## Mapping Data
S.No (1) | Institute Name (2) | Equipment Name (3) | Equipment Model (4) | Serial No. (5) | Status (6) | Supplier (7)
1 | Kawantia Hospital Dh | Glucometer | Model not available | 1 | Functional | Others
2 | Kawantia Hospital Dh | Ventilator | Schiller - Graphnet Advance | 140640401081A1V | Functional | Schiller Healthcare India Pvt Ltd
3 | Kawantia Hospital Dh | Ventilator | Schiller - Graphnet Advance | 14051036108A1V | Functional | Schiller Healthcare India Pvt Ltd
4 | General Hospital Sawai Madhopur Dh | Syringe Infusion Pump | Model not available | 9988 | Functional | Rhsdp Supply
5 | Nadbai Chc | Glucometer | SD Check Gold | 2729 | Functional | Rhsdp Supply
6 | Rajgarh Chc Alwar | 100mA X-Ray Machine | Allengers - 100 FCF | 9812389 | Functional | Cmho Supply
7 | Nadbai Chc | Syringe Needle Destroyer | Model not available | 2000003731 | Functional | Others
8 | Nadbai Chc | Hot Air Oven | Model not available | 2000003720 | Non Functional Not Repairable | Rhsdp Supply
9 | Nadbai Chc | Monocular Microscope | Model not available | 20000037219 | Non Functional Not Repairable | Others
10 | Amer Chc | Boyles Apparatus | MODEL NOT AVAILABLE | 2000025321 | Functional | Cmho Supply
11 | Rajgarh Chc Alwar | Phototherepy Unit | Meditrin - Digital Bilitimer Phototherapy | NRHM/PT09/81 | Functional | Others
12 | Rajgarh Chc Alwar | Radiant Heat Warmer | Meditrin - Heat Warmer | NRHM/WM09/18 | Functional | Others
13 | Nadbai Chc | Suction Machine | Model Not Available | 2000003758 | Functional | Rhsdp Supply
14 | Rajgarh Chc Alwar | Ophthalmoscope | Heine Beta - 200 S | 2000021445 | Non Functional Not Repairable | Rhsdp Supply
15 | Nadbai Chc | Suction Machine | Model Not Available | 2000003765 | Functional | Rhsdp Supply
16 | Bhangdarej Chc | Centrifuge Machine ( 4 Tube ) | Model not available | 3000081184 | Functional | Cmho Supply
17 | Roopwas Chc | ECG Machine (Single Channel) | Medicaid - Cardio Fax | C-613465 | Functional | Others
18 | Roopwas Chc | Radiant Heat Warmer | Zeal - RHW 2101A | 1719 | Functional | Zeal Medical Pvt Ltd
19 | Roopwas Chc | Radiant Heat Warmer | Zeal - RHW 2101A | 2000003696 | Functional | Zeal Medical Pvt Ltd
20 | Roopwas Chc | Radiant Heat Warmer | Zeal - RHW 2101A | 1720 | Functional | Others
21 | Roopwas Chc | Sahlis HB Meter | Model not available | 2000003673 | Functional | Others
22 | Malsisar Chc | FOGGING MACHINE | MODEL NOT AVAILABLE | 1319 | Functional | Zeal Medical Pvt Ltd
23 | Malsisar Chc | Syringe Needle Destroyer | Microsil - ND350 | 2000019361 | Functional | Zeal Medical Pvt Ltd
24 | Bager Chc | Hemoglobin meter | Model Not Available | 2000019249 | Functional | Others
25 | Choth Ka Barwara Chc | Radiant Heat Warmer | Zeal - RHW 2101A | RHW2101A/07/3/790 | Functional | Zeal Medical Pvt Ltd
26 | Banskhon Phc | SPHYGMOMANOMETER(BP APPRATUS) | Pagoda | 220982 | Functional | Cmho Supply
27 | Uchchain Chc | Hemoglobin meter | Model Not Available | 2000003484 | Functional | Others
28 | Kundera Chc Sawai Madhopur | Ice lined refrigerator | MK - 142 | 44713511 | Functional | Cmho Supply
29 | Malsisar Chc | Centrifuge Machine ( 6 Tube ) | CP 3164 | 2000019352 | Functional | Others
30 | Malsisar Chc | Glucometer | Model not available | 1014E001408 | Functional | Others
31 | Bandikui Chc | Electric Weighing Machine | Model Not Available | 5H2346 | Functional | Rhsdp Supply
32 | Bandikui Chc | SPHYGMOMANOMETER(BP APPRATUS-Digital) | Model Not Available | 1377OX77 | Functional | Remi Electrotechnik Ltd
33 | Kundera Chc Sawai Madhopur | Glucometer | Model not available | Y422205500105 | Functional | Cmho Supply
34 | Kundera Chc Sawai Madhopur | Syringe Needle Destroyer | Model not available | NBSD/0724860 | Functional | Cmho Supply
35 | Malsisar Chc | FOOT OPERATED SUCTION MACHINE | SU-101 | 10816 | Functional | Others
36 | Kundera Chc Sawai Madhopur | Weighing Machine | MODEL NOT AVAILABLE | 2000020764 | Functional | Bhaseen Health Products Pvt Ltd
37 | Malsisar Chc | Syringe Needle Destroyer | Microsil - ND350 | 2000019368 | Functional | Zeal Medical Pvt Ltd
38 | Barodamav Chc | FOOT OPERATED SUCTION MACHINE | SU-101 | 10920 | Functional | Niscomed Electro Medical Devices
39 | Malsisar Chc | Syringe Needle Destroyer | Microsil - ND350 | 2000019370 | Functional | Zeal Medical Pvt Ltd
40 | Malakhera Chc | 100mA X-Ray Machine | GME - GMHF-6 | XD55 | Functional | General Medical Equipment
41 | Malakhera Chc | Glucometer | Model not available | 3200752 | Functional | Others
42 | Barodamav Chc | Glucometer | SD Check Gold | 2001 | Functional | Others
43 | Nadbai Chc | Freezes | MODEL NOT AVAILABLE | 54090 | Functional | Others
44 | Akbarpur Chc | Hemoglobin meter | Model Not Available | 2000021166 | Functional | Others
45 | Kumher Chc | Radiant Heat Warmer | Zeal - RHW 2101A | RHW2101A/0713/718 | Non Functional Not Repairable | Others
46 | Barodamav Chc | Hemoglobin meter | Model Not Available | 2000021364 | Functional | Others
47 | Malakhera Chc | Phototherepy Unit | Meditrin - Digital Bilitimer Phototherapy | NRHM/PT09/35 | Functional | Meditrin Instruments
48 | Kumher Chc | Blood Collection Monitor | REMI CBM 10 Ultra | 2000003587 | Functional | Others
49 | Amer Chc | Phototherepy Unit | Delta Medical | DPH2K8011025 | Functional | Delta Medical Corporation
50 | Kumher Chc | Sahlis HB Meter | Model not available | 156088 | Functional | Others
51 | Meena Koleta Phc | Radiant Heat Warmer | Meditrin - Heat Warmer | NRHMWM/1130 | Functional | Cmho Supply
52 | General Hospital Sawai Madhopur Dh | Syringe Infusion Pump | Model not available | 9860 | Functional | Rhsdp Supply
53 | Manoharpura Chc | FOOT OPERATED SUCTION MACHINE | SU-101 | 10534 | Functional | Cmho Supply
54 | Manoharpura Chc | Fetal Monitor | FD 9613 | AZTA6A2240 | Functional | Cmho Supply
55 | Bahrawdakhurd Chc Sawai Madhopur | Syringe Needle Destroyer | Model not available | 2000020087 | Functional | Others
56 | Mitrapur Chc Sawai Madhopur | Semi Automated Chemistry Analyzer | 3300 | 3300-7498 | Functional | Cmho Supply
57 | Uchchain Chc | Blood Cell Counter - 3 part | Horiba - ABX Micros ES 60 | 306E50H05832 | Functional | Others
58 | Mitrapur Chc Sawai Madhopur | Centrifuge Machine ( 4 Tube ) | Model not available | 3000084323 | Functional | Cmho Supply
59 | Kundera Chc Sawai Madhopur | Syringe Needle Destroyer | BS-949 | 2000020761 | Functional | Cmho Supply
60 | Malakhera Chc | Hemoglobin meter | Model Not Available | 2000021241 | Functional | Trasasia Bio-Medicals Pvt
61 | Nadbai Chc | SPHYGMOMANOMETER(BP APPRATUS-Digital) | Model Not Available | 2000003772 | Functional | Others
62 | Malakhera Chc | Radiant Heat Warmer | Meditrin - Heat Warmer | NRHM/WM09/41 | Functional | Meditrin Instruments
63 | Nadbai Chc | SPHYGMOMANOMETER(BP APPRATUS-Digital) | Model Not Available | 2000003776 | Functional | Others
64 | Nayan Phc | Monocular Microscope | Model Not Available | 3000260115 | Functional | Cognate India
65 | Barodamav Chc | SPHYGMOMANOMETER(BP APPRATUS) | MODEL NOT AVAILABLE | 61479 | Functional | Bhasin Sons Private Limited
66 | Nayan Phc | Glucometer | Model not available | 2000022613 | Functional | Others
67 | Nadbai Chc | Radiant Heat Warmer | Model Not Available | 13 | Non Functional Not Repairable | Others
68 | Dispensary Sirhyodi City | Blood Bank Refrigerator | Model not available | 3000087019 | Functional | Others
69 | Karana Phc | Instrument Sterilizer | Model Not Available | 2000021574 | Functional | Others
70 | Jln Central Store Medical College | Binocular Microscope | Labomed - Vision 2000 | 130358775 | Functional | N K Jain Instruments Pvt Ltd
71 | Jln Central Store Medical College | Centrifuge Machine (36 Tubes) | REMI - R 23 | VCEI-6798 | Functional | Others
72 | Jln Central Store Medical College | Binocular Microscope | Labomed - Vision 2000 | 11000 | Functional | Others
73 | Idwa Chc | Hemoglobin meter | Model Not Available | 2000028817 | Functional | Others
74 | Jln Central Store Medical College | Radiant Heat Warmer | Meditrin - Heat Warmer | NRHM/WM09/-145 | Functional | Others
75 | Jayal Chc | Syringe Needle Destroyer | Microsil - ND350 | 2000030272 | Functional | Linco Scientific Instruments And Chemicals (P) Ltd
76 | Merta City Chc | Syringe Needle Destroyer | Model not available | 2000028919 | Functional | Others
77 | Rarah Chc | 100mA X-Ray Machine | Model not available | 2K130306125Y/HF | Functional | Others
78 | District Hospital Dausa Dh | SPHYGMOMANOMETER(BP APPRATUS) | MODEL NOT AVAILABLE | 1502004020029 | Functional | Others
79 | District Hospital Dausa Dh | Phototherepy Unit | Fenam, Bilitron Sky 5006 | 3000081478 | Functional | Fanem
80 | District Hospital Dausa Dh | X-Ray Viewer Box | Model Not Available | 3000081407 | Non Functional Not Repairable | Others
81 | Rarah Chc | Semi Automated Chemistry Analyzer | CPC - STAT FAX 3300 | 2000003656 | Functional | Cpc Diagnostics Pvt Ltd
82 | Jawaja Chc | Centrifuge Machine ( 8 Tube) | Model Not Available | 49041 | Functional | Others
83 | Arain Chc | Binocular Microscope | MLW - Easy View | 3000049272 | Functional | Others
84 | District Hospital Dausa Dh | Centrifuge Machine ( 8 Tube) | REMI - R 8C | 3000081427 | Functional | Remi Electrotechnik Ltd
85 | Mcwc Bani Park Jaipur | Centrifuge Machine ( 6 Tube ) | REMI - C 854/6 | 3000087047 | Functional | Others
86 | District Hospital Dausa Dh | Freezes | MODEL NOT AVAILABLE | 3000081425 | Functional | Others
87 | Arain Chc | Centrifuge Machine ( 8 Tube) | Model Not Available | 3000049273 | Functional | Others
88 | District Hospital Dausa Dh | Weighing Machine | MODEL NOT AVAILABLE | 3000081494 | Functional | Crown Digital Scales Inc
89 | Kadera Chc | Autoclave | Model not available | 2000034881 | Functional | Others
90 | District Hospital Dausa Dh | Centrifuge Machine ( 4 Tube ) | Remi 4C | 3000081383 | Functional | Remi Electrotechnik Ltd
91 | Karana Phc | Autoclave | Model not available | 2000021573 | Functional | Cmho Supply
92 | District Hospital Dausa Dh | Blood Cell Counter - 5 part | MODEL NOT AVAILABLE | 13N0460 | Functional | Infinity Mediquip India
93 | District Hospital Dausa Dh | Freezes | MODEL NOT AVAILABLE | 3000081387 | Functional | Others
94 | Rarah Chc | Incubator | Yorco - YSI - 438D | 1314348 | Functional | Yorco Sales Pvt Ltd
95 | Mcwc Bani Park Jaipur | Ice lined refrigerator | Model Not Available | 3000087051 | Functional | Others
96 | Rarah Chc | Radiant Heat Warmer | Model Not Available | 2000003635 | Functional | Medicaid Systems
97 | Mcwc Bani Park Jaipur | Blood Bank Refrigerator | MF114 | 3000087052 | Functional | Others
98 | Rarah Chc | O.T. Light Single Dome | MODEL NOT AVAILABLE | 2000003640 | Non Functional Not Repairable | Others
99 | Mcwc Bani Park Jaipur | Labour Table | Model Not Available | 3000087055 | Functional | Others
100 | Mcwc Bani Park Jaipur | O.T. Light Single Dome | MODEL NOT AVAILABLE | 3000087054 | Functional | Others
101 | Rarah Chc | Glucometer | Monocular - M L W | 3000081621 | Functional | Others
102 | Dudu Chc | Defibrillator with Cardiac Monitor | Schiller - Defigard 400 | J14B094 | Functional | Schiller Healthcare India Pvt Ltd
103 | Bilwari Phc | Weighing Machine | MODEL NOT AVAILABLE | 2000022484 | Functional | Others
104 | Bhadoti Phc | Blood Bank Refrigerator | MF114 | 200139992 | Functional | Cmho Supply
105 | Pipalda Phc | Radiant Heat Warmer | Zeal - RHW 2101A | RHW2101A/0713/802 | Functional | Cmho Supply
106 | Vijypur Chc | Centrifuge Machine ( 4 Tube ) | Model not available | 3000084098 | Functional | Cmho Supply
107 | Setellite Hospital Banipark Satellite | Autoclave | Model not available | 2000024024 | Functional | Others
108 | Bagru Chc | Freezes | MODEL NOT AVAILABLE | 20053203844 | Functional | Cmho Supply
109 | Laxmangarh Chc | Syringe Needle Destroyer | Microsil - ND350 | 6448 | Functional | Others
110 | Nadbai Chc | Semi Automated Chemistry Analyzer | CPC - STAT FAX 3300 | 2000003736 | Functional | Cpc Diagnostics Pvt Ltd
111 | Roopwas Chc | Hemoglobin meter | Model Not Available | 2000003674 | Functional | Others
112 | Choth Ka Barwara Chc | Binocular Microscope | PZB 22 | 2000020163 | Functional | Cmho Supply
113 | Govt Hospital Kuchaman City | Binocular Microscope | Model Not Available | 19289 | Functional | Others
114 | Kadera Chc | Hemoglobin Analyzer | Model not available | 1343813069 | Functional | Others
115 | Rbm Hospital Bharatpur Dh | Binocular Microscope | Opti-CX, Labomed | 140872897 | Functional | Janak Healthcare Pvt Ltd
116 | Sarwar Chc | Syringe Needle Destroyer | Nulife - Dots | 25454 | Functional | Others
117 | Kuchera Chc | Syringe Needle Destroyer | Model not available | 2000036590 | Functional | Robonik India Pvt Ltd
118 | Kadera Chc | Binocular Microscope | Model Not Available | 8275 | Functional | Others
119 | Parbatsar Chc | Anesthesia Machine | MODEL NOT AVAILABLE | 2000036035 | Functional | Others
120 | Kuchera Chc | Glucometer | Model not available | 2000036591 | Functional | Others
121 | Kuchera Chc | Colorimeter | MODEL NOT AVAILABLE | 2000036592 | Functional | Others
122 | Rbm Hospital Bharatpur Dh | Syringe Infusion Pump | Crown | 3000086930 | Functional | Cmho Supply
123 | Rbm Hospital Bharatpur Dh | Glucometer | Model not available | 390213 | Functional | Others
124 | District Hospital Sattelite , Bikaner Dh | SPHYGMOMANOMETER(BP APPRATUS) | MODEL NOT AVAILABLE | 19148 | Functional | Others
125 | Jln Central Store Medical College | ECG Machine (Three Channel ) | RMS 101 | V301CO313465 | Functional | Recorders And Medicaresystems Pvt Ltd
126 | Malsisar Chc | Syringe Needle Destroyer | Model Not Available | 3000117203 | Functional | Others
127 | Kumher Chc | Sahlis HB Meter | Model not available | 2000003594 | Functional | Others
128 | Malakhera Chc | Syringe Needle Destroyer | Nulife - Dots | NBSD0715967 | Functional | Mrk Healthcare Pvt Ltd Delhi
129 | Malsisar Chc | Weighing Machine | MODEL NOT AVAILABLE | 2000019381 | Functional | Others
130 | Kumher Chc | VDRL Rotator (Rotor and Shaker) | Model Not Available | 2000003603 | Functional | Rhsdp Supply
131 | Barodamav Chc | SPHYGMOMANOMETER(BP APPRATUS) | MODEL NOT AVAILABLE | 294719 | Functional | Elkon Private Limited
132 | Nadbai Chc | Phototherepy Unit | Meditrin - Digital Bilitimer Phototherapy | 2000003745 | Functional | Meditrin Instruments
133 | Choth Ka Barwara Chc | 100mA X-Ray Machine | GME - GMHF-6 | 2000020170 | Functional | General Medical Equipment
134 | Khawarao Ji Phc | SPHYGMOMANOMETER(BP APPRATUS) | MODEL NOT AVAILABLE | 1122007072480 | Functional | Others
135 | Khawarao Ji Phc | Glucometer | Model not available | 22131071128 | Functional | Omron Health Care
136 | Khawarao Ji Phc | Weighing Machine | MODEL NOT AVAILABLE | 3000081104 | Functional | Others
137 | Khawarao Ji Phc | Freezes | MODEL NOT AVAILABLE | BE0464E2600B2A7V0118 | Functional | Haier Appliances India Pvt
138 | Chareda Phc | Blood Bank Refrigerator | Model not available | 253 | Functional | Others
139 | Arniya Phc | Glucometer | Model not available | 10024B000374 | Functional | Others
140 | Chareda Phc | Baby Weighing Machine | Crown | 3000081149 | Functional | Others
141 | Garh Phc | Baby Weighing Machine | Crown | 3000081159 | Functional | Others
142 | Kundal Phc | SPHYGMOMANOMETER(BP APPRATUS) | MODEL NOT AVAILABLE | 98134588 | Non Functional Not Repairable | Ajay Optical India
143 | District Hospital Dausa Dh | SPHYGMOMANOMETER(BP APPRATUS) | MODEL NOT AVAILABLE | 3000081473 | Functional | Others
144 | District Hospital Dausa Dh | SPHYGMOMANOMETER(BP APPRATUS) | MODEL NOT AVAILABLE | 3000081471 | Functional | Others
145 | Borada Chc | Syringe Needle Destroyer | Nulife - Dots | 3000049409 | Functional | Others
146 | Kadera Chc | Suction Machine | Model Not Available | 2000034880 | Functional | Others
147 | Borada Chc | SPHYGMOMANOMETER(BP APPRATUS) | MODEL NOT AVAILABLE | 98132277 | Functional | Others
148 | Bdm Hospital Kotputali Sdh | ECG Machine (Single Channel) | BPL - Cardiart 108T | CGML/3C18581 | Functional | Rhsdp Supply
149 | Bdm Hospital Kotputali Sdh | Instrument Sterilizer | Model Not Available | 2000022006 | Functional | Rhsdp Supply
150 | Karana Phc | SPHYGMOMANOMETER(BP APPRATUS) | MODEL NOT AVAILABLE | 61357 | Functional | Others
151 | Kawantia Hospital Dh | Electrolyte Analyzer | Adonis - KH 985 | 98004 | Functional | Adonis Medical Equipments Pvt Ltd
152 | Kawantia Hospital Dh | Blood Cell Counter - 5 part | SFRI - Countender 80+ | 2040018 | Functional | Edif Medical Systems
153 | Thanagazi Chc | ECG Monitor | Model not available | CI0608R57 | Functional | Concept Integrations
154 | Meena Koleta Phc | SPHYGMOMANOMETER(BP APPRATUS) | MODEL NOT AVAILABLE | 3000084264 | Functional | Cmho Supply
155 | General Hospital Sawai Madhopur Dh | Pulse Oxymeter | MEDITEC P201 | 101920200009 | Functional | Rhsdp Supply
156 | General Hospital Sawai Madhopur Dh | Pulse Oxymeter | MEDITEC P201 | 101920200020 | Functional | Rhsdp Supply
157 | General Hospital Sawai Madhopur Dh | Pulse Oxymeter | MEDITEC P201 | 101920200034 | Functional | Rhsdp Supply
158 | General Hospital Sawai Madhopur Dh | Pulse Oxymeter | MEDITEC P201 | 101920200012 | Functional | Rhsdp Supply
159 | General Hospital Sawai Madhopur Dh | Pulse Oxymeter | MEDITEC P201 | 2000020141 | Functional | Rhsdp Supply
160 | Viratnagar Chc | O.T. Light Single Dome | MODEL NOT AVAILABLE | 50907038 | Functional | Surgicoin Medequip Pvt Ltd
161 | Thanagazi Chc | Nebulizer | CN-04 | CN-0412100857 | Functional | Cmho Supply
162 | Jayal Chc | Pulse Oxymeter | Model Not Available | 2000030308 | Functional | Others
163 | Jayal Chc | Hydraulic Operation Table | Surgicoin | 2000030294 | Functional | Cmho Supply
164 | Jayal Chc | SPHYGMOMANOMETER(BP APPRATUS) | MODEL NOT AVAILABLE | 2000030269 | Non Functional Not Repairable | Cmho Supply
165 | Jayal Chc | SPHYGMOMANOMETER(BP APPRATUS) | MODEL NOT AVAILABLE | 2000030270 | Non Functional Not Repairable | Cmho Supply
166 | Jayal Chc | Blood Cell Counter - 3 part | Horiba - ABX Micros ES 60 | 306E50H05868 | Functional | Horiba India Pvt Ltd
167 | Jayal Chc | SPHYGMOMANOMETER(BP APPRATUS) | MODEL NOT AVAILABLE | 2000030273 | Functional | Cmho Supply
168 | Rampura District Hospitalkota Dh | Baby Weighing Machine | Model Not Available | 3000046958 | Functional | Cmho Supply
169 | New Govt Medical College Kota | Freezes | MODEL NOT AVAILABLE | 3000055292 | Functional | Others
170 | J.K.Loan Hospital, Kota | Pulse Oxymeter | Model Not Available | 1108540 | Non Functional Not Repairable | Emco Meditek Pvt Ltd
171 | Rampura District Hospitalkota Dh | SPHYGMOMANOMETER(BP APPRATUS) | Meditrin - Heat Warmer | NRHM/WM09/150 | Functional | Meditrin Instruments
172 | Rampura District Hospitalkota Dh | Anesthesia Machine | MODEL NOT AVAILABLE | 3000046979 | Functional | Others
173 | J.K.Loan Hospital, Kota | Mobile ( Portable ) X-Ray Machine | Model not available | 9 | Non Functional Not Repairable | G E Medical Systems
174 | New Govt Medical College Kota | Freezes | MODEL NOT AVAILABLE | 3000055258 | Functional | Others
175 | Bilali Phc | Binocular Microscope | Model Not Available | 2000021576 | Functional | Hitachi Ltd
176 | District Hospital Sattelite , Bikaner Dh | Radiant Heat Warmer | Model Not Available | DRHW2K6021111 | Functional | Delta Medical Corporation
177 | Rarah Chc | Pulse Oxymeter | Model Not Available | 2000003623 | Non Functional Not Repairable | Others
178 | Arain Chc | Blood Bank Refrigerator | Model not available | INC132301672 | Functional | Others
179 | Rarah Chc | Ice lined refrigerator | Model Not Available | 2000003625 | Non Functional Not Repairable | Others
180 | Rarah Chc | Blood Bank Refrigerator | Model not available | 2000003627 | Non Functional Not Repairable | Others
181 | Mandrela Chc | Suction Machine | Model Not Available | 2000019285 | Functional | Others
182 | Rarah Chc | Autoclave | Model not available | 2000003630 | Functional | Others
183 | Harmara Chc | Syringe Needle Destroyer | Model not available | 49034 | Functional | Others
184 | Mcwc Gandhi Nagar Jaipur | Syringe Needle Destroyer | Model not available | 2000025229 | Functional | Others
185 | Jawaja Chc | Pulse Oxymeter | Model Not Available | EA07C0240 | Functional | Others
186 | Jawaja Chc | O.T. Light Single Dome | MODEL NOT AVAILABLE | 0 | Functional | Cmho Supply
187 | Harmara Chc | Suction Machine | Model Not Available | 49036 | Functional | Others
188 | Rarah Chc | Blood Bank Refrigerator | Model not available | 2408 | Non Functional Repairable | Robonik India Pvt Ltd
189 | Jawaja Chc | O.T. Light Single Dome | MODEL NOT AVAILABLE | 49057 | Functional | Others
190 | Rarah Chc | SPHYGMOMANOMETER(BP APPRATUS) | MODEL NOT AVAILABLE | 2000003642 | Non Functional Not Repairable | Others
191 | Jawaja Chc | Suction Machine | Model Not Available | 3000049058 | Functional | Others
192 | Rarah Chc | SPHYGMOMANOMETER(BP APPRATUS) | MODEL NOT AVAILABLE | 2000003632 | Non Functional Repairable | Others
193 | Jawaja Chc | Baby Weighing Machine | Model Not Available | 120 | Functional | Others
194 | Mandrela Chc | ECG Machine (Three Channel ) | Medicaid - CardioFax 3R | c613418 | Functional | Medicaid Systems
195 | Nogawa Phc | Centrifuge Machine ( 4 Tube ) | REMI - C852 | eglc5917 | Functional | Others
196 | Jawaja Chc | STABILIZER | MODEL NOT AVAILABLE | 358 | Functional | Others
197 | Jawaja Chc | STABILIZER | MODEL NOT AVAILABLE | 49069 | Functional | Others
198 | Jawaja Chc | Blood Cell Counter - 3 part | Model not available | 16108 | Functional | Others
199 | Mandrela Chc | Centrifuge Machine ( 4 Tube ) | Model not available | 9019 | Functional | Maharana Instruments Manufacturing Company
200 | Mandrela Chc | Fetal Doppler | ND - 102 | 2000019290 | Functional | Ashok Enterprises
201 | Mandrela Chc | Syringe Needle Destroyer | Model not available | 15c1242 | Functional | Others
202 | Kawantia Hospital Dh | 1.5 Ton Split Air Conditioner | Voltas - 185 PX | LSA7VW3CIG.AN66DVI | Functional | Others
203 | General Hospital Sawai Madhopur Dh | Glucometer | Model not available | 2000020159 | Functional | Rhsdp Supply
204 | Manoharpura Chc | SPHYGMOMANOMETER(BP APPRATUS) | MODEL NOT AVAILABLE | 2000022733 | Functional | Others
205 | Manoharpura Chc | Autoclave | Model not available | 2000022741 | Functional | Others
206 | Manoharpura Chc | FOOT OPERATED SUCTION MACHINE | SU-101 | 2000022739 | Functional | Niscomed Electro Medical Devices
207 | Setellite Hospital Banipark Satellite | Hydraulic Operation Table | Surgicoin | 2000024071 | Functional | Surgicoin Medequip Pvt Ltd
208 | Nawa Chc | Binocular Microscope | Model Not Available | 2000028355 | Functional | Others
209 | Kadera Chc | SPHYGMOMANOMETER(BP APPRATUS) | MODEL NOT AVAILABLE | 2000033712 | Not in use | Others
210 | Jln Central Store Medical College | Syringe Needle Destroyer | Model not available | 2000032315 | Functional | Others
211 | Idwa Chc | Syringe Needle Destroyer | Nulife - Dots | NBSDO71436 | Functional | Mrk Healthcare Pvt Ltd Delhi
212 | Rbm Hospital Bharatpur Dh | C-Arm Image Intensifier | Allengers - HF 49R | 66 | Non Functional Not Repairable | Others
213 | J.K.Loan Hospital, Kota | Syringe Infusion Pump | Model not available | 210212245AJ03 | Functional | Simtek Medico Systems Pvt Ltd
214 | New Govt Medical College Kota | Binocular Microscope | Labomed - Vision 2000 | 131064006 | Functional | Others
215 | New Govt Medical College Kota | Suction Machine | Model Not Available | 30000552091 | Functional | Others
216 | District Hospital Sattelite , Bikaner Dh | Binocular Microscope | PZB 22 | 2000030659 | Functional | Cmho Supply
217 | Jln Central Store Medical College | Suction Machine | SURGIX | C-290-018 | Functional | Anand Surgical Industries (India)
218 | District Hospital Sattelite , Bikaner Dh | Anesthesia Machine | Allied | 2000030732 | Functional | Alleid Medical Limited
219 | District Hospital Sattelite , Bikaner Dh | Anesthesia Machine | Allied | 98488 | Functional | Alleid Medical Limited
220 | New Govt Medical College Kota | Anesthesia Machine | MODEL NOT AVAILABLE | 3000055202 | Functional | Others
221 | J.K.Loan Hospital, Kota | Phototherepy Unit | Meditrin - Digital Bilitimer Phototherapy | 3000046791 | Functional | Others
222 | District Hospital Sattelite , Bikaner Dh | 500mA X-Ray Machine | Wipro GE - DX - 525 | 2305250 | Functional | Wipro G E Healthcare Pvt Ltd
223 | Jln Central Store Medical College | Pulse Oxymeter | Comet - P (L and T) | C10P1661 | Functional | Larsen And Tourbo Ltd
224 | Jln Central Store Medical College | Pulse Oxymeter | Comet - P (L and T) | C10P1659 | Functional | Larsen And Tourbo Ltd
225 | Karana Phc | SPHYGMOMANOMETER(BP APPRATUS) | MODEL NOT AVAILABLE | 61360 | Non Functional Not Repairable | Others
226 | Mandrela Chc | Syringe Needle Destroyer | Microsil ND 20 | 2000019299 | Functional | Others
227 | Bdm Hospital Kotputali Sdh | BLOOD DONOR COUCH | MODEL NOT AVAILABLE | ZACM-0131 | Functional | Remi Electrotechnik Ltd
228 | Bdm Hospital Kotputali Sdh | Hot Air Oven | Model not available | 192 | Functional | Metro Traiding Corporation
229 | Dispensary Sirhyodi City | Ice lined refrigerator | MK - 142 | 3000087018 | Functional | Vestfrost Solutions
230 | Dispensary Sirhyodi City | Hemoglobin meter | Model Not Available | 3000087007 | Functional | Others
231 | Mandrela Chc | Suction Machine | Model Not Available | 2000019306 | Functional | Others
232 | Bdm Hospital Kotputali Sdh | Weighing Machine | Crown | 2000022128 | Functional | Others
233 | Dispensary High Court City Jpr | Syringe Needle Destroyer | Model not available | 7870 | Functional | Cmho Supply
234 | Tatgarh Chc | Binocular Microscope | Model Not Available | 49213 | Functional | Others
235 | Baleta Phc | Binocular Microscope | Model Not Available | 2000021273 | Functional | Advance Scientific And Surgical Co - Alco
236 | Dispensary Vaishali Nagar City | SPHYGMOMANOMETER(BP APPRATUS) | Bhasin Sons | 26574 | Functional | Cmho Supply
237 | Dispensary High Court City Jpr | SPHYGMOMANOMETER(BP APPRATUS) | MODEL NOT AVAILABLE | 8775 | Functional | Cmho Supply
238 | Baleta Phc | Syringe Needle Destroyer | Microsil - ND350 | 10503 | Non Functional Not Repairable | Linco Scientific Instruments And Chemicals (P) Ltd
239 | Dhamred Phc | Hemoglobin meter | Model Not Available | 2000021424 | Functional | Others
240 | Raghunathgarh Phc | SPHYGMOMANOMETER(BP APPRATUS-Digital) | Model Not Available | 2000021408 | Functional | Others
241 | Mandrela Chc | Baby Weighing Machine | Model Not Available | 2000019307 | Functional | Crown Digital Scales Inc
242 | Dhamred Phc | Syringe Needle Destroyer | Microsil - ND350 | 6924 | Functional | Zeal Medical Pvt Ltd
243 | Borada Chc | Syringe Needle Destroyer | Model not available | 3000049419 | Functional | Others
244 | Raghunathgarh Phc | Binocular Microscope | Model Not Available | 2000021412 | Functional | Labomed
245 | Dispensary High Court City Jpr | Syringe Needle Destroyer | Model not available | 7742 | Functional | Cmho Supply
246 | Mandrela Chc | Syringe Needle Destroyer | Microsil - ND350 | 6230 | Functional | Others
247 | Dispensary Vaishali Nagar City | Weighing Machine | MODEL NOT AVAILABLE | 2000024211 | Functional | Others
248 | Mandrela Chc | Syringe Needle Destroyer | Microsil - ND350 | 6241 | Functional | Others
249 | Kawantia Hospital Dh | Mobile ( Portable ) X-Ray Machine | Allengers - MARS 3.5 | 95.3.48 | Functional | Allengers Medical Systems Ltd
250 | Viratnagar Chc | SPHYGMOMANOMETER(BP APPRATUS) | MODEL NOT AVAILABLE | 294926 | Functional | Others
251 | Rajeev Gandhi Govt General Hospital Alwar Dh | Syringe Needle Destroyer | Microsil - ND350 | 10388 | Functional | Others
252 | Viratnagar Chc | Radiant Heat Warmer | Meditrin - Heat Warmer | NRHM/WM09/40 | Functional | Cmho Supply
253 | Rajeev Gandhi Govt General Hospital Alwar Dh | Weighing Machine | MODEL NOT AVAILABLE | 2000021054 | Functional | Cmho Supply
254 | Rajeev Gandhi Govt General Hospital Alwar Dh | Radiant Heat Warmer | Zeal - RHW 2101A | RHW/2101/A/0313/1847 | Functional | Others
255 | Viratnagar Chc | Radiant Heat Warmer | Zeal - RHW 2101A | RHW/2101A/0913/1932 | Functional | Zeal Medical Pvt Ltd
256 | Viratnagar Chc | Hemoglobin meter | HB 301 | 1342813128 | Functional | Hemocue India
257 | Bamboli Phc | Weighing Machine | Victoria DX | 2000021298 | Functional | Others
258 | Bamboli Phc | Centrifuge Machine ( 4 Tube ) | REMI - C852 | fglc7941 | Functional | Others
259 | Bhadoti Phc | Syringe Needle Destroyer | Model not available | XBSDO716009 | Functional | Cmho Supply
260 | Bamanwas Chc | Binocular Microscope | AMT 5A | 3000084277 | Functional | Cmho Supply
261 | Sanganer Chc | SPHYGMOMANOMETER(BP APPRATUS) | MODEL NOT AVAILABLE | 3210707 | Functional | Ajay Optical India
262 | Bamanwas Chc | FOOT OPERATED SUCTION MACHINE | MODEL NOT AVAILABLE | 3000084291 | Functional | Cmho Supply
263 | Kalakua Satellite Hospital | Sahlis HB Meter | HB Meter | 1342813067 | Functional | Hemocue India
264 | Kalakua Satellite Hospital | Sahlis HB Meter | HB Meter | 1343513070 | Functional | Hemocue India
265 | Sanganer Chc | FOOT OPERATED SUCTION MACHINE | MODEL NOT AVAILABLE | 2000024355 | Functional | Rhsdp Supply
266 | Sanganer Chc | SPHYGMOMANOMETER(BP APPRATUS) | MODEL NOT AVAILABLE | 2000024390 | Functional | A K Surgicals
267 | Sanganer Chc | Hydraulic Operation Table | MODEL NOT AVAILABLE | 52911969C133 | Functional | Others
268 | Setellite Hospital Banipark Satellite | Syringe Needle Destroyer | Model not available | 2000024022 | Functional | Others
269 | Setellite Hospital Banipark Satellite | Suction Machine | Model Not Available | 2000024054 | Functional | Others
270 | Setellite Hospital Banipark Satellite | SPHYGMOMANOMETER(BP APPRATUS) | Pagoda | 2000024055 | Functional | Others
271 | Mandrela Chc | O.T. Light Single Dome | MODEL NOT AVAILABLE | 2000019292 | Functional | Others
272 | Arain Chc | Spot Light ( Portable ) | Model Not Available | 3000049282 | Functional | Others
273 | Rupangarh Chc | Blood Cell Counter - 3 part | Horiba - ABX Micros ES 60 | 304ESOH05562 | Functional | Others
274 | Mandrela Chc | O.T. Light Single Dome | MODEL NOT AVAILABLE | 2000019294 | Functional | Others
275 | Rupangarh Chc | Incubator | MODEL NOT AVAILABLE | 2367 | Functional | Others
276 | Mandrela Chc | O.T. Light Single Dome | MODEL NOT AVAILABLE | 2000019295 | Functional | Others
277 | Arain Chc | ECG Machine (Three Channel ) | AT - 1 | 3000049291 | Functional | Others
278 | Arain Chc | Blood Bank Refrigerator | Model not available | 3000049294 | Functional | Others
279 | Dispensary Sirhyodi City | SPHYGMOMANOMETER(BP APPRATUS) | MODEL NOT AVAILABLE | 3000087012 | Functional | Others
280 | Dispensary Sirhyodi City | SPHYGMOMANOMETER(BP APPRATUS) | MODEL NOT AVAILABLE | 3000087015 | Functional | Others
281 | Arniya Phc | Ice lined refrigerator | Model Not Available | 25011522 | Functional | Vestfrost Solutions
282 | Borada Chc | Binocular Microscope | AMT 5A | 3000049413 | Functional | Others
283 | Karana Phc | SPHYGMOMANOMETER(BP APPRATUS) | MODEL NOT AVAILABLE | 61269 | Non Functional Not Repairable | Others
284 | Bdm Hospital Kotputali Sdh | ELECTRIC OT TABLE | MODEL NOT AVAILABLE | 2000022138 | Functional | Others
285 | Mandrela Chc | Suction Machine | Model Not Available | 10181 | Functional | Others
286 | Dispensary Vaishali Nagar City | Syringe Needle Destroyer | Microsil - ND350 | 7411 | Functional | Cmho Supply
287 | Mandrela Chc | Syringe Needle Destroyer | Microsil - ND350 | 6234 | Functional | Others
288 | Mandrela Chc | Syringe Needle Destroyer | Microsil - ND350 | 6251 | Functional | Others
289 | Harsor Chc | Semi Automated Chemistry Analyzer | Model not Available | 2000028783 | Functional | Others
290 | Dhamred Phc | SPHYGMOMANOMETER(BP APPRATUS) | MODEL NOT AVAILABLE | 59980 | Functional | Bhasin Sons Private Limited
291 | Kadera Chc | SPHYGMOMANOMETER(BP APPRATUS) | MODEL NOT AVAILABLE | RH0108328 | Functional | Others
292 | Tatgarh Chc | Centrifuge Machine ( 8 Tube) | Model Not Available | EPLC-3572 | Functional | Others
293 | Nawa Chc | Ice lined refrigerator | MK - 142 | 2000028117 | Functional | Others
294 | Bdm Hospital Kotputali Sdh | Freezes | MODEL NOT AVAILABLE | BE04UE260002/W0028 | Functional | Haier Appliances India Pvt
295 | Nawa Chc | Weighing Machine | MODEL NOT AVAILABLE | 2000028119 | Functional | Others
296 | Sirsi Phc | Binocular Microscope | Labomed - Vision 2000 | 87678787 | Functional | Labovision India
297 | Banskhon Phc | Instrument Sterilizer | Model Not Available | 3000087082 | Functional | Others
298 | Viratnagar Chc | ELECTRIC OT TABLE | MODEL NOT AVAILABLE | 2000022536 | Functional | Surgicoin Medequip Pvt Ltd
299 | Rajeev Gandhi Govt General Hospital Alwar Dh | Syringe Needle Destroyer | Model not available | 20000230224 | Functional | Radical Scientific Instruments Pvt Ltd
300 | Rajeev Gandhi Govt General Hospital Alwar Dh | Radiant Heat Warmer | Zeal - RHW 2101A | RHW-2101/A1091311817 | Functional | Cmho Supply
301 | Rajeev Gandhi Govt General Hospital Alwar Dh | Instrument Sterilizer | Model Not Available | 2000023005 | Functional | Others
302 | Rajeev Gandhi Govt General Hospital Alwar Dh | ECG Machine (Three Channel ) | Medicaid - CardioFax 3R | C613386 | Functional | Cmho Supply
303 | Viratnagar Chc | Radiant Heat Warmer | Meditrin - Heat Warmer | NRHM/WM09/52 | Functional | Meditrin Instruments
304 | Viratnagar Chc | Radiant Heat Warmer | Zeal - RHW 2101A | RHW/2101A/0913/1809 | Functional | Zeal Medical Pvt Ltd
305 | Viratnagar Chc | Centrifuge Machine (24 Tubes) | Model no available | 923 | Functional | Others
306 | Rajeev Gandhi Govt General Hospital Alwar Dh | VDRL Rotator (Rotor and Shaker) | Yorco - YSI 148 | 06IO765 | Functional | Rhsdp Supply
307 | Bhadoti Phc | Radiant Heat Warmer | Meditrin - Heat Warmer | NRHM/W/M/274 | Non Functional Repairable | Cmho Supply
308 | Bilwari Phc | SPHYGMOMANOMETER(BP APPRATUS) | MODEL NOT AVAILABLE | 8813451 | Functional | Ajay Optical India
309 | Bamboli Phc | Instrument Sterilizer | Model Not Available | 2000021297 | Functional | Cmho Supply
310 | Sanganer Chc | SPHYGMOMANOMETER(BP APPRATUS) | MODEL NOT AVAILABLE | 5395 | Functional | Others
311 | Sanganer Chc | SPHYGMOMANOMETER(BP APPRATUS) | MODEL NOT AVAILABLE | 2000024334 | Functional | Others
312 | Sanganer Chc | Blood Cell Counter - 3 part | Horiba - ABX Micros ES 60 | 302ES0H05285 | Functional | Horiba India Pvt Ltd
313 | Sanganer Chc | Incubator | MODEL NOT AVAILABLE | 2000024346 | Functional | Metro Traiding Corporation
314 | Kalakua Satellite Hospital | Centrifuge Machine ( 16 Tube ) | REMI (R8C + R83) | DFLC4311 | Functional | Remi Electrotechnik Ltd
315 | Sanganer Chc | Syringe Needle Destroyer | Model not available | 2000024361 | Functional | Cmho Supply
316 | Vijypur Chc | VDRL Rotator (Rotor and Shaker) | Model Not Available | 3000084101 | Functional | Cmho Supply
317 | Bamanwas Chc | Weighing Machine | MODEL NOT AVAILABLE | 3000084311 | Functional | Others
318 | Bagru Chc | Radiant Heat Warmer | Model Not Available | 2000024848 | Functional | Others
319 | Bamanwas Chc | Radiant Heat Warmer | Meditrin - Heat Warmer | NRHM/WM11/284 | Functional | Cmho Supply
320 | Bdm Hospital Kotputali Sdh | Oxygen Concentrator | BPL - OG 4203 | AXTC0B4913 | Functional | Others
321 | Mandrela Chc | Syringe Needle Destroyer | Microsil - ND350 | 6233 | Functional | Others
322 | Dhamred Phc | SPHYGMOMANOMETER(BP APPRATUS) | MODEL NOT AVAILABLE | 60668 | Functional | Bhasin Sons Private Limited
323 | Mandrela Chc | Syringe Needle Destroyer | Microsil - ND350 | 2000019320 | Functional | Others
324 | Dhamred Phc | SPHYGMOMANOMETER(BP APPRATUS) | MODEL NOT AVAILABLE | 1205426 | Functional | Others
325 | Kadera Chc | 300mA X-Ray Machine | Model not available | 2000034885 | Functional | Others
326 | Borada Chc | Freezes | Model Not Available | 3000086789 | Non Functional Repairable | Others
327 | Tatgarh Chc | Radiant Heat Warmer | MODEL NOT AVAILABLE | 3000086790 | Functional | Others
328 | Dhamred Phc | Syringe Needle Destroyer | Microsil - ND350 | 10069 | Functional | Zeal Medical Pvt Ltd
329 | Bajwas Chc | Hot Air Oven | Model not available | 2000030012 | Functional | Scientific India
330 | Tatgarh Chc | Radiant Heat Warmer | Zeal - RHW 2101A | 49226 | Functional | Others
331 | Kadera Chc | FOGGING MACHINE | MODEL NOT AVAILABLE | 1095 | Functional | Others
332 | Borada Chc | Hemoglobin Analyzer | Model not available | 1343813132 | Functional | Others
333 | Nawa Chc | Suction Machine | Model Not Available | 2000028110 | Functional | Linco Scientific Instruments And Chemicals (P) Ltd
334 | Dhamred Phc | Baby Weighing Machine | Docbel Braun | 2000021437 | Functional | Docbel Group Of Industries
335 | Bdm Hospital Kotputali Sdh | Incubator | MODEL NOT AVAILABLE | 191 | Functional | Prasad Overseas
336 | Tatgarh Chc | Radiant Heat Warmer | Model Not Available | 49228 | Not in use | Others
337 | Mandrela Chc | O.T. Light Single Dome | MODEL NOT AVAILABLE | 2000019326 | Functional | Others
338 | Bajwas Chc | Centrifuge Machine ( 4 Tube ) | Model not available | 2000030013 | Functional | Repro Diagnostics
339 | Dhamred Phc | Syringe Needle Destroyer | Microsil - ND350 | 10128 | Functional | Zeal Medical Pvt Ltd
340 | Harsor Chc | Incubator | MODEL NOT AVAILABLE | 2000028783 | Functional | Others
341 | Nawa Chc | Syringe Needle Destroyer | Microsil - ND350 | 2000028111 | Functional | Others
342 | Tatgarh Chc | Colorimeter | MODEL NOT AVAILABLE | 201108218 | Functional | Others
343 | Nawa Chc | Nebulizer | HBD-116 | 3000125797 | Functional | Others
344 | Nogawa Phc | SPHYGMOMANOMETER(BP APPRATUS) | MODEL NOT AVAILABLE | 2000021386 | Functional | Others
345 | Mandrela Chc | Autoclave | Model not available | 2000019327 | Functional | Others
346 | Vijypur Chc | Weighing Machine | MODEL NOT AVAILABLE | 3000084111 | Functional | Cmho Supply
347 | Setellite Hospital Banipark Satellite | Weighing Machine | MODEL NOT AVAILABLE | 2000024049 | Functional | Others
348 | Setellite Hospital Banipark Satellite | Suction Machine | Model Not Available | 9C1235 | Functional | Others
349 | Setellite Hospital Banipark Satellite | ECG Machine (Single Channel) | BPL - Cardiart 108T | CGMG7L5960 | Functional | Others
350 | Setellite Hospital Banipark Satellite | SPHYGMOMANOMETER(BP APPRATUS) | MODEL NOT AVAILABLE | 2000024060 | Functional | Others
351 | Amer Chc | 300mA X-Ray Machine | GME - GMHF-32 | 2000025278 | Functional | General Medical Equipment
352 | Bagru Chc | Freezes | MODEL NOT AVAILABLE | 2000024855 | Functional | Others
353 | Bagru Chc | Freezes | MODEL NOT AVAILABLE | 50213616 | Functional | Cmho Supply
354 | Nangal Rajawatan Phc | Radiant Heat Warmer | Zeal - RHW 2101A | RHW101A109/13187 | Functional | Zeal Medical Pvt Ltd
355 | Dispensary Sirhyodi City | Syringe Needle Destroyer | Model not available | 3000087005 | Functional | Others
356 | Bdm Hospital Kotputali Sdh | Ultra Sonography (USG) & Colour Dopler Machine | Median - Sono Scape SSI - 6000 | 15219721 | Functional | Medion Healthcare Pvt Ltd
357 | Rupangarh Chc | Instrument Sterilizer | Model Not Available | 523076 | Functional | Others
358 | Bdm Hospital Kotputali Sdh | Ultra Sonography (USG) & Colour Dopler Machine | Median - Sono Scape SSI - 6000 | 2000022060 | Functional | Medion Healthcare Pvt Ltd
359 | Mandrela Chc | Radiant Heat Warmer | Zeal - RHW 2101A | RHW2101AO9132027 | Functional | Others
360 | Tatgarh Chc | Instrument Sterilizer | Model Not Available | 49207 | Functional | Others
361 | Mandrela Chc | Phototherepy Unit | Fenam, Bilitron Sky 5006 | ISIJAK-440240 | Functional | Fanem
362 | Tatgarh Chc | SPHYGMOMANOMETER(BP APPRATUS) | MODEL NOT AVAILABLE | 49230 | Functional | Others
363 | Tatgarh Chc | Blood Cell Counter - 3 part | Horiba - ABX Micros ES 60 | 305ES0H05S72 | Functional | Others
364 | Bdm Hospital Kotputali Sdh | Phototherepy Unit | Meditrin - Digital Bilitimer Phototherapy | NRHM/PT0985 | Functional | Others
365 | Mandrela Chc | O.T. Light Single Dome | MODEL NOT AVAILABLE | 2000019312 | Non Functional Not Repairable | Others
366 | Raghunathgarh Phc | SPHYGMOMANOMETER(BP APPRATUS-Digital) | Model Not Available | 2000021406 | Functional | Others
367 | Raghunathgarh Phc | Glucometer | Model not available | 2000021411 | Functional | Others
368 | Nogawa Phc | Glucometer | Model not available | M01E03AA6014 | Functional | Others
369 | Raghunathgarh Phc | Centrifuge Machine ( 4 Tube ) | Model not available | 2000021413 | Functional | Others
370 | Borada Chc | Ice lined refrigerator | Model Not Available | 3000049421 | Functional | Others
371 | Dhamred Phc | SPHYGMOMANOMETER(BP APPRATUS) | MODEL NOT AVAILABLE | 98118604 | Functional | Others
372 | Kadera Chc | Incubator | MODEL NOT AVAILABLE | 2000034891 | Functional | Others
373 | Dispensary Vaishali Nagar City | SPHYGMOMANOMETER(BP APPRATUS) | Nutech Model | 16220 | Functional | Mrk Healthcare Pvt Ltd Delhi
374 | Kadera Chc | Binocular Microscope | Model Not Available | 2000034892 | Functional | Others
375 | Dispensary Vaishali Nagar City | SPHYGMOMANOMETER(BP APPRATUS) | MODEL NOT AVAILABLE | 32327 | Functional | Cmho Supply
376 | Dispensary Vaishali Nagar City | Binocular Microscope | Galan 3 | 2000024217 | Functional | Cmho Supply
377 | Idwa Chc | Baby Weighing Machine | Model Not Available | 2000036120 | Functional | Others
378 | Kadera Chc | Sahlis HB Meter | HB Meter | 1343813343 | Functional | Others
379 | Bajwas Chc | Hemoglobin meter | Model Not Available | 1343813220 | Functional | Others
380 | Dispensary Vaishali Nagar City | SPHYGMOMANOMETER(BP APPRATUS) | MODEL NOT AVAILABLE | 98135527 | Functional | Suprime Enterprises
381 | Dhamred Phc | Centrifuge Machine ( 4 Tube ) | Model not available | 2000021422 | Functional | Others
382 | Maroth Chc | Blood Cell Counter - 3 part | Model not available | 1221131 | Functional | Others
383 | Bajwas Chc | Syringe Needle Destroyer | Model not available | 2000030024 | Functional | Others
384 | Idwa Chc | Labour Table | Model Not Available | 2000036217 | Functional | Others
385 | Sarwar Chc | Incubator | MODEL NOT AVAILABLE | 2357 | Functional | Others
386 | Arain Chc | Freezes | MODEL NOT AVAILABLE | 3000049294 | Functional | Others
387 | Nawa Chc | Binocular Microscope | Model Not Available | 2000028357 | Functional | Others
388 | Govt Hospital Kuchaman City | ECG Machine (Single Channel) | BPL - Cardiart 108T | CGML4A22187 | Functional | Bpl Medical Technologies
389 | Idwa Chc | Ice lined refrigerator | MK - 142 | 25122633 | Functional | Vestfrost Solutions
390 | Idwa Chc | Ice lined refrigerator | MK - 142 | 251122633 | Functional | Others
391 | Rol Phc | Incubator | MODEL NOT AVAILABLE | 2000036514 | Functional | Cmho Supply
392 | Rol Phc | SPHYGMOMANOMETER(BP APPRATUS) | MODEL NOT AVAILABLE | 3535 | Functional | Others
393 | Rol Phc | SPHYGMOMANOMETER(BP APPRATUS) | MODEL NOT AVAILABLE | 2000036525 | Functional | Others
394 | Nawa Chc | ECG Machine (Single Channel) | Clarity ECG 100 | 613277 | Functional | Others
395 | Degana Chc | Suction Machine | Supreme Plus | 2000028753 | Functional | Suprime Enterprises
396 | Parbatsar Chc | Blood Cell Counter - 5 part | Model not available | 306ESOHO5803 | Functional | Others
397 | Idwa Chc | SPHYGMOMANOMETER(BP APPRATUS) | MODEL NOT AVAILABLE | 200003625 | Functional | Others
398 | Kawantia Hospital Dh | Coagulation Analyzer | STart 4 | BT3304B224 | Functional | Others
399 | Kawantia Hospital Dh | Incubator | Yorco - YSI - 438D | 07L3364 | Functional | Rhsdp Supply
400 | Kawantia Hospital Dh | Syringe Needle Destroyer | Model not available | 0 | Functional | Others
401 | Chandoli Phc | Radiant Heat Warmer | Zeal - RHW 2101A | 2000023021 | Functional | Cmho Supply
402 | Rajeev Gandhi Govt General Hospital Alwar Dh | Radiant Heat Warmer | Zeal - RHW 2101A | RHW-2101/A1091311910 | Functional | Cmho Supply
403 | Rajeev Gandhi Govt General Hospital Alwar Dh | Syringe Needle Destroyer | Microsil - ND350 | 6226 | Functional | Others
404 | Rajeev Gandhi Govt General Hospital Alwar Dh | Hemoglobin Analyzer | Model not available | 2000021048 | Functional | Others
405 | Viratnagar Chc | Radiant Heat Warmer | Meditrin - Heat Warmer | NRHM/WM09/02 | Functional | Cmho Supply
406 | Viratnagar Chc | Radiant Heat Warmer | Meditrin - Heat Warmer | 2000022539 | Functional | Meditrin Instruments
407 | Bamboli Phc | Weighing Machine | MODEL NOT AVAILABLE | 2000021291 | Functional | Others
408 | Setellite Hospital Banipark Satellite | Multi-Para Monitor | Schiller - Truscope Classic | MO14E004202 | Functional | Schiller Healthcare India Pvt Ltd
409 | Setellite Hospital Banipark Satellite | Weighing Machine | MODEL NOT AVAILABLE | 2000024023 | Functional | Others
410 | Setellite Hospital Banipark Satellite | Centrifuge Machine ( 6 Tube ) | REMI - C 854/6 | 2000024039 | Functional | Others
411 | Laxmangarh Chc | SPHYGMOMANOMETER(BP APPRATUS) | MODEL NOT AVAILABLE | 59243 | Functional | Others
412 | Laxmangarh Chc | Dental Chair Unit | Model Not Available | 2000021517 | Functional | Others
413 | Viratnagar Chc | Ice lined refrigerator | MK-140 | 14417533 | Functional | Vestfrost Solutions
414 | Laxmangarh Chc | 100mA X-Ray Machine | Allengers - 100 FCF | 9812393 | Functional | Others
415 | Laxmangarh Chc | Syringe Needle Destroyer | Microsil - ND350 | 2000021508 | Functional | Others
416 | Roopwas Chc | Pulse Oxymeter | Model Not Available | CIIP2208 | Functional | Others
417 | Nadbai Chc | Blood Cell Counter - 3 part | Horiba - ABX Micros ES 60 | 1309 | Non Functional Not Repairable | Horiba India Pvt Ltd
418 | Karana Phc | SPHYGMOMANOMETER(BP APPRATUS) | MODEL NOT AVAILABLE | 2000021569 | Non Functional Not Repairable | Others
419 | Dispensary High Court City Jpr | Glucometer | Classic CR+DV 6850 Printer | 2000019693 | Functional | Others
420 | Dispensary Sirhyodi City | Stethoscope | Dr. Morepen | 3000087014 | Functional | Others
421 | Bajwas Chc | Blood Cell Counter - 3 part | Model not available | 306ESOH5867 | Functional | Horiba India Pvt Ltd
422 | Bajwas Chc | Blood Cell Counter - 3 part | Model not available | 5867 | Functional | Horiba India Pvt Ltd
423 | Harsor Chc | Centrifuge Machine ( 8 Tube) | REMI - R303 | 2000028784 | Functional | Remi Electrotechnik Ltd
424 | Nawa Chc | Suction Machine | Model Not Available | 2000028114 | Functional | Others
425 | Harsor Chc | Binocular Microscope | ELITE | 300723 | Functional | Others
426 | Mandrela Chc | Anesthesia Machine | MODEL NOT AVAILABLE | 2000019328 | Functional | Others
427 | Nawa Chc | Syringe Needle Destroyer | Model not available | 2000028115 | Functional | Linco Scientific Instruments And Chemicals (P) Ltd
428 | Sawa Chc | Binocular Microscope | Model Not Available | 320007 | Functional | Others
429 | Dhamred Phc | SPHYGMOMANOMETER(BP APPRATUS) | MODEL NOT AVAILABLE | 3000214187 | Functional | Others
430 | Rupangarh Chc | Ice lined refrigerator | HBD-116 | 49026 | Functional | Others
431 | Nawa Chc | O.T. Light Single Dome | MODEL NOT AVAILABLE | 2000028116 | Functional | Others
432 | Kadera Chc | SPHYGMOMANOMETER(BP APPRATUS) | MODEL NOT AVAILABLE | 280747 | Functional | Others
433 | Harsor Chc | Hemoglobin Analyzer | Model not available | 2000028789 | Functional | Others
434 | Kadera Chc | ECG Machine (Single Channel) | Medicaid - Cardio Fax | C-613356 | Functional | Others
435 | Nawa Chc | Freezes | MODEL NOT AVAILABLE | 2000028118 | Functional | Others
436 | Harsor Chc | Syringe Needle Destroyer | Model not available | 2000028791 | Functional | Others
437 | Bdm Hospital Kotputali Sdh | Freezes | MODEL NOT AVAILABLE | 180 | Functional | Others
438 | Bajwas Chc | Centrifuge Machine ( 4 Tube ) | Model not available | 2000030016 | Functional | Others
439 | Bdm Hospital Kotputali Sdh | Freezes | MODEL NOT AVAILABLE | 2000022116 | Functional | Prasad Overseas
440 | Bdm Hospital Kotputali Sdh | Single Puncture Laparoscope with Console Unit | 26034AAV | 1571726 | Functional | Karl Storz
441 | Dhamred Phc | SPHYGMOMANOMETER(BP APPRATUS) | Model not available | 3000125793 | Functional | Others
442 | Bdm Hospital Kotputali Sdh | Double Puncture Laparoscope with Console Unit | Model Not Available | 2000022031 | Functional | Others
443 | Shrinagar Chc | Binocular Microscope | Model Not Available | 200002179 | Functional | Others
444 | Bajwas Chc | Glucometer | Model not available | A1110H-1307-1169 | Functional | Others
445 | Dhamred Phc | Weighing Machine | Victoria DX | 2000021442 | Functional | Crown Digital Scales Inc
446 | Tatgarh Chc | Incubator | MODEL NOT AVAILABLE | 2355 | Functional | Others
447 | Sirsi Phc | 100mA X-Ray Machine | Allengers - MARS 3.5 | 343434 | Functional | Allengers Medical Systems Ltd
448 | General Hospital Sawai Madhopur Dh | Suction Machine | Model Not Available | OGEL0306 | Functional | Rhsdp Supply
449 | General Hospital Sawai Madhopur Dh | SPHYGMOMANOMETER(BP APPRATUS) | MODEL NOT AVAILABLE | 2872 | Functional | Rhsdp Supply
450 | General Hospital Sawai Madhopur Dh | Ventilator | Philips - Ventilator | V53015068 | Functional | Rhsdp Supply
451 | Rajeev Gandhi Govt General Hospital Alwar Dh | Binocular Microscope | PZB 22 | 3896 | Functional | Others
452 | Viratnagar Chc | SPHYGMOMANOMETER(BP APPRATUS) | MODEL NOT AVAILABLE | 2000022514 | Functional | Others
453 | Viratnagar Chc | SPHYGMOMANOMETER(BP APPRATUS) | MODEL NOT AVAILABLE | 2000022528 | Functional | Others
454 | Viratnagar Chc | FOOT OPERATED SUCTION MACHINE | MODEL NOT AVAILABLE | 2000022527 | Functional | Suprime Enterprises
455 | Viratnagar Chc | Instrument Sterilizer | Model Not Available | 2000022534 | Functional | Others
456 | Viratnagar Chc | Radiant Heat Warmer | Zeal - RHW 2101A | RHW/2101A/0913/1924 | Functional | Zeal Medical Pvt Ltd
457 | Sanganer Chc | FOOT OPERATED SUCTION MACHINE | SU-101 | 2000024321 | Functional | Cmho Supply
458 | Kalakua Satellite Hospital | ECG Machine (Three Channel ) | Medicaid - CardioFax 3R | A414048 | Functional | Medicaid Systems
459 | Narayanpur Chc | Hemoglobin meter | Model Not Available | 2000021526 | Functional | Cmho Supply
460 | Bahrawdakhurd Chc Sawai Madhopur | Freezes | MODEL NOT AVAILABLE | 111011172 | Functional | Cmho Supply
461 | Kadera Chc | Hot Air Oven | Model not available | 2000034896 | Functional | Others
462 | Dispensary Sirhyodi City | Instrument Sterilizer | Model Not Available | 3000087017 | Functional | Others
463 | Borada Chc | Automatic Film Processor | Model not available | A1013009 | Functional | Others
464 | Baleta Phc | SPHYGMOMANOMETER(BP APPRATUS) | MODEL NOT AVAILABLE | 2000021276 | Functional | Others
465 | Borada Chc | Syringe Needle Destroyer | Model not available | 3000049423 | Functional | Others
466 | Dispensary Vaishali Nagar City | Syringe Needle Destroyer | Nulife - Dots | NBSD0726098 | Functional | Mrk Healthcare Pvt Ltd Delhi
467 | Bajwas Chc | Binocular Microscope | Model Not Available | 2000030010 | Functional | Others
468 | Rol Phc | Syringe Needle Destroyer | BS-949 | 2000036520 | Functional | Cmho Supply
469 | Jayal Chc | Freezes | MODEL NOT AVAILABLE | 2000030287 | Functional | Rhsdp Supply
470 | Jayal Chc | Hemoglobin Analyzer | Model not available | 2000030286 | Functional | Others
471 | Kadera Chc | Blood Bank Refrigerator | JAR -31 | R090375 | Functional | Others
472 | Bager Chc | Syringe Needle Destroyer | Microsil - ND350 | 2000019235* | Functional | Others
473 | Kuchera Chc | VDRL Rotator (Rotor and Shaker) | Yorco - YSI 148 | 2000036586 | Functional | Yorco Sales Pvt Ltd
474 | Merta City Chc | Centrifuge Machine ( 8 Tube) | Model Not Available | 2000028880 | Functional | Remi Electrotechnik Ltd
475 | Jln Central Store Medical College | Pulse Oxymeter | Comet - P (L and T) | CO9P403 | Functional | Others
476 | Parbatsar Chc | SPHYGMOMANOMETER(BP APPRATUS) | MODEL NOT AVAILABLE | 20130402737VG1 | Functional | Omron Health Care
477 | Kadera Chc | Syringe Needle Destroyer | Model not available | 2000034541 | Functional | Others
478 | Zanana Hospital Ajmer Medical Collage Hospital | Radiant Heat Warmer | Model Not Available | 2000033661 | Functional | Zeal Medical Pvt Ltd
479 | Jln Central Store Medical College | ECG Machine (Twelve Channel ) | BPL - Cardiart 8108R | CGNL4K-23311 | Functional | Others
480 | Govt Hospitls Sriganganagar Dh | Semi Automated Chemistry Analyzer | CHEM 5 PLUS | 3000048129 | Functional | Erba Diagnostics
481 | Satellite Hospital Adarsh Nagar Ajmer | Freezes | Kelvinator KGE 193 | 2000034592 | Functional | Others
482 | Kuchera Chc | Hydraulic Operation Table | Surgicoin | 2000036603 | Functional | Surgicoin Medequip Pvt Ltd
483 | Jln Central Store Medical College | Syringe Infusion Pump | SIMTEK - Infutek 405 | 2000033572 | Functional | Others
484 | J.K.Loan Hospital, Kota | Syringe Infusion Pump | SIMTEK - Infutek 405 | 16021345EX1ST08 | Functional | Simtek Medico Systems Pvt Ltd
485 | Kuchera Chc | Labour Table | Model Not Available | 2000036604 | Functional | Others
486 | New Govt Medical College Kota | Syringe Infusion Pump | Model not available | 3000055111 | Functional | Others
487 | New Govt Medical College Kota | Suction Machine | Model Not Available | 30000121131 | Functional | Others
488 | Kadera Chc | Automatic Film Processor | Promax Speed | 14133912 | Functional | Others
489 | Zanana Hospital Ajmer Medical Collage Hospital | Phototherepy Unit | Meditrin - Digital Bilitimer Phototherapy | 2000033749 | Functional | Others
490 | Kuchera Chc | Baby Weighing Machine | Model Not Available | 2000036605 | Functional | Others
491 | J.K.Loan Hospital, Kota | Syringe Needle Destroyer | NSD100 | 3000046779 | Functional | Micro Lab Instruments Ahmedabad
492 | Jln Central Store Medical College | Instrument Sterilizer | Model Not Available | 2000033566 | Functional | Others
493 | J.K.Loan Hospital, Kota | Weighing Machine | Crown | 3000046781 | Functional | Ramon Surgical Company
494 | Jln Central Store Medical College | Suction Machine | SURGIX | C-290-019 | Functional | Others
495 | New Govt Medical College Kota | D R Systems | Model not available | 6001 | Functional | Others
496 | Kawantia Hospital Dh | Oxygen Concentrator | Philips - Everflo | OG4203 | Functional | Bpl Medical Technologies
497 | Dudu Chc | Defibrillator with Cardiac Monitor | BPL - DF 2389 | 96H10473 | Functional | Donation
498 | General Hospital Sawai Madhopur Dh | Syringe Infusion Pump | Model not available | 9908 | Functional | Rhsdp Supply
499 | Meena Koleta Phc | Autoclave | Model not available | 3000084249 | Functional | Cmho Supply
500 | Meena Koleta Phc | FOOT OPERATED SUCTION MACHINE | MODEL NOT AVAILABLE | 3000084258 | Non Functional Not Repairable | Cmho Supply
501 | Manoharpura Chc | Monocular Microscope | Model not available | 2000022755 | Functional | Olympus Diagnostic Systems
502 | Bahrawdakhurd Chc Sawai Madhopur | Centrifuge Machine ( 4 Tube ) | Model not available | 2000020097 | Functional | Others
503 | Manoharpura Chc | Instrument Sterilizer | Model Not Available | 06A3226 | Functional | Cmho Supply
504 | Amer Chc | Spot Light ( Portable ) | Model Not Available | 2000025333 | Functional | Cmho Supply
505 | Setellite Hospital Banipark Satellite | Centrifuge Machine ( 8 Tube) | REMI - R 8C | KBLC9113 | Functional | Gayatri Sales Corporation Jaipur
506 | Setellite Hospital Banipark Satellite | Hemoglobin meter | Model Not Available | 2000024221 | Functional | Others
507 | Piloda Chc Sawai Madhopur | Syringe Needle Destroyer | Model not available | 3000084370 | Functional | Cmho Supply
508 | Bahrawdakhurd Chc Sawai Madhopur | Labour Table | Model Not Available | 2000020086 | Functional | Cmho Supply
509 | Dhanota Phc | SPHYGMOMANOMETER(BP APPRATUS) | MODEL NOT AVAILABLE | 298850 | Functional | Others
510 | Piloda Chc Sawai Madhopur | Autoclave | Model not available | 3000084363 | Functional | Cmho Supply
511 | Banskhon Phc | Semi Automated Chemistry Analyzer | CPC - STAT FAX 3300 | 3300-7540 | Functional | Others
512 | Banskhon Phc | Glucometer | Model not available | 4328-106 | Functional | Others
513 | Banskhon Phc | Hemoglobin meter | Model Not Available | 3000087099 | Functional | Others
514 | Banskhon Phc | O.T. Light Single Dome | MODEL NOT AVAILABLE | 3000087107 | Functional | Others
515 | Rarah Chc | Blood Cell Counter - 3 part | Horiba - ABX Micros ES 60 | 5776 | Functional | Horiba India Pvt Ltd
516 | Bandikui Chc | Radiant Heat Warmer | Tender Care | NRHMWM09 | Functional | Cmho Supply
517 | Bandikui Chc | Baby Weighing Machine | Model Not Available | 3000081266 | Functional | Others
518 | Amer Chc | Dental Chair Unit | Model Not Available | 2000025329 | Functional | Cmho Supply
519 | Malsisar Chc | Binocular Microscope | MLW - Easy View | 2000019353 | Functional | Others
520 | Dispensary Partab Nagar Sec 11 City | Spot Light ( Portable ) | Model Not Available | 2000024469 | Functional | Cmho Supply
521 | Khawarao Ji Phc | Centrifuge Machine ( 4 Tube ) | Model not available | 3000081103 | Functional | Cmho Supply
522 | Bdm Hospital Kotputali Sdh | Pulse Oxymeter | Model Not Available | 2000022032 | Functional | Rhsdp Supply
523 | Kadera Chc | Semi Automated Chemistry Analyzer | Model Not Available | 3000088390 | Functional | Others
524 | Harsor Chc | Ice lined refrigerator | MK - 142 | 25116632 | Functional | Vestfrost Solutions
525 | Tatgarh Chc | Binocular Microscope | Model Not Available | 49219 | Functional | Others
526 | Harsor Chc | Blood Bank Refrigerator | Model not available | 710104 | Functional | Haier Appliances India Pvt
527 | Bdm Hospital Kotputali Sdh | Phototherepy Unit | Delta Medical | DPH2K8011025/57 | Functional | Rhsdp Supply
528 | Rupangarh Chc | Colorimeter | MODEL NOT AVAILABLE | 201109090 | Functional | Others
529 | Idwa Chc | Fetal Doppler | ND - 102 | 2000036212 | Functional | Others
530 | Bdm Hospital Kotputali Sdh | Centrifuge Machine ( 16 Tube ) | REMI (R8C + R83) | 68164092 | Functional | Remi Electrotechnik Ltd
531 | Nawa Chc | Dental Chair Unit | Model Not Available | 2000028120 | Functional | Chayagraphics India Pvt Ltd
532 | Harsor Chc | Pulse Oxymeter | Model Not Available | 2000028797 | Functional | Others
533 | Nawa Chc | Instrument Sterilizer | Model Not Available | 2000028121 | Functional | Others
534 | Harsor Chc | Syringe Needle Destroyer | Microsil - ND350 | 2000036190 | Functional | Others
535 | Nawa Chc | Dental X-ray unit | DENTAL X RAY | 2000028122 | Functional | Others
536 | Harsor Chc | SPHYGMOMANOMETER(BP APPRATUS) | MODEL NOT AVAILABLE | 2000036191 | Functional | Others
537 | Nawa Chc | Baby Weighing Machine | Model Not Available | 2000028123 | Functional | Others
538 | Tatgarh Chc | SPHYGMOMANOMETER(BP APPRATUS) | MODEL NOT AVAILABLE | 49232 | Functional | Others
539 | Kadera Chc | SPHYGMOMANOMETER(BP APPRATUS) | MODEL NOT AVAILABLE | 2000033718 | Functional | Others
540 | Harsor Chc | Baby Weighing Machine | Crown | 2000036192 | Functional | Crown Digital Scales Inc
541 | Maroth Chc | Centrifuge Machine ( 4 Tube ) | Model not available | 3000081721 | Functional | Metro Traiding Corporation
542 | Nawa Chc | Radiant Heat Warmer | Model Not Available | 2000028347 | Functional | Others
543 | Nawa Chc | Radiant Heat Warmer | Model Not Available | 2000028348 | Functional | Others
544 | Harsor Chc | Instrument Sterilizer | Model Not Available | 2000036193 | Functional | Others
545 | Nawa Chc | Radiant Heat Warmer | Model Not Available | 2000028349 | Functional | Others
546 | Harsor Chc | Spot Light ( Portable ) | Model Not Available | 2000036194 | Functional | Cognate India
547 | Idwa Chc | Electrolyte Analyzer | Model not available | 39 | Functional | Others
548 | Sirsi Phc | Syringe Needle Destroyer | Nulife - Dots | NBSD0713839 | Functional | Mrk Healthcare Pvt Ltd Delhi
549 | Meena Koleta Phc | Weighing Machine | MODEL NOT AVAILABLE | 3000084248 | Functional | Cmho Supply
550 | Piloda Chc Sawai Madhopur | Syringe Needle Destroyer | Model not available | 724955 | Functional | Cmho Supply
551 | Piloda Chc Sawai Madhopur | Glucometer | Model not available | 3000084356 | Functional | Cmho Supply
552 | Amer Chc | SPHYGMOMANOMETER(BP APPRATUS) | MODEL NOT AVAILABLE | 93100249 | Functional | Cmho Supply
553 | Amer Chc | Suction Machine | Model Not Available | 665305 | Functional | Cmho Supply
554 | Piloda Chc Sawai Madhopur | Weighing Machine | MODEL NOT AVAILABLE | 3000084364 | Functional | Cmho Supply
555 | Amer Chc | Blood Mixer ( Roller Mixer ) | Model not available | 2000025291 | Functional | Others
556 | Amer Chc | Incubator | MODEL NOT AVAILABLE | 2000025292 | Functional | Others
557 | Piloda Chc Sawai Madhopur | Syringe Needle Destroyer | Nulife - Dots | 715941 | Non Functional Not Repairable | Cmho Supply
558 | Bahrawdakhurd Chc Sawai Madhopur | Weighing Machine | Crown | 2000020083 | Functional | Cmho Supply
559 | Amer Chc | Glucometer | Model not available | 4231113100009460 | Functional | Cmho Supply
560 | Nayan Phc | Centrifuge Machine ( 8 Tube) | Model Not Available | 2000022605 | Functional | Remi Electrotechnik Ltd
561 | Mitrapur Chc Sawai Madhopur | Autoclave | Model not available | 3000084336 | Functional | Cmho Supply
562 | Mitrapur Chc Sawai Madhopur | Weighing Machine | MODEL NOT AVAILABLE | 3000084342 | Functional | Cmho Supply
563 | Mitrapur Chc Sawai Madhopur | Labour Table | Model Not Available | 3000084338 | Functional | Cmho Supply
564 | Bandikui Chc | Baby Weighing Machine | Model Not Available | 3000081268 | Functional | Others
565 | Tb Clinic Dausa | Weighing Machine | MODEL NOT AVAILABLE | 3000081295 | Functional | Others
566 | Amer Chc | Centrifuge Machine ( 4 Tube ) | Remi 4C | KBLC9154 | Functional | Others
567 | Bandikui Chc | Semi Automated Chemistry Analyzer | Microlab 2000 | 3000081247 | Functional | Others
568 | Kundera Chc Sawai Madhopur | Syringe Needle Destroyer | Microsil ND 20 | 2000020739 | Functional | Cmho Supply
569 | Malsisar Chc | Syringe Needle Destroyer | Microsil - ND350 | 2000019372 | Functional | Zeal Medical Pvt Ltd
570 | Kumher Chc | Spot Light ( Portable ) | Model Not Available | 2000003567 | Functional | Others
571 | Malsisar Chc | Syringe Needle Destroyer | Microsil - ND350 | 2000019360 | Functional | Zeal Medical Pvt Ltd
572 | New Govt Medical College Kota | Suction Machine | Nuneb Pro | 2000025009 | Functional | Hemant Surgicals
573 | Jln Central Store Medical College | Syringe Needle Destroyer | Model not available | 2000032083 | Functional | Mico
574 | Zanana Hospital Ajmer Medical Collage Hospital | Radiant Heat Warmer | Model Not Available | 2000033732 | Functional | A K Surgicals
575 | District Hospital Sattelite , Bikaner Dh | Suction Machine | HI VAC | 9J1909 | Functional | Anand Medicaids Pvt Ltd
576 | J.K.Loan Hospital, Kota | Radiant Heat Warmer | Model Not Available | 3000046786 | Non Functional Not Repairable | Medicaid Systems
577 | J.K.Loan Hospital, Kota | Radiant Heat Warmer | Meditrin - Heat Warmer | NRHW/WM/090107 | Non Functional Not Repairable | Medicaid Systems
578 | New Govt Medical College Kota | Syringe Needle Destroyer | Model not available | 30000121125 | Functional | Others
579 | New Govt Medical College Kota | Hydraulic Operation Table | MODEL NOT AVAILABLE | 30000121158 | Functional | Others
580 | Zanana Hospital Ajmer Medical Collage Hospital | Radiant Heat Warmer | Model Not Available | 2000033739 | Functional | A K Surgicals
581 | District Hospital Sattelite , Bikaner Dh | Incubator | Yorco - YSI - 438D | 13J4377 | Functional | Yorco Sales Pvt Ltd
582 | New Govt Medical College Kota | Suction Machine | Model Not Available | 3000055068 | Functional | Others
583 | J.K.Loan Hospital, Kota | Syringe Infusion Pump | SIMTEK - Infutek 405 | 16021345EX1HP | Functional | Simtek Medico Systems Pvt Ltd
584 | New Govt Medical College Kota | Hydraulic Operation Table | MODEL NOT AVAILABLE | 3000055120 | Functional | Others
585 | Rbm Hospital Bharatpur Dh | Hydraulic Operation Table | MODEL NOT AVAILABLE | 3000086039 | Functional | Others
586 | J.K.Loan Hospital, Kota | Radiant Heat Warmer | Meditrin - Heat Warmer | NRHW/WM/090114 | Non Functional Not Repairable | Medicaid Systems
587 | New Govt Medical College Kota | Hydraulic Operation Table | MODEL NOT AVAILABLE | 3000055076 | Functional | Others
588 | Jln Central Store Medical College | Pulse Oxymeter | Comet - P (L and T) | C10P1660 | Functional | Larsen And Tourbo Ltd
589 | Jln Central Store Medical College | ECG Machine (Single Channel) | Medicaid - Cardio Fax | A214020 | Functional | Medicaid Systems
590 | Rbm Hospital Bharatpur Dh | Suction Machine | Model Not Available | 3000086032 | Functional | Others
591 | J.K.Loan Hospital, Kota | Ventilator | Philips - Ventilator | ASED/0631 | Functional | Others
592 | Jln Central Store Medical College | Radiant Heat Warmer | Meditrin - Heat Warmer | NRHM/WM09/-182 | Functional | Meditrin Instruments
593 | New Govt Medical College Kota | Centrifuge Machine ( 4 Tube ) | Model not available | 3000055246 | Functional | Omron Health Care
594 | Rampura District Hospitalkota Dh | Spot Light ( Portable ) | Model Not Available | 3000046956 | Functional | Others
595 | New Govt Medical College Kota | Urine Test Strip Analyzer | URODIPCheck - 300 | 3000055294 | Functional | Others
596 | New Govt Medical College Kota | Hot Air Oven | Model not available | 3000055293 | Functional | Others
597 | Jln Central Store Medical College | Radiant Heat Warmer | Zeal - RHW 2101A | RHW21AA/0913-/2088 | Functional | Zeal Medical Pvt Ltd
598 | Meena Koleta Phc | Glucometer | Model not available | 3000084243 | Functional | Cmho Supply
599 | Manoharpura Chc | Blood Mixer ( Roller Mixer ) | Model not available | 2000022755 | Functional | Others
600 | Manoharpura Chc | O.T. Light Single Dome | MODEL NOT AVAILABLE | 2000022734 | Functional | Others
601 | Narayanpur Chc | Incubator | MODEL NOT AVAILABLE | 2000021533 | Functional | Others
602 | Narayanpur Chc | ECG Machine (Single Channel) | BPL - Cardiart 108T | CGMB5/1166 | Functional | Cmho Supply
603 | Narayanpur Chc | SPHYGMOMANOMETER(BP APPRATUS) | MODEL NOT AVAILABLE | 20130400339VGI | Functional | Cmho Supply
604 | Narayanpur Chc | Radiant Heat Warmer | Zeal - RHW 2101A | 2101a/09131/1845 | Functional | Zeal Medical Pvt Ltd
605 | Sanganer Chc | Weighing Machine | MODEL NOT AVAILABLE | 2000024353 | Functional | Others
606 | Sanganer Chc | Syringe Infusion Pump | Model not available | 2000024357 | Functional | Others
607 | Dhanota Phc | Radiant Heat Warmer | Zeal - RHW 2101A | RHW2101A/0913/1897 | Functional | Others
608 | Sanganer Chc | Radiant Heat Warmer | Zeal - RHW 2101A | 91311982 | Functional | Zeal Medical Pvt Ltd
609 | Sanganer Chc | Syringe Needle Destroyer | NSD100 | 2000024389 | Functional | Scot Refrigeration Pvt Ltd
610 | Setellite Hospital Banipark Satellite | SPHYGMOMANOMETER(BP APPRATUS) | MODEL NOT AVAILABLE | 61757409 | Functional | Bhasin Sons Private Limited
611 | Nadbai Chc | Blood Bank Refrigerator | Model not available | 2000003726 | Non Functional Not Repairable | Rhsdp Supply
612 | Paparda Chc | Ice lined refrigerator | MF - 144 | 91208571 | Functional | Vestfrost Solutions
613 | Rajgarh Chc Alwar | Suction Machine | Model Not Available | 7002105 | Functional | Rhsdp Supply
614 | Nadbai Chc | Phototherepy Unit | Fenam, Bilitron Sky 5006 | 440074 | Functional | Fanem
615 | Rajgarh Chc Alwar | Syringe Needle Destroyer | Microsil - ND350 | 61725 | Functional | Others
616 | Nadbai Chc | Suction Machine | Model Not Available | 11698 | Functional | Mico
617 | Rajgarh Chc Alwar | SPHYGMOMANOMETER(BP APPRATUS) | BPMR-112 | 2000021465 | Functional | Others
618 | Rajgarh Chc Alwar | SPHYGMOMANOMETER(BP APPRATUS-Digital) | Model Not Available | 20394008131 | Functional | Others
619 | Rajgarh Chc Alwar | Syringe Infusion Pump | EMCO - INFUSOR 850 | 204200 | Functional | Cmho Supply
620 | Nadbai Chc | SPHYGMOMANOMETER(BP APPRATUS-Digital) | Model Not Available | 12442 | Functional | Others
621 | Barodamav Chc | Baby Weighing Machine | Model Not Available | 2000021353 | Functional | Crown Digital Scales Inc
622 | Harsor Chc | Suction Machine | Model Not Available | 2000036195 | Functional | Mico
623 | Harsor Chc | Labour Table | Model Not Available | 2000036197 | Functional | Others
624 | Idwa Chc | FOOT OPERATED SUCTION MACHINE | MODEL NOT AVAILABLE | 2000036216 | Functional | Surgicoin Medequip Pvt Ltd
625 | Bajwas Chc | Radiant Heat Warmer | Zeal - RHW 2101A | 101 | Functional | Zeal Medical Pvt Ltd
626 | Kadera Chc | Freezes | MODEL NOT AVAILABLE | 2000033725 | Functional | Others
627 | Rupangarh Chc | Semi Automated Chemistry Analyzer | RMS - Analytica | A1110513022 | Functional | Others
628 | Arain Chc | Weighing Machine | MODEL NOT AVAILABLE | 3000049284 | Functional | Others
629 | Kadera Chc | SPHYGMOMANOMETER(BP APPRATUS) | MODEL NOT AVAILABLE | 3000130257 | Functional | Others
630 | Arain Chc | Instrument Sterilizer | Model Not Available | 3000049285 | Functional | Others
631 | Arain Chc | Colorimeter | MODEL NOT AVAILABLE | 201109084 | Functional | Others
632 | Arain Chc | Syringe Needle Destroyer | Model not available | 3000049293 | Functional | Others
633 | Arain Chc | SPHYGMOMANOMETER(BP APPRATUS) | MODEL NOT AVAILABLE | 3000049297 | Functional | Others
634 | Arain Chc | SPHYGMOMANOMETER(BP APPRATUS) | MODEL NOT AVAILABLE | 300049298 | Functional | Others
635 | Sarwar Chc | Semi Automated Chemistry Analyzer | 3300 | 3300-6156 | Functional | Others
636 | Rol Phc | Ice lined refrigerator | MK - 142 | 25116651 | Functional | Cmho Supply
637 | Rol Phc | Freezes | HRD-1905 | BSO92LE9800PIB7BO042 | Functional | Haier Appliances India Pvt
638 | Rol Phc | Centrifuge Machine ( 8 Tube) | REMI - R4C | FGLC-7660 | Functional | Cmho Supply
639 | Bajwas Chc | Phototherepy Unit | Meditrin - Digital Bilitimer Phototherapy | 2000036153 | Functional | Others
640 | Rol Phc | Binocular Microscope | M L W Intermed | 2000036513 | Functional | Cmho Supply
641 | Nawa Chc | Syringe Needle Destroyer | Microsil ND 20 | 2000028359 | Functional | Others
642 | Jln Central Store Medical College | Centrifuge Machine ( 4 Tube ) | Remi 4C | BBLC-432 | Functional | Others
643 | Kadera Chc | SPHYGMOMANOMETER(BP APPRATUS) | MODEL NOT AVAILABLE | 2000033714 | Functional | Others
644 | Degana Chc | Suction Machine | Model Not Available | 2000028753 | Functional | Others
645 | Nawa Chc | Glucometer | Model not available | 2000028362 | Non Functional Not Repairable | Others
646 | Dudu Chc | Water Bath | Yorco - YSI-413D | 06E3890 | Functional | Rhsdp Supply
647 | Kawantia Hospital Dh | ECG Machine (Twelve Channel ) | Welch Allyn CP-200 | 20022255 | Functional | Labindia Healthcare India Pvt Ltd
648 | Thanagazi Chc | Pulse Oxymeter | RMS PHOEBUS P121 | 6D0057/FNL | Functional | Rhsdp Supply
649 | General Hospital Sawai Madhopur Dh | Syringe Infusion Pump | Model not available | 298 | Functional | Rhsdp Supply
650 | Manoharpura Chc | Weighing Machine | MODEL NOT AVAILABLE | 2000022722 | Functional | Bhaseen Health Products Pvt Ltd
651 | Manoharpura Chc | Pulse Oxymeter | Comet - P (L and T) | C11P2087 | Functional | Others
652 | Bagru Chc | Binocular Microscope | RSL - 4B | 2000024852 | Functional | Others
653 | Narayanpur Chc | Glucometer | Model not available | 1332813124 | Functional | Others
654 | Roopwas Chc | ELECTRIC OT TABLE | MODEL NOT AVAILABLE | 2000003685 | Functional | Others
655 | Akbarpur Chc | Syringe Needle Destroyer | Nulife - Dots | NBSDO715877 | Functional | Others
656 | Choth Ka Barwara Chc | Blood Bank Refrigerator | Model not available | 2000020168 | Functional | Cmho Supply
657 | Choth Ka Barwara Chc | Labour Table | AKS Hospicare | 2000020165 | Functional | A K Surgicals
658 | Borada Chc | 100mA X-Ray Machine | Model not available | 3000049418 | Functional | Others
659 | Raghunathgarh Phc | Syringe Needle Destroyer | Model not available | 2000021407 | Functional | Others
660 | Raghunathgarh Phc | Hemoglobin meter | Model Not Available | 2000021410 | Functional | Others
661 | Dispensary High Court City Jpr | Blood Cell Counter - 3 part | Model not available | 890 | Functional | Others
662 | Kadera Chc | SPHYGMOMANOMETER(BP APPRATUS) | MODEL NOT AVAILABLE | 2000033721 | Functional | Others
663 | Jln Central Store Medical College | Syringe Infusion Pump | Evadrop SP 300 | SP030700372 | Functional | Others
664 | Rol Phc | Syringe Needle Destroyer | BS-949 | 2000036494 | Functional | Bhasin Sons Private Limited
665 | Degana Chc | 100mA X-Ray Machine | Model not available | 2000028768 | Functional | Others
666 | 17 Z Phc | VDRL Rotator (Rotor and Shaker) | Model Not Available | 2000028567 | Functional | Others
667 | Kadera Chc | FOGGING MACHINE | MODEL NOT AVAILABLE | 1096 | Functional | Others
668 | Bajwas Chc | ECG Machine (Single Channel) | EPG View | 200036148 | Functional | Others
669 | Surjagarh Chc | Suction Machine | Model Not Available | 3000129002 | Functional | Rhsdp Supply
670 | J.K.Loan Hospital, Kota | Phototherepy Unit | Meditrin - Digital Bilitimer Phototherapy | 3000046801 | Functional | Others
671 | New Govt Medical College Kota | Freezes | MODEL NOT AVAILABLE | 3000055291 | Functional | Others
672 | Jln Central Store Medical College | Radiant Heat Warmer | Meditrin - Heat Warmer | NHRM/WM09/174 | Functional | Meditrin Instruments
673 | Rbm Hospital Bharatpur Dh | Syringe Needle Destroyer | Model not available | 3000086018 | Functional | Others
674 | J.K.Loan Hospital, Kota | Pulse Oxymeter | Comet - P (L and T) | C13PA6063 | Functional | Others
675 | Rbm Hospital Bharatpur Dh | O.T. Light Single Dome | MODEL NOT AVAILABLE | 3000086023 | Non Functional Repairable | Surgicoin Medequip Pvt Ltd
676 | New Govt Medical College Kota | Radiant Heat Warmer | Model Not Available | 3000055252 | Functional | Others
677 | New Govt Medical College Kota | Glucometer | Model not available | 30000130007 | Functional | Others
678 | Rbm Hospital Bharatpur Dh | O.T. Light Single Dome | MODEL NOT AVAILABLE | 3000086024 | Non Functional Repairable | Medicaid Systems
679 | J.K.Loan Hospital, Kota | Pulse Oxymeter | Comet - P (L and T) | C13PA6069 | Functional | Others
680 | Rampura District Hospitalkota Dh | Radiant Heat Warmer | Zeal - RHW 2101A | 3000046960 | Functional | Zeal Medical Pvt Ltd
681 | New Govt Medical College Kota | Freezes | MODEL NOT AVAILABLE | 3000055299 | Functional | Others
682 | New Govt Medical College Kota | Weighing Machine | Model Not Available | 3000281090 | Functional | Others
683 | J.K.Loan Hospital, Kota | Radiant Heat Warmer | Meditrin - Heat Warmer | 3000046811 | Non Functional Not Repairable | Meditrin Instruments
684 | J.K.Loan Hospital, Kota | Phototherepy Unit | Meditrin - Digital Bilitimer Phototherapy | I/IAAL450-104 | Functional | Fanem
685 | New Govt Medical College Kota | Ventilator | Philips - Ventilator | 3000055162 | Functional | Others
686 | New Govt Medical College Kota | Water Bath | Model not available | 3000055297 | Functional | Others
687 | J.K.Loan Hospital, Kota | Suction Machine | Model Not Available | 3000046697 | Non Functional Not Repairable | Others
688 | Govt Hospitls Sriganganagar Dh | Freezes | Crown | 3000280137 | Functional | Others
689 | New Govt Medical College Kota | Radiant Heat Warmer | Meditrin - Heat Warmer | 3000046755 | Functional | Others
690 | Rbm Hospital Bharatpur Dh | Pulse Oxymeter | Model Not Available | 3000280139 | Functional | Others
691 | Rbm Hospital Bharatpur Dh | O.T. Light Single Dome | MODEL NOT AVAILABLE | 3000086027 | Non Functional Repairable | Others
692 | Govt Hospitls Sriganganagar Dh | SPHYGMOMANOMETER(BP APPRATUS) | MODEL NOT AVAILABLE | 328589 | Functional | Others
693 | New Govt Medical College Kota | Freezes | MODEL NOT AVAILABLE | 3000055153 | Functional | Others
694 | Rbm Hospital Bharatpur Dh | Pulse Oxymeter | Model Not Available | 3000086052 | Functional | Appasamy Assoicates
695 | Govt Hospitls Sriganganagar Dh | O.T. Light Single Dome | MODEL NOT AVAILABLE | 3000048151 | Functional | Others
696 | Kawantia Hospital Dh | Emergeny First Aid Kit | Medisys | HBK/GY/0003 | Functional | Premier Medical Systems And Devices Pvt Ltd
697 | Kawantia Hospital Dh | Emergeny First Aid Kit | Medisys | ERK090150 | Functional | Premier Medical Systems And Devices Pvt Ltd
698 | Kawantia Hospital Dh | Emergeny First Aid Kit | Medisys | HBK/ICU/0004 | Functional | Premier Medical Systems And Devices Pvt Ltd
699 | Kawantia Hospital Dh | Emergeny First Aid Kit | Medisys | HBK/FW/0002 | Functional | Premier Medical Systems And Devices Pvt Ltd
700 | Kawantia Hospital Dh | Emergeny First Aid Kit | Medisys | HBK/MW/0001 | Functional | Premier Medical Systems And Devices Pvt Ltd
701 | Kawantia Hospital Dh | Multi-Para Monitor | Star 50 ( L and T ) | A105E0313 | Functional | Larsen And Tourbo Ltd
702 | Kawantia Hospital Dh | Multi-Para Monitor | Star 50 ( L and T ) | A105E0352 | Functional | Larsen And Tourbo Ltd
703 | Kawantia Hospital Dh | Multi-Para Monitor | Star 50 ( L and T ) | A105E0353 | Functional | Larsen And Tourbo Ltd
704 | Kawantia Hospital Dh | Defibrillator with Cardiac Monitor | Schiller - Defigard 400 | J14D294 | Functional | Schiller Healthcare India Pvt Ltd
705 | Kawantia Hospital Dh | Defibrillator with Cardiac Monitor | Schiller - Defigard 400 | J14D279 | Functional | Schiller Healthcare India Pvt Ltd
706 | Kawantia Hospital Dh | Water Bath | Elite | HBK/LAB/0001 | Functional | Metro Traiding Corporation
707 | General Hospital Sawai Madhopur Dh | Syringe Infusion Pump | Model not available | 561 | Functional | Rhsdp Supply
708 | General Hospital Sawai Madhopur Dh | Suction Machine | Model Not Available | OGELO348 | Functional | Rhsdp Supply
709 | General Hospital Sawai Madhopur Dh | ECG Machine (Single Channel) | BPL - Cardiart 108T | AVMLOG16046 | Functional | Rhsdp Supply
710 | Lawan Chc | O.T. Light Single Dome | MODEL NOT AVAILABLE | 3000081083 | Functional | Cmho Supply
711 | Setellite Hospital Banipark Satellite | Syringe Needle Destroyer | Microsil - ND350 | 15B352 | Functional | Others
712 | Setellite Hospital Banipark Satellite | Binocular Microscope | RSL - 4B | 2000024041 | Functional | N K Jain Instruments Pvt Ltd
713 | Malakhera Chc | Radiant Heat Warmer | Zeal - RHW 2101A | RHW2101A/0913/1841 | Functional | Zeal Medical Pvt Ltd
714 | Malakhera Chc | Radiant Heat Warmer | Zeal - RHW 2101A | RHW2101A/0913/1826 | Functional | Zeal Medical Pvt Ltd
715 | Malakhera Chc | Weighing Machine | MODEL NOT AVAILABLE | 2000021260 | Functional | Others
716 | Malsisar Chc | Syringe Needle Destroyer | Microsil - ND350 | 2000019366 | Functional | Zeal Medical Pvt Ltd
717 | Malakhera Chc | SPHYGMOMANOMETER(BP APPRATUS) | MODEL NOT AVAILABLE | 60452 | Functional | Bhasin Sons Private Limited
718 | Malsisar Chc | Syringe Needle Destroyer | Microsil - ND350 | 2000019371 | Functional | Zeal Medical Pvt Ltd
719 | Malakhera Chc | Hemoglobin meter | Model Not Available | 2000021239 | Functional | Others
720 | Malakhera Chc | Binocular Microscope | M L W Intermed | 32000980715 | Functional | Mlw Intermed
721 | Govt Hospital Kuchaman City | SPHYGMOMANOMETER(BP APPRATUS) | MODEL NOT AVAILABLE | 98121983 | Functional | Suprime Enterprises
722 | Rol Phc | Labour Table | Model Not Available | 2000036516 | Functional | Others
723 | Sarwar Chc | Ice lined refrigerator | Model Not Available | 2000033213 | Functional | Others
724 | Bajwas Chc | Blood Bank Refrigerator | MF114 | 20053203842 | Functional | Unique Power Technologies
725 | Idwa Chc | Blood Bank Refrigerator | Model not available | BE04G4E2600B2AB-D007 | Functional | Haier Appliances India Pvt
726 | Degana Chc | Defibrillator with Cardiac Monitor | Schiller - Defigard 400 | 113C259 | Functional | Others
727 | Nawa Chc | Glucometer | Model not available | 2000028363 | Functional | Oertli Instrumente Ag
728 | Rol Phc | Autoclave | Model not available | 2000036517 | Functional | Cmho Supply
729 | Idwa Chc | Autoclave | Model not available | 5301 | Functional | Others
730 | Degana Chc | Anesthesia Machine | MODEL NOT AVAILABLE | 2000028759 | Functional | Others
731 | Govt Hospital Kuchaman City | Syringe Needle Destroyer | Microsil - ND350 | 6316 | Functional | Others
732 | Degana Chc | Instrument Sterilizer | Model Not Available | 2000028760 | Functional | Others
733 | Degana Chc | Autoclave | Reico | 2000028761 | Functional | Reliance Instruments Corporation
734 | Bajwas Chc | O.T. Light Single Dome | MODEL NOT AVAILABLE | 2000036140 | Functional | Surgicoin Medequip Pvt Ltd
735 | Nawa Chc | Syringe Needle Destroyer | Microsil - ND350 | 2000028365 | Functional | Others
736 | Degana Chc | Suction Machine | Model Not Available | 2000028762 | Functional | Others
737 | Jayal Chc | Binocular Microscope | Model Not Available | 2000030282 | Functional | Others
738 | Jayal Chc | Centrifuge Machine ( 4 Tube ) | Remi 4C | 2000030283 | Functional | Remi Electrotechnik Ltd
739 | Rol Phc | SPHYGMOMANOMETER(BP APPRATUS) | MODEL NOT AVAILABLE | 2000036496 | Functional | Others
740 | Jayal Chc | VDRL Rotator (Rotor and Shaker) | Yorco - YSI 148 | 2000030284 | Functional | Yorco Sales Pvt Ltd
741 | Jayal Chc | Hemoglobin Analyzer | Model not available | 2000030285 | Functional | Others
742 | Rol Phc | Spot Light ( Portable ) | Model Not Available | 2000036500 | Functional | Cmho Supply
743 | Jln Central Store Medical College | Hot Air Oven | Model Not Available | 3000222876 | Non Functional Not Repairable | Omron Health Care
744 | Kadera Chc | Ophthalmoscope | Heine Beta - 200 | 2000033709 | Functional | Others
745 | Kadera Chc | SPHYGMOMANOMETER(BP APPRATUS) | ELITE | 301568 | Functional | Others
746 | Kadera Chc | Weighing Machine | MODEL NOT AVAILABLE | 300047199 | Functional | Others
747 | Bdm Hospital Kotputali Sdh | BLOOD DONOR COUCH | JA 301 | DCIE0804070 | Functional | Jove Automation Ltd
748 | Kadera Chc | Blood Bank Refrigerator | Model not available | 1306030323 | Functional | Others
749 | Dispensary High Court City Jpr | Monocular Microscope | Model not available | 2000024179 | Functional | Others
750 | Baleta Phc | Centrifuge Machine ( 4 Tube ) | REMI - C852 | 5910 | Functional | Remi Electrotechnik Ltd
751 | Dhamred Phc | Glucometer | Model not available | 4S01740534 | Functional | Others
752 | Dhamred Phc | Suction Machine | Model Not Available | 2000021428 | Functional | Niscomed Electro Medical Devices
753 | Borada Chc | SPHYGMOMANOMETER(BP APPRATUS) | MODEL NOT AVAILABLE | 3000049424 | Functional | Others
754 | Dhamred Phc | Nebulizer | Aero | PCB106315 | Functional | Others
755 | Sarwar Chc | Spot Light ( Portable ) | Model Not Available | 2000033220 | Functional | Others
756 | Bajwas Chc | SPHYGMOMANOMETER(BP APPRATUS) | MODEL NOT AVAILABLE | 2000030025 | Functional | Ajay Optical India
757 | Sarwar Chc | Radiant Heat Warmer | Zeal - RHW 2101A | 2000033221 | Not in use | Others
758 | Parbatsar Chc | Dental X-ray unit | DENTAL X RAY | 2000036033 | Functional | Others
759 | Jln Central Store Medical College | Oxygen Concentrator | Model Not Available | AXTCOJ5527 | Functional | Others
760 | Jln Central Store Medical College | Suction Machine | SURGIX | C-291-003 | Functional | Anand Surgical Industries (India)
761 | Idwa Chc | Freezes | Kelvinator KGE 193 | 2000028824 | Functional | Videocon Industries Ltd
762 | Merta City Chc | SPHYGMOMANOMETER(BP APPRATUS) | MODEL NOT AVAILABLE | 98134202 | Functional | Ajay Optical India
763 | Merta City Chc | Blood Bank Refrigerator | Model not available | BE04G4E2600B2A8D0125 | Functional | Haier Appliances India Pvt
764 | Jayal Chc | Pulse Oxymeter | Model Not Available | 2000030300 | Functional | Cmho Supply
765 | Jayal Chc | ELECTRIC OT TABLE | MODEL NOT AVAILABLE | 2000030275 | Functional | Surgicoin Medequip Pvt Ltd
766 | Jayal Chc | FOOT OPERATED SUCTION MACHINE | MODEL NOT AVAILABLE | 2000030277 | Functional | Others
767 | Jayal Chc | SPHYGMOMANOMETER(BP APPRATUS) | MODEL NOT AVAILABLE | 2000030278 | Functional | Others
768 | Satellite Hospital Adarsh Nagar Ajmer | Freezes | MODEL NOT AVAILABLE | BE04F0E0100B296L0017 | Functional | Others
769 | Govt Hospitls Sriganganagar Dh | Centrifuge Machine ( 8 Tube) | REMI - R 8C | CHLC-5208 | Functional | Others
770 | New Govt Medical College Kota | Incubator | MODEL NOT AVAILABLE | 3000055274 | Functional | Others
771 | Merta City Chc | Instrument Sterilizer | Model Not Available | NRHH/P/TO/38 | Functional | Others
772 | Rbm Hospital Bharatpur Dh | Slit Lamp | Model Not Available | 2000003812 | Functional | Others
773 | J.K.Loan Hospital, Kota | Radiant Heat Warmer | Meditrin - Heat Warmer | NRHM/WM/09079 | Functional | Meditrin Instruments
774 | New Govt Medical College Kota | Radiant Heat Warmer | Model Not Available | 3000046756 | Functional | Others
775 | New Govt Medical College Kota | Defibrillator | MODEL NOT AVAILABLE | J13D460 | Functional | Others
776 | Govt Hospitls Sriganganagar Dh | Hydraulic Operation Table | MODEL NOT AVAILABLE | 3000048152 | Functional | Others
777 | New Govt Medical College Kota | Radiant Heat Warmer | Model Not Available | 3000046757 | Functional | Others
778 | Rbm Hospital Bharatpur Dh | Light cure unit | Model Not Available | 20512212 | Non Functional Repairable | Others
779 | Govt Hospitls Sriganganagar Dh | Anesthesia Machine | MODEL NOT AVAILABLE | 3000048153 | Functional | Others
780 | New Govt Medical College Kota | Suction Machine | Model Not Available | EVL11020-IR | Functional | Others
781 | J.K.Loan Hospital, Kota | Syringe Needle Destroyer | Model Not Available | 3000202398 | Functional | Others
782 | Rbm Hospital Bharatpur Dh | Dental Chair Unit | Model Not Available | 2000003814 | Non Functional Not Repairable | Others
783 | Rbm Hospital Bharatpur Dh | Pulse Oxymeter | Model Not Available | 3000086051 | Functional | Alleid Medical Limited
784 | J.K.Loan Hospital, Kota | Syringe Infusion Pump | SIMTEK - Infutek 405 | 1402135 | Functional | Simtek Medico Systems Pvt Ltd
785 | J.K.Loan Hospital, Kota | Pulse Oxymeter | Model Not Available | 124-105009 | Functional | Others
786 | J.K.Loan Hospital, Kota | Pulse Oxymeter | Comet - P (L and T) | C13PA6065 | Functional | Others
787 | Gov. Hospital, Sujangarh Sdh | Phototherepy Unit | Delta Medical | 30001290024 | Functional | Rhsdp Supply
788 | Govt Hospitls Sriganganagar Dh | Double Puncture Laparoscope with Console Unit | Model Not Available | CA1922-B | Functional | Others
789 | New Govt Medical College Kota | Centrifuge Machine ( 8 Tube) | REMI - R 8C | 3000055261 | Functional | Others
790 | Satellite Hospital Adarsh Nagar Ajmer | Boyles Apparatus | MODEL NOT AVAILABLE | 2000033546 | Functional | Others
791 | Jln Central Store Medical College | Autoclave | Yorco : YSI - 401 | 15-8462 | Functional | Others
792 | Satellite Hospital Adarsh Nagar Ajmer | Multi-Para Monitor | Schiller - Truscope Classic | M014E005732 | Functional | Schiller Healthcare India Pvt Ltd
793 | Govt Hospitls Sriganganagar Dh | Anesthesia Machine | Allied | 3000048170 | Functional | Alleid Medical Limited
794 | New Govt Medical College Kota | Nebulizer | Aero | 1302736 | Functional | Others
795 | Govt Hospitls Sriganganagar Dh | O.T. Light Double Dome | MODEL NOT AVAILABLE | 3000048171 | Functional | Cognate India
796 | Jln Central Store Medical College | Incubator | MODEL NOT AVAILABLE | 104-D | Functional | Sudarshan Chemicals Kota
797 | New Govt Medical College Kota | Semi Automated Chemistry Analyzer | CHEM 5 PLUS | 3000055268 | Functional | Others
798 | Bilali Phc | Hemoglobin meter | Model Not Available | 2000021578 | Functional | Others
799 | Kawantia Hospital Dh | Dental X-Ray Machine | GME - Dentex 7008/1.5 | HBK/RAD/0001 | Functional | Rhsdp Supply
800 | General Hospital Sawai Madhopur Dh | Syringe Infusion Pump | Model not available | 210 | Functional | Rhsdp Supply
801 | Malakhera Chc | Semi Automated Chemistry Analyzer | CLINDIAG - SA 20 | SA2BJ001 | Functional | Clindiag Systems Bvba
802 | Malakhera Chc | Phototherepy Unit | Meditrin - Digital Bilitimer Phototherapy | NRHM/PT09/4 | Functional | Meditrin Instruments
803 | Nadbai Chc | SPHYGMOMANOMETER(BP APPRATUS-Digital) | Model Not Available | 2000003774 | Functional | Others
804 | Nayan Phc | Neubaurs Chamber | Model not available | 2000022608 | Functional | Bhasin Sons Private Limited
805 | Malsisar Chc | Radiant Heat Warmer | Zeal - RHW 2101A | RHW2019 | Functional | Zeal Medical Pvt Ltd
806 | Nayan Phc | Monocular Microscope | Model not available | 2000022610 | Functional | Others
807 | Nayan Phc | Weighing Machine | MODEL NOT AVAILABLE | 2000022615 | Functional | Others
808 | Nadbai Chc | Fetal Monitor | EDAN F-6 | 2000003749 | Functional | Others
809 | Kundera Chc Sawai Madhopur | Blood Bank Refrigerator | Model not available | 2000020737 | Functional | Cmho Supply
810 | Bhankrota Phc | Binocular Microscope | Labomed - Vision 2000 | 2000024402 | Functional | Labomed
811 | Bager Chc | Instrument Sterilizer | Model Not Available | 06D4089 | Functional | Zeal Medical Pvt Ltd
812 | Kundal Phc | SPHYGMOMANOMETER(BP APPRATUS) | MODEL NOT AVAILABLE | 73281106 | Non Functional Not Repairable | Others
813 | Chareda Phc | Glucometer | Model not available | 22120181618 | Functional | Others
814 | Akbarpur Chc | Hemoglobin meter | Model Not Available | 2000021165 | Functional | Others
815 | Arniya Phc | Centrifuge Machine ( 4 Tube ) | Model not available | 3000081307 | Functional | Others
816 | Ramgarh Chc Alwar | Glucometer | Model not available | 2000021311 | Functional | Others
817 | District Hospital Dausa Dh | Blood Bank Refrigerator | Model not available | 3000081445 | Functional | Others
818 | District Hospital Dausa Dh | Suction Machine | Model Not Available | 3000081464 | Functional | Others
819 | District Hospital Dausa Dh | SPHYGMOMANOMETER(BP APPRATUS) | MODEL NOT AVAILABLE | 3000081488 | Functional | Others
820 | District Hospital Dausa Dh | Syringe Infusion Pump | Model not available | 3000081461 | Functional | Others
821 | District Hospital Dausa Dh | Suction Machine | Model Not Available | 3000081392 | Functional | Others
822 | District Hospital Dausa Dh | Fetal Monitor | FD 9613 | 12375 | Functional | Anupam Surgicals
823 | District Hospital Dausa Dh | Semi Automated Chemistry Analyzer | CHEM 5 PLUS | 10382 | Functional | Erba Diagnostics
824 | Kawantia Hospital Dh | Glucometer | Model not available | 3 | Functional | Others
825 | Jln Central Store Medical College | Urine Test Strip Analyzer | Erba Lachema Laura M | 1311230913 | Functional | Trasasia Bio-Medicals Pvt
826 | Jln Central Store Medical College | Centrifuge Machine (36 Tubes) | REMI - R 23 | VCE-6890 | Functional | Others
827 | Idwa Chc | Syringe Needle Destroyer | BS-949 | 2000028832 | Functional | Bhasin Sons Private Limited
828 | Jayal Chc | Baby Weighing Machine | Model Not Available | 2000030299 | Functional | Others
829 | Kadera Chc | Blood Mixer ( Roller Mixer ) | Model not available | 6067 | Functional | Others
830 | Rbm Hospital Bharatpur Dh | Water Bath | Yorco - YSI-413D | 135462 | Functional | York Scientific Industries Pvt Ltd
831 | Kuchera Chc | Ice lined refrigerator | MK - 142 | 2000036598 | Functional | Vestfrost Solutions
832 | New Govt Medical College Kota | Weighing Machine | MODEL NOT AVAILABLE | 3000055085 | Functional | Others
833 | Merta City Chc | 300mA X-Ray Machine | Allengers - 300mA | E090703 | Functional | Rhsdp Supply
834 | Kadera Chc | Blood Cell Counter - 5 part | Model not available | RE-32101249 | Functional | Others
835 | Jayal Chc | Autoclave | Model not available | 2000030302 | Functional | Rhsdp Supply
836 | Merta City Chc | Ice lined refrigerator | MODEL NOT AVAILABLE | 2000032845 | Functional | Cmho Supply
837 | Merta City Chc | Suction Machine | Model Not Available | 2000028916 | Functional | Edan Smart
838 | New Govt Medical College Kota | C-Arm Image Intensifier | Allengers - HF 49R | 30000130032 | Functional | Others
839 | Merta City Chc | SPHYGMOMANOMETER(BP APPRATUS) | MODEL NOT AVAILABLE | 2000028911 | Functional | Others
840 | Sawar Chc | Freezes | MODEL NOT AVAILABLE | 2000033846 | Functional | Others
841 | Merta City Chc | Suction Machine | Model Not Available | 98134202 | Functional | Others
842 | New Govt Medical College Kota | Autoclave | Model not available | 3000055082 | Functional | Others
843 | Jayal Chc | Instrument Sterilizer | Model Not Available | 2000030274 | Functional | Rhsdp Supply
844 | Jayal Chc | Baby Weighing Machine | Crown | 2000030276 | Functional | Crown Digital Scales Inc
845 | Kadera Chc | Syringe Needle Destroyer | Model not available | 27071 | Functional | Others
846 | Kadera Chc | STABILIZER | MODEL NOT AVAILABLE | 2000034524 | Functional | Others
847 | Merta City Chc | SPHYGMOMANOMETER(BP APPRATUS) | MODEL NOT AVAILABLE | 2000028922 | Functional | Others
848 | Dudu Chc | 1.0 Ton Split Air Conditioner | Blue Star - 3HW12VB | 3763930002970 | Functional | Blue Star Limited Jaipur
849 | Dudu Chc | 1.5 Ton Split Air Conditioner | Blue Star - 5HW18ZB | 338730008222 | Functional | Blue Star Limited Jaipur
850 | Dudu Chc | 10 KVA Diesel Generator Set | Mahindra Powerol 2185GM | P2J8A16709 | Functional | Mahindra And Mahindra Limited
851 | Dudu Chc | Blood Bank Refrigerator | Authentic - BBR 50 Dx R | 64 | Functional | Others
852 | Manoharpura Chc | Binocular Microscope | PZB 22 | 2000022715 | Functional | Cmho Supply
853 | Manoharpura Chc | Spot Light ( Portable ) | Model Not Available | 2000022726 | Functional | Others
854 | Sainthal Chc | Weighing Machine | Crown | 3000081065 | Functional | Others
855 | Dudu Chc | Incubator | MODEL NOT AVAILABLE | 2000024862 | Functional | Others
856 | Narayanpur Chc | Semi Automated Chemistry Analyzer | Ark - CKK 24 | 1221107 | Functional | Cmho Supply
857 | Bahrawdakhurd Chc Sawai Madhopur | Binocular Microscope | AMT 5A | 2000020094 | Functional | Others
858 | Bager Chc | Suction Machine | Model Not Available | 2000019254 | Functional | Others
859 | Malsisar Chc | O.T. Light Single Dome | MODEL NOT AVAILABLE | 2000019375 | Functional | Zeal Medical Pvt Ltd
860 | Malsisar Chc | FOGGING MACHINE | MODEL NOT AVAILABLE | 2000019377 | Functional | Others
861 | Malsisar Chc | Syringe Needle Destroyer | Microsil - ND350 | 7179 | Functional | Zeal Medical Pvt Ltd
862 | Kumher Chc | Instrument Sterilizer | Model Not Available | 2000003568 | Functional | Others
863 | Malsisar Chc | Syringe Needle Destroyer | Microsil - ND350 | 2000019359 | Functional | Zeal Medical Pvt Ltd
864 | Malsisar Chc | Incubator | MODEL NOT AVAILABLE | 2000019350 | Functional | Others
865 | Bager Chc | Binocular Microscope | Model Not Available | 2000019248 | Functional | Zeal Medical Pvt Ltd
866 | Jayal Chc | Blood Cell Counter - 3 part | Horiba - ABX Micros ES 60 | 2000030281 | Functional | Horiba India Pvt Ltd
867 | Jln Central Store Medical College | Syringe Needle Destroyer | Model not available | 2000032393 | Functional | Others
868 | Sarwar Chc | Blood Bank Refrigerator | Model not available | 2000033214 | Functional | Others
869 | Merta City Chc | Blood Cell Counter - 3 part | Horiba - ABX Micros ES 60 | 306ESOHO5865 | Functional | Horiba India Pvt Ltd
870 | Merta City Chc | Spot Light ( Portable ) | Model Not Available | RHW2101A11013/2347 | Functional | Others
871 | Govt Hospitls Sriganganagar Dh | Radiant Heat Warmer | Model Not Available | 3000048174 | Functional | Others
872 | Jln Central Store Medical College | Syringe Infusion Pump | SIMTEK - Infutek 405 | 1201104.5AP16 | Functional | Simtek Medico Systems Pvt Ltd
873 | Jln Central Store Medical College | Syringe Infusion Pump | SIMTEK - Infutek 405 | 1101104.5AP9 | Functional | Simtek Medico Systems Pvt Ltd
874 | Jln Central Store Medical College | Syringe Infusion Pump | SIMTEK - Infutek 405 | 1808104.5AJ03 | Functional | Simtek Medico Systems Pvt Ltd
875 | Satellite Hospital Adarsh Nagar Ajmer | Spot Light ( Portable ) | Model Not Available | 2000033555 | Functional | Surgicoin Medequip Pvt Ltd
876 | Jln Central Store Medical College | Syringe Infusion Pump | SIMTEK - Infutek 405 | 2707104.5AJ13 | Functional | Simtek Medico Systems Pvt Ltd
877 | Satellite Hospital Adarsh Nagar Ajmer | Freezes | MODEL NOT AVAILABLE | 903NLVE001455 | Functional | Others
878 | Jln Central Store Medical College | ECG Machine (Single Channel) | BPL - Cardiart 108T | CGMG8G9694 | Functional | Bpl Medical Technologies
879 | New Govt Medical College Kota | SPHYGMOMANOMETER(BP APPRATUS) | MODEL NOT AVAILABLE | 30000130024 | Functional | Others
880 | Jln Central Store Medical College | ECG Machine (Three Channel ) | Medicaid - CardioFax 3R | H1099203H | Functional | Medicaid Systems
881 | J.K.Loan Hospital, Kota | Radiant Heat Warmer | Model Not Available | 3000046836 | Functional | Meditrin Instruments
882 | J.K.Loan Hospital, Kota | Radiant Heat Warmer | Model Not Available | 3000046838 | Non Functional Not Repairable | Others
883 | Satellite Hospital Adarsh Nagar Ajmer | Autoclave | Model not available | 73377 | Functional | Others
884 | Jln Central Store Medical College | ECG Machine (Single Channel) | BPL - Cardiart 108T | CGMG9G9685 | Functional | Bpl Medical Technologies
885 | New Govt Medical College Kota | SPHYGMOMANOMETER(BP APPRATUS) | MODEL NOT AVAILABLE | 30000130025 | Functional | Others
886 | J.K.Loan Hospital, Kota | Incubator | MODEL NOT AVAILABLE | 3000055772 | Functional | York Scientific Industries Pvt Ltd
887 | J.K.Loan Hospital, Kota | Incubator | MODEL NOT AVAILABLE | CGLC-3378 | Functional | Remi Electrotechnik Ltd
888 | J.K.Loan Hospital, Kota | Phototherepy Unit | MODEL NOT AVAILABLE | 3000046838 | Non Functional Not Repairable | Others
889 | Jln Central Store Medical College | Syringe Infusion Pump | JAZ-1800C | 13050799Z | Functional | Others
890 | Govt Hospitls Sriganganagar Dh | Defibrillator | MODEL NOT AVAILABLE | 3000048294 | Functional | Others
891 | Bilali Phc | Centrifuge Machine ( 6 Tube ) | REMI - C 854/6 | GGLC8248 | Functional | Remi Electrotechnik Ltd
892 | Govt Hospitls Sriganganagar Dh | Instrument Sterilizer | Model Not Available | 3000048295 | Functional | Others
893 | Zanana Hospital Ajmer Medical Collage Hospital | Syringe Needle Destroyer | Model not available | 2000033673 | Functional | Others
894 | Jln Central Store Medical College | Syringe Infusion Pump | JAZ-1800C | 13050818Z | Functional | Others
895 | Rbm Hospital Bharatpur Dh | O.T. Light Single Dome | MODEL NOT AVAILABLE | 2000003201 | Functional | Others
896 | J.K.Loan Hospital, Kota | Syringe Infusion Pump | Model not available | 70I455501 | Functional | Others
897 | Dudu Chc | Ice lined refrigerator | MF - 144 | 91010610 | Functional | Cmho Supply
898 | Dudu Chc | Pulse Oxymeter | Comet - P (L and T) | 011P2081 | Functional | Cmho Supply
899 | Dudu Chc | 100mA X-Ray Machine | Medford - MXD 1000 | 60201 | Functional | Maidford Ltd
900 | Dudu Chc | 60mA X-Ray Machine | Medford - MPX 60 | MPX-60 | Functional | Maidford Ltd
901 | Dudu Chc | Suction Machine | Supreme Plus | I545331978 | Functional | Suprime Enterprises
902 | Manoharpura Chc | Hemoglobin meter | HB 301 | 1302813126 | Functional | Hemocue India
903 | Manoharpura Chc | ECG Machine (Single Channel) | NASAN ESY-G1 | 48 | Functional | Nasan Medical Electronics Pvt Ltd
904 | Choth Ka Barwara Chc | Syringe Needle Destroyer | Model not available | 2000020171 | Functional | Others
905 | District Hospital Dausa Dh | Centrifuge Machine ( 4 Tube ) | Remi 4C | 3000081417 | Functional | Others
906 | Shrinagar Chc | Ice lined refrigerator | HBD-116 | 29G007 | Functional | Others
907 | District Hospital Dausa Dh | Weighing Machine | MODEL NOT AVAILABLE | 3000081449 | Functional | Others
908 | District Hospital Dausa Dh | SPHYGMOMANOMETER(BP APPRATUS) | MODEL NOT AVAILABLE | 12410 | Functional | Others
909 | District Hospital Dausa Dh | SPHYGMOMANOMETER(BP APPRATUS) | MODEL NOT AVAILABLE | 12762 | Functional | Others
910 | District Hospital Dausa Dh | Weighing Machine | MODEL NOT AVAILABLE | 3000081429 | Functional | Others
911 | District Hospital Dausa Dh | Semi Automated Chemistry Analyzer | Model not Available | 3000081385 | Functional | Others
912 | District Hospital Dausa Dh | Incubator | MODEL NOT AVAILABLE | 3000081379 | Functional | Rhsdp Supply
913 | Ramgarh Chc Alwar | Blood Cell Counter - 3 part | Horiba - ABX Micros ES 60 | 304ES0H5466 | Functional | Horiba India Pvt Ltd
914 | District Hospital Dausa Dh | SPHYGMOMANOMETER(BP APPRATUS) | Medisys | 2000037385 | Functional | Others
915 | District Hospital Dausa Dh | SPHYGMOMANOMETER(BP APPRATUS) | MODEL NOT AVAILABLE | 9134534 | Functional | Others
916 | District Hospital Dausa Dh | SPHYGMOMANOMETER(BP APPRATUS) | MODEL NOT AVAILABLE | 9 | Functional | Others
917 | District Hospital Dausa Dh | SPHYGMOMANOMETER(BP APPRATUS) | MODEL NOT AVAILABLE | 813453 | Non Functional Not Repairable | Others
918 | District Hospital Dausa Dh | SPHYGMOMANOMETER(BP APPRATUS) | MODEL NOT AVAILABLE | 981301 | Functional | Others
919 | District Hospital Dausa Dh | Phototherepy Unit | Fenam, Bilitron Sky 5006 | II-IYAK450050 | Functional | Fanem
920 | District Hospital Dausa Dh | SPHYGMOMANOMETER(BP APPRATUS) | MODEL NOT AVAILABLE | 3000081454 | Functional | Others
921 | Merta City Chc | 300mA X-Ray Machine | Model not available | 200008898 | Functional | Rhsdp Supply
922 | New Govt Medical College Kota | O.T. Light Single Dome | MODEL NOT AVAILABLE | 3000055078 | Functional | Others
923 | New Govt Medical College Kota | O.T. Light Double Dome | MODEL NOT AVAILABLE | 30000130028 | Functional | Others
924 | Kadera Chc | Suction Machine | Model Not Available | 2000034520 | Functional | Others
925 | Kadera Chc | Suction Machine | Model Not Available | 2000034521 | Functional | Others
926 | Govt Hospitls Sriganganagar Dh | Binocular Microscope | PZB 22 | 3000048122 | Functional | Others
927 | Satellite Hospital Adarsh Nagar Ajmer | Suction Machine | Model Not Available | 2000034598 | Functional | Others
928 | Zanana Hospital Ajmer Medical Collage Hospital | Radiant Heat Warmer | Model Not Available | 2000033655 | Functional | Others
929 | New Govt Medical College Kota | Anesthesia Machine | MODEL NOT AVAILABLE | 3000055077 | Functional | Others
930 | Jln Central Store Medical College | Hot Air Oven | Model not available | 121 | Functional | Others
931 | New Govt Medical College Kota | O.T. Light Single Dome | MODEL NOT AVAILABLE | 3000055120 | Functional | Others
932 | District Hospital Sattelite , Bikaner Dh | SPHYGMOMANOMETER(BP APPRATUS) | MODEL NOT AVAILABLE | 19142 | Functional | Others
933 | New Govt Medical College Kota | Syringe Needle Destroyer | Model not available | 3000055119 | Functional | Others
934 | District Hospital Sattelite , Bikaner Dh | Spot Light ( Portable ) | Model Not Available | 2000030728 | Functional | Others
935 | New Govt Medical College Kota | Syringe Infusion Pump | Model not available | 30000121135 | Functional | Others
936 | Jln Central Store Medical College | Suction Machine | HBC-70 | 0 | Functional | Haier Appliances India Pvt
937 | J.K.Loan Hospital, Kota | Glucometer | Model not available | ACPBC00020 | Functional | Others
938 | New Govt Medical College Kota | O.T. Light Double Dome | MODEL NOT AVAILABLE | 3000055093 | Functional | Others
939 | New Govt Medical College Kota | O.T. Light Double Dome | MODEL NOT AVAILABLE | 3000055113 | Functional | Others
940 | Satellite Hospital Adarsh Nagar Ajmer | 300mA X-Ray Machine | Allengers - 300mA | 2K1002J0012-X | Functional | Others
941 | Kadera Chc | Dental X-Ray Machine | GME - Dentex 7008/1.5 | 2000034504 | Functional | Others
942 | Govt Hospitls Sriganganagar Dh | O.T. Light Single Dome | MODEL NOT AVAILABLE | 3000048138 | Functional | Others
943 | J.K.Loan Hospital, Kota | Glucometer | Model not available | ACPBC0002C | Functional | Others
944 | Zanana Hospital Ajmer Medical Collage Hospital | Radiant Heat Warmer | Model Not Available | 20000347053 | Functional | A K Surgicals
945 | Kuchera Chc | Instrument Sterilizer | Model Not Available | 2000036606 | Functional | Others
946 | Satellite Hospital Adarsh Nagar Ajmer | 500mA X-Ray Machine | GME - GMHF 50 | SR2K01404XRHA016 | Functional | Others
947 | Kawantia Hospital Dh | Photoelectric Calorimeter | Calorimeter - 1312 | 603183 | Functional | Metro Traiding Corporation
948 | Sanganer Chc | Syringe Needle Destroyer | Model not available | 2000024388 | Functional | Cmho Supply
949 | Setellite Hospital Banipark Satellite | Dental Chair Unit | Model Not Available | 2000024027 | Functional | Others
950 | Bandikui Chc | Radiant Heat Warmer | Zeal - RHW 2101A | RHW210/07/13/808 | Functional | Cmho Supply
951 | Kundera Chc Sawai Madhopur | Syringe Needle Destroyer | Microsil ND 20 | 2000020750 | Functional | Cmho Supply
952 | Barodamav Chc | Radiant Heat Warmer | Zeal - RHW 2101A | 9131815 | Functional | Zeal Medical Pvt Ltd
953 | Malsisar Chc | Electric Weighing Machine | Model Not Available | 130722682 | Functional | Zeal Medical Pvt Ltd
954 | Malsisar Chc | SPHYGMOMANOMETER(BP APPRATUS) | MODEL NOT AVAILABLE | 12 | Functional | Others
955 | Bdm Hospital Kotputali Sdh | Centrifuge Machine (24 Tubes) | R-8C DX | FNLC-093 | Functional | Cmho Supply
956 | Mandrela Chc | FOGGING MACHINE | MODEL NOT AVAILABLE | 1253 | Functional | Others
957 | Bdm Hospital Kotputali Sdh | Water Bath | Yorco - YSI-413D | 06F3676 | Functional | Rhsdp Supply
958 | Tatgarh Chc | Syringe Needle Destroyer | Nulife - Dots | 29570 | Functional | Others
959 | Kadera Chc | Weighing Machine | MODEL NOT AVAILABLE | 2000033719 | Functional | Others
960 | Degana Chc | Labour Table | Model Not Available | 2000028766 | Functional | Others
961 | Sarwar Chc | Blood Bank Refrigerator | Model not available | 24525104 | Functional | Others
962 | Jayal Chc | Anesthesia Machine | MODEL NOT AVAILABLE | 2000030304 | Functional | Rhsdp Supply
963 | Sarwar Chc | FOOT OPERATED SUCTION MACHINE | MODEL NOT AVAILABLE | 2000033216 | Functional | Others
964 | Sarwar Chc | Instrument Sterilizer | Model Not Available | 27 | Not in use | Others
965 | Parbatsar Chc | Freezes | MODEL NOT AVAILABLE | 2000028447 | Functional | Others
966 | Gov. Hospital, Sujangarh Sdh | Baby Weighing Machine | Model Not Available | 3000129003 | Functional | Rhsdp Supply
967 | Bager Chc | Semi Automated Chemistry Analyzer | CPC - STAT FAX 3300 | 33006615 | Functional | Others
968 | Sarwar Chc | Ice lined refrigerator | Model Not Available | 44710606 | Not in use | Others
969 | Jayal Chc | Freezes | MODEL NOT AVAILABLE | 2000030306 | Functional | Rhsdp Supply
970 | Govt Hospitls Sriganganagar Dh | Centrifuge Machine ( 8 Tube) | REMI - R4C | CHLC-1162 | Functional | Others
971 | Satellite Hospital Adarsh Nagar Ajmer | Ice lined refrigerator | MK - 142 | 24511739 | Functional | Others
972 | Jln Central Store Medical College | Syringe Infusion Pump | JAZ-1800C | 13050845Z | Functional | Others
973 | Rbm Hospital Bharatpur Dh | O.T. Light Single Dome | MODEL NOT AVAILABLE | 2000003202 | Functional | Others
974 | Zanana Hospital Ajmer Medical Collage Hospital | Radiant Heat Warmer | Model Not Available | 2000033675 | Functional | A K Surgicals
975 | J.K.Loan Hospital, Kota | Incubator | Yorco - YSI - 438D | 1304197 | Functional | York Scientific Industries Pvt Ltd
976 | Zanana Hospital Ajmer Medical Collage Hospital | Radiant Heat Warmer | Model Not Available | 2000033677 | Functional | A K Surgicals
977 | Dh Hanumangarh Town Dh | Defibrillator | MODEL NOT AVAILABLE | 2000031647 | Functional | Others
978 | New Govt Medical College Kota | Blood Cell Counter - 5 part | Model not available | 3000055188 | Functional | Others
979 | Rampura District Hospitalkota Dh | Autoclave | Model not available | 3000046987 | Functional | Others
980 | Jln Central Store Medical College | Syringe Infusion Pump | JAZ-1800C | 13050809Z | Functional | Others
981 | Govt Hospitls Sriganganagar Dh | Instrument Sterilizer | Model Not Available | 30000483304 | Functional | Others
982 | J.K.Loan Hospital, Kota | Syringe Infusion Pump | SIMTEK - Infutek 405 | 145537 | Functional | Simtek Medico Systems Pvt Ltd
983 | New Govt Medical College Kota | Radiant Heat Warmer | Model Not Available | 3000055081 | Functional | Others
984 | Rbm Hospital Bharatpur Dh | SPHYGMOMANOMETER(BP APPRATUS) | MODEL NOT AVAILABLE | 2000003211 | Functional | Others
985 | New Govt Medical College Kota | Freezes | Model not available | 3000259270 | Functional | Others
986 | J.K.Loan Hospital, Kota | Incubator | Yorco - YSI - 438D | 1304212 | Functional | York Scientific Industries Pvt Ltd
987 | J.K.Loan Hospital, Kota | Syringe Infusion Pump | SIMTEK - Infutek 405 | 55515 | Functional | Simtek Medico Systems Pvt Ltd
988 | Dh Hanumangarh Town Dh | Multi-Para Monitor | Model not available | 2000031645 | Functional | Others
989 | Govt Hospitls Sriganganagar Dh | SPHYGMOMANOMETER(BP APPRATUS) | MODEL NOT AVAILABLE | 27490 | Functional | Others
990 | J.K.Loan Hospital, Kota | Centrifuge Machine ( 8 Tube) | Model Not Available | 3230 | Functional | Remi Electrotechnik Ltd
991 | New Govt Medical College Kota | Syringe Needle Destroyer | Model not available | NGM11284 | Functional | Others
992 | Bilali Phc | Syringe Needle Destroyer | Model not available | 2000021577 | Functional | Others
993 | New Govt Medical College Kota | Freezes | MODEL NOT AVAILABLE | 3000055256 | Functional | Others
994 | Rbm Hospital Bharatpur Dh | Defibrillator | MODEL NOT AVAILABLE | 2000003196 | Functional | Others
995 | J.K.Loan Hospital, Kota | Syringe Infusion Pump | SIMTEK - Infutek 405 | 455514 | Functional | Simtek Medico Systems Pvt Ltd
996 | Zanana Hospital Ajmer Medical Collage Hospital | Phototherepy Unit | MODEL NOT AVAILABLE | 2000033759 | Functional | Others
997 | Dh Hanumangarh Town Dh | Ice lined refrigerator | Model Not Available | 2000031643 | Functional | Others
998 | Kawantia Hospital Dh | Defibrillator with Cardiac Monitor | BPL - DF 2389 | 93L6122 | Functional | Others
999 | Kawantia Hospital Dh | C R System | Model not available | 2K1003113-C | Functional | Allengers Medical Systems Ltd
1000 | Kawantia Hospital Dh | Multi-Para Monitor | Model not available | A10SE0352 | Functional | Larsen And Tourbo Ltd
1001 | Setellite Hospital Banipark Satellite | Weighing Machine | MODEL NOT AVAILABLE | 2000024087 | Functional | Others
1002 | Rampur Chc | Blood Cell Counter - 3 part | Horiba - ABX Micros ES 60 | 304ESOH5466 | Functional | Others
1003 | Nangal Rajawatan Phc | FOOT OPERATED SUCTION MACHINE | Zeal - RHW 2101A | 2430 | Functional | Zeal Medical Pvt Ltd
1004 | Karana Phc | Suction Machine | Model Not Available | 2000021553 | Functional | Others
1005 | Ramgarh Chc Alwar | Incubator | MODEL NOT AVAILABLE | 2000021307 | Functional | Others
1006 | Ramgarh Chc Alwar | Oxygen Concentrator | BPL - OG 4203 | AXTC9J4196 | Functional | Others
1007 | District Hospital Dausa Dh | Spot Light ( Portable ) | Model Not Available | 3000081465 | Functional | Cognate India
1008 | District Hospital Dausa Dh | STABILIZER | MODEL NOT AVAILABLE | 3000081404 | Functional | Others
1009 | District Hospital Dausa Dh | Spot Light ( Portable ) | Model Not Available | 3000081468 | Functional | Others
1010 | District Hospital Dausa Dh | Spot Light ( Portable ) | Model Not Available | 3000081467 | Functional | Others
1011 | Ramgarh Chc Alwar | SPHYGMOMANOMETER(BP APPRATUS) | MODEL NOT AVAILABLE | 61089 | Not in use | Others
1012 | District Hospital Dausa Dh | O.T. Light Single Dome | MODEL NOT AVAILABLE | 3000081405 | Non Functional Not Repairable | Cognate India
1013 | District Hospital Dausa Dh | Suction Machine | Model Not Available | 3000081497 | Functional | Others
1014 | Ramgarh Chc Alwar | Radiant Heat Warmer | Model Not Available | nrhmwm09/32 | Functional | Others
1015 | Mcwc Bani Park Jaipur | Hemoglobin Analyzer | Model not available | 3000087045 | Functional | Others
1016 | Hamirgarh Chc | Centrifuge Machine ( 4 Tube ) | Model not available | 3000260103 | Functional | Others
1017 | Kadera Chc | Radiant Heat Warmer | Zeal - RHW 2101A | RHW2101A/1013/2126 | Functional | Others
1018 | Jawaja Chc | Binocular Microscope | PZB 22 | 55854 | Functional | Others
1019 | Rarah Chc | Binocular Microscope | Model Not Available | 2000003653 | Functional | Others
1020 | District Hospital Dausa Dh | Binocular Microscope | Model Not Available | 811008 | Functional | Cmho Supply
1021 | District Hospital Dausa Dh | SPHYGMOMANOMETER(BP APPRATUS) | MODEL NOT AVAILABLE | 900367 | Functional | Others
1022 | District Hospital Dausa Dh | SPHYGMOMANOMETER(BP APPRATUS) | MODEL NOT AVAILABLE | 1223694 | Functional | Others
1023 | Govt Hospitls Sriganganagar Dh | O.T. Light Double Dome | CI-700+CI-700 | 3000048138 | Functional | Cognate India
1024 | Govt Hospitls Sriganganagar Dh | O.T. Light Double Dome | CI-700+CI-700 | 3000048139 | Functional | Cognate India
1025 | Rbm Hospital Bharatpur Dh | Tube Sealer for Blood bags | JOVE JA TS 55 | 15050496 | Functional | Pawar Electro Systems Pvt Ltd
1026 | Kadera Chc | Ultra Sonography (USG) & Colour Dopler Machine | Model not available | M0854053 | Not in use | Others
1027 | Kadera Chc | Suction Machine | Model Not Available | 2000034545 | Functional | Others
1028 | Kuchera Chc | 100mA X-Ray Machine | Allengers - 100R | R08C34 | Functional | Allengers Medical Systems Ltd
1029 | Satellite Hospital Adarsh Nagar Ajmer | ECG Machine (Three Channel ) | BPL 8408 | AVMK9A10016 | Functional | Others
1030 | Govt Hospitls Sriganganagar Dh | Syringe Needle Destroyer | Model not available | 3000048273 | Functional | Others
1031 | Rbm Hospital Bharatpur Dh | Syringe Infusion Pump | Allied - Syrn 200 | 2014120045 | Functional | Alleid Medical Limited
1032 | Satellite Hospital Adarsh Nagar Ajmer | Slit Lamp | APPASAMY | 603145 | Functional | Others
1033 | Zanana Hospital Ajmer Medical Collage Hospital | Phototherepy Unit | Meditrin - Digital Bilitimer Phototherapy | 2000033750 | Functional | Others
1034 | Dh Hanumangarh Town Dh | Ice lined refrigerator | Model Not Available | 2000031675 | Functional | Others
1035 | Rbm Hospital Bharatpur Dh | Instrument Sterilizer | Model Not Available | 3000086042 | Functional | Others
1036 | Bager Chc | Binocular Microscope | Model Not Available | 0 | Functional | Zeal Medical Pvt Ltd
1037 | Zanana Hospital Ajmer Medical Collage Hospital | Radiant Heat Warmer | Model Not Available | 2000033733 | Functional | A K Surgicals
1038 | Kariri Phc | Centrifuge Machine ( 8 Tube) | MODEL NOT AVAILABLE | 3000085777 | Functional | Others
1039 | New Govt Medical College Kota | C-Arm Image Intensifier | Allengers - HF 49R | 141198 | Functional | Others
1040 | Zanana Hospital Ajmer Medical Collage Hospital | Radiant Heat Warmer | Model Not Available | 2000033737 | Functional | A K Surgicals
1041 | Zanana Hospital Ajmer Medical Collage Hospital | Radiant Heat Warmer | Model Not Available | 2000033743 | Functional | A K Surgicals
1042 | Zanana Hospital Ajmer Medical Collage Hospital | Radiant Heat Warmer | Model Not Available | 2000033744 | Functional | A K Surgicals
1043 | Rbm Hospital Bharatpur Dh | ECG Machine (Three Channel ) | BPL 8408 | 7321028 | Non Functional Repairable | Bpl Medical Technologies
1044 | New Govt Medical College Kota | Suction Machine | Model Not Available | 3000055146 | Functional | Others
1045 | Zanana Hospital Ajmer Medical Collage Hospital | Radiant Heat Warmer | Model Not Available | 2000033630 | Functional | A K Surgicals
1046 | Govt Hospitls Sriganganagar Dh | Suction Machine | Model Not Available | 3000048263 | Functional | Others
1047 | Govt Hospitls Sriganganagar Dh | Suction Machine | Model Not Available | 3000048265 | Functional | Others
1048 | Satellite Hospital Adarsh Nagar Ajmer | ECG Machine (Three Channel ) | BPL 8408 | 2000033503 | Non Functional Repairable | Cmho Supply
1049 | Sirsi Phc | Glucometer | Accu Chek Performa | M20L0009093 | Functional | Metro Traiding Corporation
1050 | Sirsi Phc | Binocular Microscope | BLS 116 | JP/SRS/LAB/06 | Functional | A K Surgicals
1051 | Kawantia Hospital Dh | Pulse Oxymeter | Comet - P (L and T) | C10P1149 | Functional | Larsen And Tourbo Ltd
1052 | Setellite Hospital Banipark Satellite | ECG Machine (Three Channel ) | Medicaid - CardioFax 3R | C713560 | Functional | Medicaid Systems
1053 | Sainthal Chc | FOOT OPERATED SUCTION MACHINE | SU-101 | 10505 | Functional | Cmho Supply
1054 | Amer Chc | Syringe Needle Destroyer | Microsil - ND350 | 9041 | Functional | Cmho Supply
1055 | Bahrawdakhurd Chc Sawai Madhopur | Freezes | MODEL NOT AVAILABLE | BE04G0E01008287M818 | Functional | Others
1056 | Amarsar Chc | O.T. Light Double Dome | MODEL NOT AVAILABLE | 2000022588 | Functional | Cmho Supply
1057 | Piloda Chc Sawai Madhopur | Semi Automated Chemistry Analyzer | CPC - STAT FAX 3300 | 33007450 | Functional | Cmho Supply
1058 | Piloda Chc Sawai Madhopur | Syringe Needle Destroyer | Model not available | 3000084371 | Functional | Cmho Supply
1059 | Amer Chc | Radiant Heat Warmer | Zeal - RHW 2101A | RHW2101A1091311913 | Functional | Rhsdp Supply
1060 | Amer Chc | Spot Light ( Portable ) | Model Not Available | 2000025306 | Functional | Cmho Supply
1061 | Setellite Hospital Banipark Satellite | Cautry Machine | Model Not Available | 12394 | Functional | Others
1062 | Banskhon Phc | Glucometer | Model not available | RMDB011786 | Functional | Others
1063 | Banskhon Phc | Hemoglobin meter | Model Not Available | 3000087100 | Functional | Others
1064 | Mitrapur Chc Sawai Madhopur | Glucometer | SD Check Gold | MOIEO3442723 | Functional | Cmho Supply
1065 | Uchchain Chc | Glucometer | Model not available | M01A20AA2927 | Functional | Others
1066 | Mitrapur Chc Sawai Madhopur | Suction Machine | Model Not Available | 3000084344 | Functional | Cmho Supply
1067 | Uchchain Chc | Freezes | MODEL NOT AVAILABLE | 36875 | Functional | Others
1068 | Uchchain Chc | Freezes | MODEL NOT AVAILABLE | 4X004466 | Functional | Others
1069 | Tb Clinic Dausa | Freezes | MODEL NOT AVAILABLE | 55228 | Functional | Others
1070 | Nadbai Chc | Centrifuge Machine ( 4 Tube ) | Model not available | 2000003788 | Functional | Others
1071 | Nadbai Chc | Binocular Microscope | Model Not Available | 2000003737 | Functional | Ajay Optical India
1072 | Shergarh Chc | Semi Automated Chemistry Analyzer | CPC - STAT FAX 3300 | 200002177 | Functional | Others
1073 | Bdm Hospital Kotputali Sdh | Autoclave | Reico | 37/4 | Functional | Rhsdp Supply
1074 | New Govt Medical College Kota | Freezes | MODEL NOT AVAILABLE | 3000055255 | Functional | Others
1075 | Gov. Hospital, Ratangarh Sdh | Blood Bank Refrigerator | Model not available | 54135 | Functional | Others
1076 | J.K.Loan Hospital, Kota | Syringe Infusion Pump | SIMTEK - Infutek 405 | 14021345 | Functional | Simtek Medico Systems Pvt Ltd
1077 | Rbm Hospital Bharatpur Dh | Defibrillator | MODEL NOT AVAILABLE | 2000003197 | Functional | Bpl Medical Technologies
1078 | Dh Hanumangarh Town Dh | Multi-Para Monitor | Model not available | 2000031642 | Functional | Others
1079 | New Govt Medical College Kota | Blood Cell Counter - 5 part | Model not available | 3000055186 | Functional | Others
1080 | District Hospital Sattelite , Bikaner Dh | Instrument Sterilizer | MODEL NOT AVAILABLE | 3000259272 | Functional | Others
1081 | Rbm Hospital Bharatpur Dh | Defibrillator | MODEL NOT AVAILABLE | 2000003198 | Functional | Bpl Medical Technologies
1082 | J.K.Loan Hospital, Kota | Centrifuge Machine ( 8 Tube) | Model Not Available | 3932 | Functional | Remi Electrotechnik Ltd
1083 | New Govt Medical College Kota | Freezes | MODEL NOT AVAILABLE | 3000055244 | Functional | Others
1084 | Pandit Briz Sundar Sharma General Hospital Bundi Dh | 500mA X-Ray Machine | Model not available | 3000041787 | Functional | Others
1085 | Zanana Hospital Ajmer Medical Collage Hospital | Suction Machine | Model Not Available | 13302 | Functional | Others
1086 | District Hospital Sattelite , Bikaner Dh | Syringe Needle Destroyer | Nulife - Dots | 25664 | Functional | Mrk Healthcare Pvt Ltd Delhi
1087 | Zanana Hospital Ajmer Medical Collage Hospital | Suction Machine | Supreme Plus | 09A02 | Functional | Suprime Enterprises
1088 | Rbm Hospital Bharatpur Dh | Anesthesia Machine | MODEL NOT AVAILABLE | 2000003199 | Functional | Others
1089 | Pandit Briz Sundar Sharma General Hospital Bundi Dh | Ultra Sonography (USG) & Colour Dopler Machine | Model not available | 3000041789 | Functional | Others
1090 | Rbm Hospital Bharatpur Dh | Multi-Para Monitor | Model not available | 200000200 | Functional | Concept Integration
1091 | New Govt Medical College Kota | Multi-Para Monitor | Model not available | 3000055166 | Functional | Others
1092 | Rbm Hospital Bharatpur Dh | Pulse Oxymeter | Model Not Available | 2000003210 | Functional | Bpl Medical Technologies
1093 | New Govt Medical College Kota | Binocular Microscope | Labomed - Vision 2000 | 3000055185 | Functional | Others
1094 | Rbm Hospital Bharatpur Dh | Ventilator | Schiller - Graphnet Advance | 2000003180 | Functional | Schiller Healthcare India Pvt Ltd
1095 | J.K.Loan Hospital, Kota | Syringe Infusion Pump | SIMTEK - Infutek 405 | 82134 | Functional | Simtek Medico Systems Pvt Ltd
1096 | Zanana Hospital Ajmer Medical Collage Hospital | Syringe Needle Destroyer | Model not available | 2000049263 | Functional | Rohanika Electronics - Medical Systems
1097 | Rbm Hospital Bharatpur Dh | Ventilator | Philips - Ventilator | 2000003182 | Functional | Philips Electronics India Ltd
1098 | District Hospital Sattelite , Bikaner Dh | Syringe Needle Destroyer | Nulife - Dots | 26204 | Functional | Mrk Healthcare Pvt Ltd Delhi
1099 | Sirsi Phc | 100mA X-Ray Machine | Allengers - MARS 3.5 | ALF1234VXCFKHG | Not in use | Allengers Medical Systems Ltd
1100 | Kawantia Hospital Dh | Defibrillator with Cardiac Monitor | Schiller - Defigard 400 | 1 | Functional | Others
1101 | Kawantia Hospital Dh | 2.0 Ton Split Air Conditioner | Voltas - 243 DX | 4551037C08F016484 | Functional | Others
1102 | Setellite Hospital Banipark Satellite | Hydraulic Operation Table | Surgicoin | 43933/94 | Functional | Surgicoin Medequip Pvt Ltd
1103 | Thanagazi Chc | VDRL Rotator (Rotor and Shaker) | Yorco - YSI 148 | 06I0765 | Functional | Rhsdp Supply
1104 | Kawantia Hospital Dh | Bone Drill System | Manman | hbk/ortho/0001 | Functional | Rhsdp Supply
1105 | Rajeev Gandhi Govt General Hospital Alwar Dh | Water Bath | Model not available | 2000021010 | Functional | Rhsdp Supply
1106 | Rajeev Gandhi Govt General Hospital Alwar Dh | Hemostasis Analyzer | MODEL NOT AVAILABLE | 2000023004 | Not in use | Others
1107 | Viratnagar Chc | Phototherepy Unit | Meditrin - Digital Bilitimer Phototherapy | 100 | Functional | Meditrin Instruments
1108 | Rajeev Gandhi Govt General Hospital Alwar Dh | Weighing Machine | MODEL NOT AVAILABLE | 2000021064 | Functional | Cmho Supply
1109 | Setellite Hospital Banipark Satellite | Syringe Needle Destroyer | Model not available | 2000024050 | Functional | Others
1110 | Amer Chc | Binocular Microscope | MLW - Easy View | 320007930714 | Functional | Cmho Supply
1111 | Amer Chc | Binocular Microscope | MLW - Easy View | 320007980714 | Functional | Cmho Supply
1112 | Thanagazi Chc | O.T. Light Double Dome | MODEL NOT AVAILABLE | 2000021023 | Functional | Others
1113 | Narayanpur Chc | Glucometer | Model not available | AE5000593267 | Functional | Others
1114 | Narayanpur Chc | Radiant Heat Warmer | Zeal - RHW 2101A | 2101a/09131/1852 | Functional | Zeal Medical Pvt Ltd
1115 | Kundera Chc Sawai Madhopur | Autoclave | Model not available | 2000020763 | Functional | Cmho Supply
1116 | Akbarpur Chc | Freezes | MODEL NOT AVAILABLE | 2000021165 | Functional | Others
1117 | Malsisar Chc | 100mA X-Ray Machine | Model not available | 3634 | Functional | Donation
1118 | Malakhera Chc | Syringe Needle Destroyer | Microsil - ND350 | 6856 | Functional | Others
1119 | Malakhera Chc | 100mA X-Ray Machine | Siemens 100mA | 16896524 | Functional | Siemens Limited
1120 | Malsisar Chc | Radiant Heat Warmer | Zeal - RHW 2101A | 2010A/0913/2021 | Functional | Meditrin Instruments
1121 | Malakhera Chc | FOOT OPERATED SUCTION MACHINE | SU-101 | -10131 | Functional | Niscomed Electro Medical Devices
1122 | Akbarpur Chc | Mobile ( Portable ) X-Ray Machine | Model not available | 2000021167 | Functional | Others
1123 | Rbm Hospital Bharatpur Dh | SPHYGMOMANOMETER(BP APPRATUS) | MODEL NOT AVAILABLE | 2000003177 | Non Functional Repairable | Elite Scientific Corporation
1124 | Zanana Hospital Ajmer Medical Collage Hospital | Radiant Heat Warmer | Model Not Available | 2000033671 | Functional | A K Surgicals
1125 | Govt Hospitls Sriganganagar Dh | Suction Machine | Model Not Available | 3000048280 | Functional | Others
1126 | Satellite Hospital Adarsh Nagar Ajmer | Nebulizer | Model not available | 2000025156 | Functional | Others
1127 | New Govt Medical College Kota | Hydraulic Operation Table | MODEL NOT AVAILABLE | 3000055072 | Functional | Others
1128 | New Govt Medical College Kota | Instrument Sterilizer | MODEL NOT AVAILABLE | 2000021329 | Functional | Others
1129 | New Govt Medical College Kota | Syringe Infusion Pump | SIMTEK - Infutek 405 | 27021345X15T | Functional | Others
1130 | J.K.Loan Hospital, Kota | Radiant Heat Warmer | Model Not Available | 30000046796 | Functional | Meditrin Instruments
1131 | Satellite Hospital Adarsh Nagar Ajmer | ECG Machine (Three Channel ) | BPL 8408 | 2000033563 | Functional | Others
1132 | Satellite Hospital Adarsh Nagar Ajmer | Pulse Oxymeter | True beat 200 CMECG - 05 | PS.TOTT.T330 | Functional | Others
1133 | Govt Hospitls Sriganganagar Dh | Syringe Needle Destroyer | Model not available | 3000048267 | Functional | Others
1134 | Satellite Hospital Adarsh Nagar Ajmer | Ultra Sonography (USG) & Colour Dopler Machine | Mindray - DP 2200 | ML-RC-102512T | Functional | Others
1135 | New Govt Medical College Kota | Syringe Infusion Pump | Model not available | 207229 | Functional | Others
1136 | Govt Hospitls Sriganganagar Dh | Suction Machine | Bhasin Sons | 3000048286 | Functional | Bhasin Sons Private Limited
1137 | J.K.Loan Hospital, Kota | Multi-Para Monitor | Model not available | G3DK30070 | Functional | General Medical Equipment
1138 | Govt Hospitls Sriganganagar Dh | Suction Machine | Model Not Available | 3000048146 | Functional | Others
1139 | J.K.Loan Hospital, Kota | Suction Machine | Model Not Available | 3000046699 | Functional | Others
1140 | New Govt Medical College Kota | Ventilator | Philips - Ventilator | EVL11026-IR | Functional | Others
1141 | J.K.Loan Hospital, Kota | Pulse Oxymeter | Model Not Available | C13PA607 | Functional | Others
1142 | J.K.Loan Hospital, Kota | Pulse Oxymeter | Model Not Available | C13PA6066 | Functional | Others
1143 | J.K.Loan Hospital, Kota | Pulse Oxymeter | Model Not Available | 125-105056 | Functional | Others
1144 | Gov. Hospital, Sujangarh Sdh | Anesthesia Machine | MODEL NOT AVAILABLE | 30001290010 | Functional | Rhsdp Supply
1145 | Gov. Hospital, Sujangarh Sdh | Radiant Heat Warmer | Zeal - RHW 2101A | RHW2101A/121312657 | Functional | Zeal Medical Pvt Ltd
1146 | Gov. Hospital, Sujangarh Sdh | Radiant Heat Warmer | Zeal - RHW 2101A | RHW2101A/121312659 | Functional | Zeal Medical Pvt Ltd
1147 | Gov. Hospital, Sujangarh Sdh | Radiant Heat Warmer | Meditrin - Heat Warmer | 30001290020 | Functional | Meditrin Instruments
1148 | Gov. Hospital, Sujangarh Sdh | Radiant Heat Warmer | Meditrin - Heat Warmer | 30001290019 | Functional | Meditrin Instruments
1149 | Bahrawdakhurd Chc Sawai Madhopur | FOOT OPERATED SUCTION MACHINE | SU-101 | 10663 | Functional | Cmho Supply
1150 | General Hospital Sawai Madhopur Dh | ECG Machine (Three Channel ) | SE-300 | DETCOE1284 | Functional | Rhsdp Supply
1151 | Bahrawdakhurd Chc Sawai Madhopur | Labour Table | Model Not Available | 2000020085 | Functional | Others
1152 | Piloda Chc Sawai Madhopur | Syringe Needle Destroyer | Model not available | 3000084372 | Functional | Cmho Supply
1153 | Piloda Chc Sawai Madhopur | SPHYGMOMANOMETER(BP APPRATUS) | MODEL NOT AVAILABLE | 3000084375 | Functional | Cmho Supply
1154 | Banskhon Phc | Syringe Needle Destroyer | Microsil - ND350 | 3000087083 | Functional | Cmho Supply
1155 | Piloda Chc Sawai Madhopur | SPHYGMOMANOMETER(BP APPRATUS) | MODEL NOT AVAILABLE | 236186 | Functional | Cmho Supply
1156 | Uchchain Chc | Centrifuge Machine ( 8 Tube) | Model Not Available | 2000003490 | Functional | Others
1157 | Mitrapur Chc Sawai Madhopur | Ice lined refrigerator | MK - 142 | 50021-3389 | Functional | Others
1158 | Mitrapur Chc Sawai Madhopur | Ice lined refrigerator | HBD-116 | 3000084329 | Functional | Cmho Supply
1159 | Mitrapur Chc Sawai Madhopur | SPHYGMOMANOMETER(BP APPRATUS) | MODEL NOT AVAILABLE | 7358 | Functional | Cmho Supply
1160 | Mitrapur Chc Sawai Madhopur | Weighing Machine | MODEL NOT AVAILABLE | 3000084335 | Functional | Cmho Supply
1161 | Mitrapur Chc Sawai Madhopur | Weighing Machine | MODEL NOT AVAILABLE | 3000084345 | Functional | Cmho Supply
1162 | Mitrapur Chc Sawai Madhopur | Autoclave | Model not available | 3000084339 | Functional | Cmho Supply
1163 | Mitrapur Chc Sawai Madhopur | Autoclave | Model not available | 3000084340 | Functional | Cmho Supply
1164 | Mitrapur Chc Sawai Madhopur | Autoclave | Model not available | 3000084341 | Functional | Cmho Supply
1165 | Rarah Chc | Semi Automated Chemistry Analyzer | Statfax 2000 | 2000003656 | Functional | Cpc Diagnostics Pvt Ltd
1166 | Rarah Chc | Centrifuge Machine ( 8 Tube) | REMI - R 8C | 12213 | Functional | Remi Electrotechnik Ltd
1167 | Tb Clinic Dausa | Weighing Machine | MODEL NOT AVAILABLE | 3000081294 | Functional | Others
1168 | Tb Clinic Dausa | Binocular Microscope | Model Not Available | 3000081293 | Functional | Others
1169 | Bandikui Chc | Semi Automated Chemistry Analyzer | CHEM 5 PLUS | 3000081249 | Functional | Rhsdp Supply
1170 | Bandikui Chc | Suction Machine | HI VAC | 3000081233 | Functional | Cmho Supply
1171 | Bandikui Chc | Suction Machine | Model Not Available | 3000081279 | Functional | Cmho Supply
1172 | Amer Chc | O.T. Light Single Dome | MODEL NOT AVAILABLE | 2000025299 | Functional | Others
1173 | Amer Chc | Radiant Heat Warmer | Model Not Available | NRHM/PT09/17144 | Functional | Others
1174 | Garh Phc | Suction Machine | Model Not Available | 3000081160 | Functional | Others
1175 | Rampura District Hospitalkota Dh | Phototherepy Unit | MODEL NOT AVAILABLE | 3000046971 | Functional | Others
1176 | Gov. Hospital, Ratangarh Sdh | Glucometer | Model not available | RMDB024139 | Functional | Others
1177 | Rampura District Hospitalkota Dh | Pulse Oxymeter | Model Not Available | 3000046976 | Functional | Bpl Medical Technologies
1178 | Bilali Phc | SPHYGMOMANOMETER(BP APPRATUS) | MODEL NOT AVAILABLE | 60928 | Functional | Bhasin Sons Private Limited
1179 | Rampura District Hospitalkota Dh | Suction Machine | HI VAC | 3000046978 | Functional | Others
1180 | J.K.Loan Hospital, Kota | Instrument Sterilizer | Model Not Available | 3000046839 | Non Functional Not Repairable | Others
1181 | J.K.Loan Hospital, Kota | Centrifuge Machine ( 8 Tube) | Model Not Available | CGLC-3378 | Functional | Remi Electrotechnik Ltd
1182 | New Govt Medical College Kota | Centrifuge Machine (24 Tubes) | Model no available | 3000055265 | Functional | Others
1183 | Govt Hospitls Sriganganagar Dh | Syringe Needle Destroyer | Model not available | 14C846 | Functional | Others
1184 | J.K.Loan Hospital, Kota | Incubator | MODEL NOT AVAILABLE | CGLC-3277 | Functional | Remi Electrotechnik Ltd
1185 | Gov. Hospital, Ratangarh Sdh | Semi Automated Chemistry Analyzer | Transasia : ERBA - CHEM 5 Plus V2 | 60983 | Functional | Others
1186 | J.K.Loan Hospital, Kota | Hot Air Oven | Yorco - YSI - 431D | 1305102 | Functional | York Scientific Industries Pvt Ltd
1187 | J.K.Loan Hospital, Kota | Syringe Infusion Pump | Model not available | 55920 | Functional | Others
1188 | Rampura District Hospitalkota Dh | Suction Machine | HI VAC | 4C5107 | Functional | Anand Medicaids Pvt Ltd
1189 | Rampura District Hospitalkota Dh | Syringe Needle Destroyer | Nulife - Dots | NBSD0715306 | Functional | Mrk Healthcare Pvt Ltd Delhi
1190 | J.K.Loan Hospital, Kota | Syringe Infusion Pump | Model not available | 1455501 | Non Functional Not Repairable | Others
1191 | District Hospital Sattelite , Bikaner Dh | Radiant Heat Warmer | Model Not Available | 2000030724 | Functional | Meditrin Instruments
1192 | Jln Central Store Medical College | Syringe Infusion Pump | MODEL NOT AVAILABLE | 3000259271 | Functional | Others
1193 | J.K.Loan Hospital, Kota | Syringe Infusion Pump | SIMTEK - Infutek 405 | 55504 | Functional | Simtek Medico Systems Pvt Ltd
1194 | District Hospital Sattelite , Bikaner Dh | Radiant Heat Warmer | Zeal - RHW 2101A | RMW2101A1101312577 | Functional | Zeal Medical Pvt Ltd
1195 | Dh Hanumangarh Town Dh | Suction Machine | Model Not Available | 2000031644 | Functional | Others
1196 | Pandit Briz Sundar Sharma General Hospital Bundi Dh | 500mA X-Ray Machine | GME - GMHF 50 | 3000041786 | Functional | Others
1197 | New Govt Medical College Kota | Freezes | MODEL NOT AVAILABLE | 3000055243 | Functional | Others
1198 | New Govt Medical College Kota | Baby Weighing Machine | Model Not Available | 30000130015 | Functional | Others
1199 | Pandit Briz Sundar Sharma General Hospital Bundi Dh | Suction Machine | Model Not Available | 3000041882 | Functional | Others
1200 | Dh Hanumangarh Town Dh | Anesthesia Machine | MODEL NOT AVAILABLE | 2000031641 | Functional | Others
1201 | Nadbai Chc | Monocular Microscope | Model not available | 2000003727 | Non Functional Not Repairable | Others
1202 | Paparda Chc | Spot Light ( Portable ) | Model Not Available | 3000081128 | Functional | Cmho Supply
1203 | Nadbai Chc | Radiant Heat Warmer | Zeal - RHW 2101A | 717 | Functional | Zeal Medical Pvt Ltd
1204 | Nadbai Chc | Oxygen Concentrator | BPL - OG 4203 | 4218 | Functional | Bpl Medical Technologies
1205 | Kundera Chc Sawai Madhopur | Semi Automated Chemistry Analyzer | 3300 | 3300-7532 | Functional | Awarness Technologies
1206 | Nayan Phc | Autoclave | Model not available | 2000022618 | Functional | Others
1207 | Nadbai Chc | Weighing Machine | MODEL NOT AVAILABLE | 2000003751 | Functional | Others
1208 | Malsisar Chc | Phototherepy Unit | Fenam, Bilitron Sky 5006 | I-IJAK-440238 | Functional | Neonatal Innovations
1209 | Nadbai Chc | Instrument Sterilizer | Model Not Available | 2000003752 | Functional | Others
1210 | Choth Ka Barwara Chc | Blood Cell Counter - 3 part | Horiba - ABX Micros ES 60 | 2000020188 | Functional | Horiba India Pvt Ltd
1211 | Khawarao Ji Phc | Freezes | MODEL NOT AVAILABLE | 2.1031e+17 | Functional | Bhaseen Health Products Pvt Ltd
1212 | District Hospital Dausa Dh | SPHYGMOMANOMETER(BP APPRATUS) | MODEL NOT AVAILABLE | 9813981 | Functional | Others
1213 | Jawaja Chc | Monocular Microscope | BPL - DF 2389 | 014E006361 | Functional | Others
1214 | District Hospital Dausa Dh | Ice lined refrigerator | Model Not Available | 3000081493 | Functional | Electro Pvt Ltd Hydrabad
1215 | District Hospital Dausa Dh | Centrifuge Machine ( 16 Tube ) | REMI (R8C + R83) | 3000081382 | Functional | Remi Electrotechnik Ltd
1216 | Rarah Chc | Hot Air Oven | Yorco - YSI - 431D | 1389230 | Functional | Yorco Sales Pvt Ltd
1217 | Rarah Chc | Ice lined refrigerator | Model Not Available | INC132205752 | Functional | Others
1218 | Mcwc Bani Park Jaipur | Weighing Machine | MODEL NOT AVAILABLE | 3000087053 | Functional | Others
1219 | Mandrela Chc | Binocular Microscope | M L W Intermed | 2000019280 | Functional | Mlw Intermed
1220 | Mandrela Chc | Hemoglobin meter | Model Not Available | 2000019281 | Functional | Others
1221 | Mandrela Chc | Hemoglobin meter | Model Not Available | 2000019282 | Functional | Others
1222 | Arain Chc | Incubator | MODEL NOT AVAILABLE | 2324 | Functional | Others
1223 | Rarah Chc | Instrument Sterilizer | Model Not Available | 2000003622 | Non Functional Repairable | Others
1224 | Arain Chc | Blood Cell Counter - 3 part | Horiba - ABX Micros ES 60 | 305ESOHO5576 | Functional | Horiba India Pvt Ltd
1225 | Kawantia Hospital Dh | Glucometer | Model not available | 2 | Functional | Others
1226 | Gov. Hospital, Sujangarh Sdh | Radiant Heat Warmer | Meditrin - Heat Warmer | 30001290021 | Functional | Meditrin Instruments
1227 | Gov. Hospital, Sujangarh Sdh | Radiant Heat Warmer | Meditrin - Heat Warmer | 30001290022 | Functional | Meditrin Instruments
1228 | New Govt Medical College Kota | Incubator | MODEL NOT AVAILABLE | 3000055260 | Functional | Others
1229 | Dh Hanumangarh Town Dh | Defibrillator | MODEL NOT AVAILABLE | J10D282 | Functional | Others
1230 | New Govt Medical College Kota | Electrolyte Analyzer | Model not available | 3000055259 | Functional | Others
1231 | Jln Central Store Medical College | Water Bath | Yorco - YSI-413D | 1364631 | Functional | Yorco Sales Pvt Ltd
1232 | J.K.Loan Hospital, Kota | Radiant Heat Warmer | Meditrin - Heat Warmer | 9087 | Functional | Meditrin Instruments
1233 | Jln Central Store Medical College | Centrifuge Machine ( 8 Tube) | Model Not Available | 3991 | Functional | Others
1234 | J.K.Loan Hospital, Kota | Pulse Oxymeter | Comet - P (L and T) | C13PA6073 | Functional | Others
1235 | Satellite Hospital Adarsh Nagar Ajmer | Autoclave | Model not available | 9H-1448 | Non Functional Repairable | Others
1236 | J.K.Loan Hospital, Kota | Syringe Infusion Pump | SIMTEK - Infutek 405 | 1902134 | Functional | Simtek Medico Systems Pvt Ltd
1237 | Gov. Hospital, Ratangarh Sdh | Hot Air Oven | Model not available | 83114 | Functional | Others
1238 | J.K.Loan Hospital, Kota | Phototherepy Unit | Meditrin - Digital Bilitimer Phototherapy | 3000046827 | Non Functional Not Repairable | Others
1239 | New Govt Medical College Kota | Hydraulic Operation Table | MODEL NOT AVAILABLE | 3000055133 | Functional | Others
1240 | New Govt Medical College Kota | Centrifuge Machine ( 4 Tube ) | Model not available | 3000055132 | Functional | Others
1241 | J.K.Loan Hospital, Kota | Phototherepy Unit | Fenam, Bilitron Sky 5006 | 450102 | Functional | Fanem
1242 | Jln Central Store Medical College | Freezes | MODEL NOT AVAILABLE | 029847AQ201956Z | Functional | Others
1243 | J.K.Loan Hospital, Kota | Semi Automated Chemistry Analyzer | CHEM 5 PLUS | N140201 | Functional | Erba Diagnostics
1244 | J.K.Loan Hospital, Kota | Radiant Heat Warmer | Model Not Available | 1108258 | Functional | Zeal Medical Pvt Ltd
1245 | Rampura District Hospitalkota Dh | Anesthesia Machine | MODEL NOT AVAILABLE | 3000046975 | Functional | Others
1246 | Jln Central Store Medical College | ECG Machine (Twelve Channel ) | Cardiotouch Bionet 3000 | T2NO2000-65 | Functional | Bionet Co Ltd
1247 | J.K.Loan Hospital, Kota | Radiant Heat Warmer | Meditrin - Heat Warmer | 3000046837 | Functional | Meditrin Instruments
1248 | Satellite Hospital Adarsh Nagar Ajmer | Syringe Infusion Pump | Allied - Syrn 200 | 2014120062 | Functional | Alleid Medical Limited
1249 | Jln Central Store Medical College | ECG Machine (Three Channel ) | Medicaid - CardioFax 3R | G10991210 | Functional | Others
1250 | J.K.Loan Hospital, Kota | Freezes | MODEL NOT AVAILABLE | 3000055771 | Functional | Voltas Ltd
1251 | Dudu Chc | Semi Automated Chemistry Analyzer | Robonik - Prietest Touch | PEL0540613RBX | Functional | Others
1252 | Kawantia Hospital Dh | Syringe Needle Destroyer | Microsil ND 20 | Bhilwara/212-300 | Functional | Linco Scientific Instruments And Chemicals (P) Ltd
1253 | Sirsi Phc | Incubator | Ambi Hi-Lo Chamber | JP/SRS/LAB/02 | Functional | Metro Traiding Corporation
1254 | Sirsi Phc | Neubaurs Chamber | Model not available | JP/SRS/LAB/04 | Functional | Metro Traiding Corporation
1255 | General Hospital Sawai Madhopur Dh | Suction Machine | Model Not Available | OGEL6342 | Functional | Rhsdp Supply
1256 | Bamboli Phc | Radiant Heat Warmer | Zeal - RHW 2101A | RHW2101A0913/1853 | Functional | Zeal Medical Pvt Ltd
1257 | Bhadoti Phc | Freezes | MODEL NOT AVAILABLE | 2000020028 | Functional | Others
1258 | Bhadoti Phc | Freezes | MODEL NOT AVAILABLE | 2000020029 | Functional | Cmho Supply
1259 | Sanganer Chc | SPHYGMOMANOMETER(BP APPRATUS) | MODEL NOT AVAILABLE | 2000024378 | Functional | Ajay Optical India
1260 | Setellite Hospital Banipark Satellite | Incubator | MODEL NOT AVAILABLE | 2000024035 | Functional | Metro Traiding Corporation
1261 | Bdm Hospital Kotputali Sdh | Incubator | MODEL NOT AVAILABLE | 2000022108 | Functional | Metro Traiding Corporation
1262 | Manoharpura Chc | Phototherepy Unit | Meditrin - Digital Bilitimer Phototherapy | NRHM/PT09/11/40 | Functional | Meditrin Instruments
1263 | Piloda Chc Sawai Madhopur | Glucometer | SD Check Gold | 3000084356 | Functional | Cmho Supply
1264 | Bahrawdakhurd Chc Sawai Madhopur | Freezes | MODEL NOT AVAILABLE | 2000020091 | Functional | Cmho Supply
1265 | Piloda Chc Sawai Madhopur | Syringe Needle Destroyer | Model not available | 3000084361 | Functional | Cmho Supply
1266 | Amer Chc | Syringe Needle Destroyer | Microsil - ND350 | 7776 | Functional | Linco Scientific Instruments And Chemicals (P) Ltd
1267 | Bahrawdakhurd Chc Sawai Madhopur | O.T. Light Single Dome | MODEL NOT AVAILABLE | 2000020084 | Functional | Others
1268 | Amer Chc | Weighing Machine | MODEL NOT AVAILABLE | 2000025304 | Functional | Rhsdp Supply
1269 | Piloda Chc Sawai Madhopur | Syringe Needle Destroyer | Microsil - ND350 | 10233 | Functional | Cmho Supply
1270 | Mitrapur Chc Sawai Madhopur | Binocular Microscope | AMT 5A | 3000084327 | Functional | Cmho Supply
1271 | Bager Chc | 100mA X-Ray Machine | Model not available | 31720 | Functional | Donation
1272 | Bager Chc | ECG Machine (Three Channel ) | RMS 101 | V302NI305015 | Functional | Others
1273 | Gov. Hospital, Ratangarh Sdh | Blood Cell Counter - 3 part | Model not available | 204067 | Functional | Others
1274 | Zanana Hospital Ajmer Medical Collage Hospital | Phototherepy Unit | MODEL NOT AVAILABLE | 2000033757 | Functional | Others
1275 | District Hospital Sattelite , Bikaner Dh | Weighing Machine | MODEL NOT AVAILABLE | 2000030681 | Functional | Others
1276 | J.K.Loan Hospital, Kota | Centrifuge Machine ( 8 Tube) | Model Not Available | 3226 | Functional | Remi Electrotechnik Ltd
1277 | District Hospital Sattelite , Bikaner Dh | Instrument Sterilizer | Model Not Available | 1412010 | Functional | Others
1278 | New Govt Medical College Kota | Freezes | MODEL NOT AVAILABLE | 3000055251 | Functional | Others
1279 | District Hospital Sattelite , Bikaner Dh | Suction Machine | Model Not Available | 2000030722 | Functional | Others
1280 | Pandit Briz Sundar Sharma General Hospital Bundi Dh | ENT Patient Chair | Model not available | 3000041790 | Functional | Others
1281 | New Govt Medical College Kota | Syringe Infusion Pump | SIMTEK - Infutek 405 | 3000055165 | Functional | Others
1282 | J.K.Loan Hospital, Kota | Syringe Infusion Pump | SIMTEK - Infutek 405 | 8 | Functional | Simtek Medico Systems Pvt Ltd
1283 | District Hospital Sattelite , Bikaner Dh | Instrument Sterilizer | Model Not Available | 32010 | Functional | Others
1284 | Pandit Briz Sundar Sharma General Hospital Bundi Dh | Suction Machine | Model Not Available | 3000041884 | Functional | Others
1285 | J.K.Loan Hospital, Kota | Syringe Infusion Pump | SIMTEK - Infutek 405 | 21021245 | Functional | Simtek Medico Systems Pvt Ltd
1286 | J.K.Loan Hospital, Kota | Syringe Infusion Pump | SIMTEK - Infutek 405 | 3021245 | Functional | Simtek Medico Systems Pvt Ltd
1287 | J.K.Loan Hospital, Kota | Syringe Infusion Pump | SIMTEK - Infutek 405 | 5 | Functional | Simtek Medico Systems Pvt Ltd
1288 | Pandit Briz Sundar Sharma General Hospital Bundi Dh | Spot Light ( Portable ) | Model Not Available | MO14E004196 | Functional | Others
1289 | New Govt Medical College Kota | Syringe Needle Destroyer | Model not available | 3000055179 | Functional | Others
1290 | Pandit Briz Sundar Sharma General Hospital Bundi Dh | Autoclave | Reico | 3000041698 | Functional | Others
1291 | J.K.Loan Hospital, Kota | SPHYGMOMANOMETER(BP APPRATUS) | MODEL NOT AVAILABLE | 3000046901 | Functional | Others
1292 | New Govt Medical College Kota | Freezes | MODEL NOT AVAILABLE | 3000055270 | Functional | Others
1293 | Govt Hospitls Sriganganagar Dh | Blood Bank Refrigerator | REMI - BR 70 | 2BBR-O42-49 | Functional | Remi Electrotechnik Ltd
1294 | Dh Hanumangarh Town Dh | Anesthesia Machine | Allied | 2000031650 | Functional | Alleid Medical Limited
1295 | J.K.Loan Hospital, Kota | Syringe Infusion Pump | SIMTEK - Infutek 405 | 10 | Functional | Simtek Medico Systems Pvt Ltd
1296 | District Hospital Sattelite , Bikaner Dh | Ice lined refrigerator | MK - 142 | 35113264 | Functional | Vestfrost Solutions
1297 | Govt Hospitls Sriganganagar Dh | Monocular Microscope | Olympus | 68249 | Functional | Olympus Diagnostic Systems
1298 | Dh Hanumangarh Town Dh | Hydraulic Operation Table | MODEL NOT AVAILABLE | 2000031649 | Functional | Others
1299 | Kawantia Hospital Dh | 2.0 Ton Split Air Conditioner | Voltas - 243 DX | 4551037C08F015941 | Functional | Others
1300 | Kawantia Hospital Dh | 1.5 Ton Split Air Conditioner | Voltas - 185 PX | 1234 | Functional | Donation
1301 | Kawantia Hospital Dh | Multi-Para Monitor | Schiller - Truscope Classic | M014E005727 | Functional | Schiller Healthcare India Pvt Ltd
1302 | Amarsar Chc | Syringe Needle Destroyer | Microsil - ND350 | 7825 | Functional | Cmho Supply
1303 | Roopwas Chc | Glucometer | Model not available | 2000003680 | Functional | Others
1304 | Roopawas Phc | Glucometer | Model not available | 2000003675 | Functional | Others
1305 | Harmara Chc | Centrifuge Machine ( 4 Tube ) | REMI - C852 | IELC9451 | Functional | Others
1306 | Arain Chc | Blood Mixer ( Roller Mixer ) | Model not available | 3000049277 | Functional | Others
1307 | Arain Chc | Syringe Needle Destroyer | Model not available | 27979 | Functional | Others
1308 | Rarah Chc | Ice lined refrigerator | Model Not Available | 2000003628 | Non Functional Not Repairable | Others
1309 | Arain Chc | Hemoglobin meter | HB 301 | 1343813349 | Functional | Others
1310 | Rarah Chc | Autoclave | Model not available | 2000003629 | Non Functional Not Repairable | Others
1311 | Rarah Chc | SPHYGMOMANOMETER(BP APPRATUS) | MODEL NOT AVAILABLE | 2000003633 | Non Functional Not Repairable | Others
1312 | Rarah Chc | ECG Machine (Three Channel ) | Medicaid - CardioFax 3R | 2000003637 | Non Functional Repairable | Medicaid Systems
1313 | Rupangarh Chc | Centrifuge Machine ( 4 Tube ) | REMI - C852 | IELC-9414 | Functional | Others
1314 | Rupangarh Chc | Radiant Heat Warmer | Model Not Available | RHW2101A/1013/2138 | Functional | Others
1315 | Harmara Chc | Binocular Microscope | Model Not Available | 49031 | Functional | Cmho Supply
1316 | Harmara Chc | Binocular Microscope | Model Not Available | 9404394 | Functional | Others
1317 | Jail Dispensary Juhunjhunu | SPHYGMOMANOMETER(BP APPRATUS) | Pagoda | 148721 | Functional | Elite Scientific Corporation
1318 | Bdm Hospital Kotputali Sdh | Hydraulic Operation Table | XL 994 | 2000022008 | Functional | Rhsdp Supply
1319 | Kadera Chc | Ice lined refrigerator | HBD-116 | BE04G4E2600B2A570136 | Functional | Others
1320 | Shrinagar Chc | Blood Bank Refrigerator | Model not available | 87010631 | Functional | Others
1321 | Bdm Hospital Kotputali Sdh | ELECTRIC OT TABLE | MODEL NOT AVAILABLE | 2000022137 | Functional | Others
1322 | Tatgarh Chc | Blood Bank Refrigerator | Model not available | BE04G0E0100BQ087M016 | Functional | Others
1323 | Bdm Hospital Kotputali Sdh | Syringe Needle Destroyer | BS-949 | 2000022297 | Functional | Cmho Supply
1324 | Rampura District Hospitalkota Dh | Cautry Machine | Model Not Available | 3000046989 | Functional | Cmho Supply
1325 | Gov. Hospital, Ratangarh Sdh | Blood Bank Refrigerator | Model not available | 3000053147 | Functional | Others
1326 | J.K.Loan Hospital, Kota | Instrument Sterilizer | Model Not Available | 3000046840 | Functional | Others
1327 | Govt Hospitls Sriganganagar Dh | Instrument Sterilizer | Model Not Available | 3000048292 | Functional | Others
1328 | Rampura District Hospitalkota Dh | Hydraulic Operation Table | MODEL NOT AVAILABLE | 3000046981 | Functional | Others
1329 | J.K.Loan Hospital, Kota | Syringe Infusion Pump | SIMTEK - Infutek 405 | 70145S526 | Functional | Simtek Medico Systems Pvt Ltd
1330 | Jln Central Store Medical College | Syringe Infusion Pump | JAZ-1800C | 13050839Z | Functional | Others
1331 | Rbm Hospital Bharatpur Dh | Defibrillator | MODEL NOT AVAILABLE | 2000003185 | Functional | Others
1332 | Rampura District Hospitalkota Dh | O.T. Light Single Dome | MODEL NOT AVAILABLE | 3000046983 | Functional | Others
1333 | Dh Hanumangarh Town Dh | Defibrillator | MODEL NOT AVAILABLE | j10d280 | Functional | Others
1334 | New Govt Medical College Kota | Fully Automated Clinical Chemistry Analyzer | Transasia - EM 360 | 3000055264 | Functional | Others
1335 | New Govt Medical College Kota | SPHYGMOMANOMETER(BP APPRATUS) | MODEL NOT AVAILABLE | 1837 | Functional | Others
1336 | Rbm Hospital Bharatpur Dh | ELECTRIC OT TABLE | MODEL NOT AVAILABLE | 2000003203 | Functional | Others
1337 | District Hospital Sattelite , Bikaner Dh | Phototherepy Unit | MODEL NOT AVAILABLE | 200003076 | Functional | Others
1338 | Zanana Hospital Ajmer Medical Collage Hospital | Radiant Heat Warmer | Model Not Available | 2000033676 | Functional | A K Surgicals
1339 | Rampura District Hospitalkota Dh | Baby Weighing Machine | Crown | 3000046986 | Functional | Crown Digital Scales Inc
1340 | Gov. Hospital, Ratangarh Sdh | Incubator | MODEL NOT AVAILABLE | 3000053150 | Functional | Others
1341 | Govt Hospitls Sriganganagar Dh | Dental Chair Unit | Model Not Available | 30000483303 | Functional | Others
1342 | District Hospital Sattelite , Bikaner Dh | SPHYGMOMANOMETER(BP APPRATUS) | MODEL NOT AVAILABLE | 2000030682 | Functional | Bhasin Sons Private Limited
1343 | Jln Central Store Medical College | Syringe Infusion Pump | JAZ-1800C | 13050834Z | Functional | Others
1344 | Rbm Hospital Bharatpur Dh | SPHYGMOMANOMETER(BP APPRATUS) | MODEL NOT AVAILABLE | 2000003212 | Functional | Others
1345 | Dh Hanumangarh Town Dh | Multi-Para Monitor | Model not available | 2000031646 | Functional | Others
1346 | Zanana Hospital Ajmer Medical Collage Hospital | Phototherepy Unit | MODEL NOT AVAILABLE | 2000033756 | Functional | Others
1347 | Jln Central Store Medical College | Syringe Infusion Pump | JAZ-1800C | 13050817Z | Functional | Others
1348 | Rampura District Hospitalkota Dh | Autoclave | Model not available | 3000046988 | Functional | Others
1349 | Govt Hospitls Sriganganagar Dh | Syringe Needle Destroyer | Model not available | 22 | Functional | Others
1350 | Kawantia Hospital Dh | Mobile ( Portable ) X-Ray Machine | Allengers - MARS 3.5 | 2K110303096 | Functional | Allengers Medical Systems Ltd
1351 | Dudu Chc | 20mA X-Ray Machine | Wipro GE - ST 20 | 22 | Functional | Accurex Biomedicals Pvt Ltd
1352 | Rajeev Gandhi Govt General Hospital Alwar Dh | Instrument Sterilizer | Model Not Available | 2000021035 | Functional | Others
1353 | Viratnagar Chc | Phototherepy Unit | Delta Medical | 2000022550 | Functional | Delta Medical Corporation
1354 | Viratnagar Chc | 100mA X-Ray Machine | Allengers - MARS-6R | 2K130706365XHF | Functional | Allengers Medical Systems Ltd
1355 | Roopwas Chc | Hot Air Oven | Model not available | 2000003669 | Functional | Deepak Enterprises
1356 | Nadbai Chc | SPHYGMOMANOMETER(BP APPRATUS) | MODEL NOT AVAILABLE | 2000003764 | Non Functional Not Repairable | Others
1357 | Kumher Chc | Hot Air Oven | Model not available | 2000003590 | Functional | Others
1358 | Kumher Chc | Water Bath | Yorco - YSI-413D | 2000003589 | Functional | Rhsdp Supply
1359 | Kumher Chc | Binocular Microscope | Microlux - 16 | 2000003592 | Functional | Ajay Optical India
1360 | Malsisar Chc | VDRL Rotator (Rotor and Shaker) | Model Not Available | 2000019386 | Functional | Others
1361 | Kumher Chc | Phototherepy Unit | Meditrin - Digital Bilitimer Phototherapy | 20 | Functional | Rhsdp Supply
1362 | Nangal Rajawatan Phc | SPHYGMOMANOMETER(BP APPRATUS) | MODEL NOT AVAILABLE | 29296 | Functional | Others
1363 | Karana Phc | SPHYGMOMANOMETER(BP APPRATUS) | MODEL NOT AVAILABLE | 61326 | Functional | Cmho Supply
1364 | Nangal Rajawatan Phc | Baby Weighing Machine | Docbel Braun | 3000081138 | Functional | Others
1365 | Karana Phc | SPHYGMOMANOMETER(BP APPRATUS) | MODEL NOT AVAILABLE | 61563 | Non Functional Not Repairable | Others
1366 | Ramgarh Chc Alwar | Blood Mixer ( Roller Mixer ) | Model not available | 6497 | Functional | Others
1367 | Kundal Phc | SPHYGMOMANOMETER(BP APPRATUS) | MODEL NOT AVAILABLE | 69343 | Non Functional Not Repairable | Cmho Supply
1368 | Karana Phc | SPHYGMOMANOMETER(BP APPRATUS) | MODEL NOT AVAILABLE | 61347 | Non Functional Not Repairable | Others
1369 | Nangal Rajawatan Phc | Weighing Machine | Crown | 3000081143 | Functional | Crown Digital Scales Inc
1370 | Arniya Phc | Centrifuge Machine ( 4 Tube ) | Model not available | 3000081306 | Functional | Others
1371 | Garh Phc | Freezes | MODEL NOT AVAILABLE | 3000081163 | Functional | Others
1372 | Akbarpur Chc | Neubaurs Chamber | Model not available | NBSDO715877 | Functional | Radical Scientific Instruments Pvt Ltd
1373 | Arniya Phc | Weighing Machine | MODEL NOT AVAILABLE | 11 | Functional | Others
1374 | District Hospital Dausa Dh | SPHYGMOMANOMETER(BP APPRATUS) | MODEL NOT AVAILABLE | 3000081470 | Functional | Others
1375 | Zanana Hospital Ajmer Medical Collage Hospital | Radiant Heat Warmer | Model Not Available | 2000033758 | Functional | A K Surgicals
1376 | Govt Hospitls Sriganganagar Dh | CTMT Machine | RMS | 3000048189 | Functional | Others
1377 | Zanana Hospital Ajmer Medical Collage Hospital | Suction Machine | Model Not Available | 2000033639 | Functional | Zeal Medical Pvt Ltd
1378 | J.K.Loan Hospital, Kota | Centrifuge Machine ( 4 Tube ) | Model not available | 2002485 | Functional | Others
1379 | Zanana Hospital Ajmer Medical Collage Hospital | Instrument Sterilizer | Model Not Available | 2000049264 | Functional | Others
1380 | Dh Hanumangarh Town Dh | Spot Light ( Portable ) | Model Not Available | 2000031653 | Functional | Others
1381 | Pandit Briz Sundar Sharma General Hospital Bundi Dh | ENT Patient Chair | Model not available | 3000041791 | Functional | Others
1382 | J.K.Loan Hospital, Kota | Syringe Infusion Pump | SIMTEK - Infutek 405 | 2101134.5 | Functional | Simtek Medico Systems Pvt Ltd
1383 | Zanana Hospital Ajmer Medical Collage Hospital | Phototherepy Unit | MODEL NOT AVAILABLE | 2000049266 | Functional | Others
1384 | District Hospital Sattelite , Bikaner Dh | Fetal Doppler | MODEL NOT AVAILABLE | 2000030718 | Functional | Ashok Enterprises
1385 | Dh Hanumangarh Town Dh | Spot Light ( Portable ) | Model Not Available | 2000031652 | Functional | Others
1386 | Rampura District Hospitalkota Dh | Cautry Machine | Model Not Available | 3000046989 | Non Functional Repairable | Cmho Supply
1387 | Bager Chc | Digital Photo Calorimeter | Model not available | 2005121083 | Functional | Donation
1388 | J.K.Loan Hospital, Kota | Syringe Infusion Pump | SIMTEK - Infutek 405 | 130213 | Functional | Simtek Medico Systems Pvt Ltd
1389 | Pandit Briz Sundar Sharma General Hospital Bundi Dh | SPHYGMOMANOMETER(BP APPRATUS) | MODEL NOT AVAILABLE | 3000041795 | Functional | Others
1390 | Pandit Briz Sundar Sharma General Hospital Bundi Dh | Ventilator | Philips - Ventilator | VS3015115 | Functional | Others
1391 | Rampura District Hospitalkota Dh | Defibrillator | MODEL NOT AVAILABLE | J13D579 | Functional | Others
1392 | Gov. Hospital, Ratangarh Sdh | Blood Gas Analyzer (ABG Machine) | Model not available | 1221066 | Functional | Metro Traiding Corporation
1393 | Zanana Hospital Ajmer Medical Collage Hospital | Baby Weighing Machine | Model Not Available | 2000049267 | Functional | Others
1394 | Pandit Briz Sundar Sharma General Hospital Bundi Dh | Cautry Machine | Model Not Available | 3000041844 | Functional | Others
1395 | Pandit Briz Sundar Sharma General Hospital Bundi Dh | Autoclave | Model not available | 3000041695 | Functional | Others
1396 | District Hospital Sattelite , Bikaner Dh | Dental X-ray unit | DENTAL X RAY | 2000030677 | Functional | General Medical Equipment
1397 | J.K.Loan Hospital, Kota | Syringe Infusion Pump | SIMTEK - Infutek 405 | 1 | Functional | Simtek Medico Systems Pvt Ltd
1398 | New Govt Medical College Kota | Syringe Infusion Pump | SIMTEK - Infutek 405 | 3000055173 | Functional | Others
1399 | Jln Central Store Medical College | Monocular Microscope | RMH-4 | 2000032239 | Functional | Others
1400 | Zanana Hospital Ajmer Medical Collage Hospital | Radiant Heat Warmer | Model Not Available | 2000033646 | Functional | A K Surgicals
1401 | Kawantia Hospital Dh | ECG Machine (Three Channel ) | Medicaid - CardioFax 3R | G109702010 | Functional | Medicaid Systems
1402 | Kawantia Hospital Dh | 1.5 Ton Split Air Conditioner | Voltas - 185 CY | 004NLKL000013 | Functional | Others
1403 | Kawantia Hospital Dh | Multi-Para Monitor | Model not available | A10SE0353 | Functional | Larsen And Tourbo Ltd
1404 | Umren Chc | Centrifuge Machine ( 16 Tube ) | REMI (R8C + R83) | 20000021045 | Functional | Scientific India
1405 | Bilwari Phc | Centrifuge Machine ( 4 Tube ) | Model not available | 2000022474 | Functional | Others
1406 | Montown Dispencary Hospital | Binocular Microscope | Microlux - 16 | 9010550 | Functional | Others
1407 | Amer Chc | Pulse Oxymeter | RMS PHOEBUS P121 | SP0216D00391 | Functional | Rhsdp Supply
1408 | Piloda Chc Sawai Madhopur | Ice lined refrigerator | MK - 142 | 25011532 | Functional | Cmho Supply
1409 | Amer Chc | Hydraulic Operation Table | MODEL NOT AVAILABLE | XL999 | Functional | Rhsdp Supply
1410 | Setellite Hospital Banipark Satellite | FOGGING MACHINE | MODEL NOT AVAILABLE | 2000024074 | Functional | Cmho Supply
1411 | Bahrawdakhurd Chc Sawai Madhopur | Radiant Heat Warmer | Zeal - RHW 2101A | 2000020081 | Functional | Cmho Supply
1412 | Sanganer Chc | Ice lined refrigerator | MK - 142 | 91208916 | Functional | Cmho Supply
1413 | Setellite Hospital Banipark Satellite | Cautry Machine | Model Not Available | 2000024220 | Functional | Others
1414 | Sanganer Chc | Radiant Heat Warmer | Zeal - RHW 2101A | 91311980 | Functional | Zeal Medical Pvt Ltd
1415 | Sanganer Chc | Oxygen Concentrator | BPL - OG 4203 | AXTC0B4842 | Functional | Bpl Medical Technologies
1416 | Amer Chc | Weighing Machine | MODEL NOT AVAILABLE | 2000025335 | Functional | Others
1417 | Amer Chc | Weighing Machine | MODEL NOT AVAILABLE | 2000025334 | Functional | Others
1418 | Piloda Chc Sawai Madhopur | Syringe Needle Destroyer | Nulife - Dots | 715917 | Functional | Cmho Supply
1419 | Sanganer Chc | Radiant Heat Warmer | Meditrin - Heat Warmer | NRHM/WM09/066 | Functional | Cmho Supply
1420 | Dhanota Phc | Weighing Machine | MODEL NOT AVAILABLE | 2000022648 | Functional | Others
1421 | Sanganer Chc | Oxygen Concentrator | Model Not Available | 2227/34 | Functional | Rhsdp Supply
1422 | Banskhon Phc | Freezes | MODEL NOT AVAILABLE | 20053203856 | Functional | Others
1423 | Sanganer Chc | Blood Bank Refrigerator | Model not available | B287M0047 | Functional | Haier Appliances India Pvt
1424 | Banskhon Phc | Suction Machine | Model Not Available | 3000087087 | Functional | Surgicoin Medequip Pvt Ltd
1425 | Piloda Chc Sawai Madhopur | Freezes | MODEL NOT AVAILABLE | 111011580 | Functional | Cmho Supply
1426 | New Govt Medical College Kota | Hemostasis Analyzer | MODEL NOT AVAILABLE | 3000055187 | Functional | Others
1427 | Jln Central Store Medical College | Hot Air Oven | Model not available | 2000032232 | Functional | Others
1428 | Rbm Hospital Bharatpur Dh | Glucometer | Model not available | 2000003186 | Functional | Others
1429 | Pandit Briz Sundar Sharma General Hospital Bundi Dh | Autoclave | Model not available | 3000041697 | Functional | Others
1430 | Pandit Briz Sundar Sharma General Hospital Bundi Dh | Suction Machine | Model Not Available | 12303 | Functional | Others
1431 | Pandit Briz Sundar Sharma General Hospital Bundi Dh | Hydraulic Operation Table | MODEL NOT AVAILABLE | 3000041797 | Functional | Others
1432 | New Govt Medical College Kota | Ventilator | Philips - Ventilator | 3000055173 | Functional | Others
1433 | Rbm Hospital Bharatpur Dh | Syringe Infusion Pump | Model not available | 2000003187 | Functional | Others
1434 | New Govt Medical College Kota | Centrifuge Machine ( 8 Tube) | REMI - R 8C | 3000055273 | Functional | Others
1435 | Pandit Briz Sundar Sharma General Hospital Bundi Dh | Autoclave | Reico | 37/8 | Functional | Others
1436 | Govt Hospitls Sriganganagar Dh | Incubator | MODEL NOT AVAILABLE | 3000048312 | Functional | Others
1437 | J.K.Loan Hospital, Kota | Incubator | MODEL NOT AVAILABLE | 2002610 | Functional | Others
1438 | Pandit Briz Sundar Sharma General Hospital Bundi Dh | Instrument Sterilizer | Model Not Available | 3000041798 | Functional | Others
1439 | Rampura District Hospitalkota Dh | Suction Machine | Model Not Available | 3000046993 | Functional | Others
1440 | Pandit Briz Sundar Sharma General Hospital Bundi Dh | Autoclave | Model not available | 3000041799 | Functional | Others
1441 | J.K.Loan Hospital, Kota | Centrifuge Machine ( 4 Tube ) | Model not available | DGLC-5395 | Functional | Remi Electrotechnik Ltd
1442 | Rampura District Hospitalkota Dh | Instrument Sterilizer | Model Not Available | 3000046994 | Functional | Others
1443 | J.K.Loan Hospital, Kota | Syringe Infusion Pump | SIMTEK - Infutek 405 | 4.5552 | Functional | Simtek Medico Systems Pvt Ltd
1444 | New Govt Medical College Kota | Centrifuge Machine ( 8 Tube) | REMI - R 8C | 3000055272 | Functional | Others
1445 | Satellite Hospital Adarsh Nagar Ajmer | Instrument Sterilizer | Model Not Available | 2000033551 | Functional | Others
1446 | District Hospital Sattelite , Bikaner Dh | Suction Machine | Model Not Available | 2000030676 | Functional | Others
1447 | Zanana Hospital Ajmer Medical Collage Hospital | Radiant Heat Warmer | Model Not Available | 2000033626 | Functional | A K Surgicals
1448 | Rampura District Hospitalkota Dh | Spot Light ( Portable ) | Model Not Available | 3000046995 | Functional | Others
1449 | Jln Central Store Medical College | Monocular Microscope | RMH-4 | 2000032243 | Functional | Others
1450 | J.K.Loan Hospital, Kota | Incubator | MODEL NOT AVAILABLE | 3000046639 | Functional | Others
1451 | Kawantia Hospital Dh | Phototherepy Unit | Meditrin - Digital Bilitimer Phototherapy | NRHM/PT09/110 | Functional | Others
1452 | Kawantia Hospital Dh | Syringe Infusion Pump | SIMTEK - Infutek 405 | 0801104.5st10 | Functional | Simtek Medico Systems Pvt Ltd
1453 | Sirsi Phc | Hemoglobin Analyzer | Model not available | JP/SRS/LAB/03 | Functional | Metro Traiding Corporation
1454 | Bilwari Phc | FOOT OPERATED SUCTION MACHINE | MODEL NOT AVAILABLE | 2000022488 | Functional | Surgi Sun
1455 | Sanganer Chc | Hydraulic Operation Table | MODEL NOT AVAILABLE | 52911469C133 | Functional | Others
1456 | Sainthal Chc | Ice lined refrigerator | HBD-116 | BE074RONF | Functional | Cmho Supply
1457 | Nangal Rajawatan Phc | Baby Weighing Machine | Docbel Braun | 3000081 | Functional | Others
1458 | Nangal Rajawatan Phc | Freezes | MODEL NOT AVAILABLE | 229497 | Functional | Videocon Industries Ltd
1459 | Ramgarh Chc Alwar | Centrifuge Machine ( 6 Tube ) | REMI - C 854/6 | HBLC7500 | Functional | Others
1460 | Nimuchana Phc | Centrifuge Machine ( 8 Tube) | REMI - C 854/8 | 2000021583 | Functional | Remi Electrotechnik Ltd
1461 | Nimuchana Phc | Binocular Microscope | Model Not Available | 2000021584 | Functional | Others
1462 | Nayagaon Udaipur_Phc | Hemoglobin meter | Model Not Available | 2000021586 | Functional | Others
1463 | District Hospital Dausa Dh | FOOT OPERATED SUCTION MACHINE | SU-101 | 12241 | Functional | Others
1464 | District Hospital Dausa Dh | SPHYGMOMANOMETER(BP APPRATUS) | MODEL NOT AVAILABLE | 3000081486 | Functional | Others
1465 | District Hospital Dausa Dh | SPHYGMOMANOMETER(BP APPRATUS) | MODEL NOT AVAILABLE | 3000081487 | Functional | Others
1466 | District Hospital Dausa Dh | Suction Machine | Surgivac | 170818 | Functional | Anupam Surgicals
1467 | District Hospital Dausa Dh | SPHYGMOMANOMETER(BP APPRATUS) | MODEL NOT AVAILABLE | 87624 | Functional | Others
1468 | District Hospital Dausa Dh | SPHYGMOMANOMETER(BP APPRATUS) | MODEL NOT AVAILABLE | 60963309 | Functional | Others
1469 | District Hospital Dausa Dh | Suction Machine | Model Not Available | 3000081393 | Functional | Others
1470 | District Hospital Dausa Dh | FOOT OPERATED SUCTION MACHINE | MODEL NOT AVAILABLE | 3000081463 | Functional | Others
1471 | District Hospital Dausa Dh | Freezes | MODEL NOT AVAILABLE | 3000081397 | Functional | Others
1472 | District Hospital Dausa Dh | SPHYGMOMANOMETER(BP APPRATUS) | MODEL NOT AVAILABLE | 3000081399 | Functional | Others
1473 | District Hospital Dausa Dh | Suction Machine | Model Not Available | 3000081444 | Functional | Medford Medical System P Ltd Jaipur
1474 | Jln Central Store Medical College | ECG Machine (Twelve Channel ) | Cardiotouch Bionet 3000 | T2NO200056 | Functional | Bionet Co Ltd
1475 | Govt Hospitls Sriganganagar Dh | Suction Machine | Model Not Available | 3000048298 | Functional | Others
1476 | Govt Hospitls Sriganganagar Dh | Hydraulic Operation Table | MODEL NOT AVAILABLE | 3000048300 | Functional | Others
1477 | Jln Central Store Medical College | Syringe Infusion Pump | JAZ-1800C | 13050831Z | Functional | Others
1478 | New Govt Medical College Kota | Nebulizer | MODEL NOT AVAILABLE | 3000055079 | Functional | Others
1479 | Pandit Briz Sundar Sharma General Hospital Bundi Dh | Ultra Sonography (USG) & Colour Dopler Machine | Model not available | 3000041788 | Functional | Others
1480 | New Govt Medical College Kota | Multi-Para Monitor | Star 50 ( L and T ) | 3000055179 | Functional | Others
1481 | New Govt Medical College Kota | Ventilator | Philips - Ventilator | 3000055178 | Functional | Others
1482 | Zanana Hospital Ajmer Medical Collage Hospital | Phototherepy Unit | MODEL NOT AVAILABLE | 2000049265 | Functional | Others
1483 | Pandit Briz Sundar Sharma General Hospital Bundi Dh | ENT Patient Chair | Model not available | 3000041792 | Functional | Others
1484 | Govt Hospitls Sriganganagar Dh | SPHYGMOMANOMETER(BP APPRATUS) | MODEL NOT AVAILABLE | 3000048297 | Functional | Others
1485 | Pandit Briz Sundar Sharma General Hospital Bundi Dh | Suction Machine | Model Not Available | 3000041796 | Functional | Others
1486 | Rampura District Hospitalkota Dh | Anesthesia Machine | MODEL NOT AVAILABLE | 3000046991 | Functional | Cmho Supply
1487 | Govt Hospitls Sriganganagar Dh | Centrifuge Machine ( 16 Tube ) | Model not available | 957005 | Functional | Others
1488 | New Govt Medical College Kota | Multi-Para Monitor | Model not available | A1153931 | Functional | Others
1489 | Pandit Briz Sundar Sharma General Hospital Bundi Dh | Autoclave | Reico | 3000041699 | Functional | Others
1490 | Bager Chc | Glucometer | Model not available | Y4222-06I-000061 | Functional | Others
1491 | Pandit Briz Sundar Sharma General Hospital Bundi Dh | Freezes | MODEL NOT AVAILABLE | 30000418465 | Functional | Others
1492 | J.K.Loan Hospital, Kota | Syringe Infusion Pump | SIMTEK - Infutek 405 | 14.555 | Functional | Simtek Medico Systems Pvt Ltd
1493 | District Hospital Sattelite , Bikaner Dh | Syringe Needle Destroyer | Nulife - Dots | 2000030672 | Functional | Mrk Healthcare Pvt Ltd Delhi
1494 | New Govt Medical College Kota | Centrifuge Machine ( 8 Tube) | REMI - R 8C | 3000055271 | Functional | Others
1495 | Zanana Hospital Ajmer Medical Collage Hospital | Radiant Heat Warmer | Model Not Available | 3000126040 | Functional | Others
1496 | Pandit Briz Sundar Sharma General Hospital Bundi Dh | O.T. Light Single Dome | MODEL NOT AVAILABLE | 3000041700 | Functional | Others
1497 | Rampura District Hospitalkota Dh | O.T. Light Single Dome | MODEL NOT AVAILABLE | 3000046996 | Functional | Cmho Supply
1498 | J.K.Loan Hospital, Kota | Syringe Infusion Pump | MODEL NOT AVAILABLE | 3000138476 | Functional | Elite Scientific Corporation
1499 | Pandit Briz Sundar Sharma General Hospital Bundi Dh | Syringe Needle Destroyer | Model not available | 3000041802 | Functional | Others
1500 | Dudu Chc | ECG Machine (Single Channel) | BPL - Cardiart 108T | AVMN2H20253 | Functional | Bpl Medical Technologies
1501 | Kawantia Hospital Dh | Radiant Heat Warmer | Meditrin - Heat Warmer | NRHM/WM0973 | Functional | Others
1502 | Kawantia Hospital Dh | Oxygen Concentrator | BPL - OG 4203 | AXTC1C6295 | Functional | Bpl Medical Technologies
1503 | Kawantia Hospital Dh | Oxygen Concentrator | BPL - OG 4203 | AXTC1C6308 | Functional | Bpl Medical Technologies
1504 | Umren Chc | Ice lined refrigerator | MK - 142 | 24617760 | Non Functional Not Repairable | Cmho Supply
1505 | General Hospital Sawai Madhopur Dh | Syringe Infusion Pump | Model not available | 545 | Functional | Rhsdp Supply
1506 | General Hospital Sawai Madhopur Dh | Blood Gas Analyzer (ABG Machine) | Cobas b 121 | 8884 | Functional | Rhsdp Supply
1507 | Bhadoti Phc | Monocular Microscope | RMH-4 | 23444 | Functional | Cmho Supply
1508 | Bamboli Phc | Syringe Needle Destroyer | Microsil ND 20 | 2000021301 | Functional | Others
1509 | Bamboli Phc | Weighing Machine | MODEL NOT AVAILABLE | 2000021289 | Functional | Others
1510 | Bamboli Phc | Instrument Sterilizer | Model Not Available | 2000021296 | Functional | Others
1511 | Radawas Phc | Radiant Heat Warmer | Meditrin - Heat Warmer | 2000022677 | Functional | Cmho Supply
1512 | Sanganer Chc | SPHYGMOMANOMETER(BP APPRATUS) | MODEL NOT AVAILABLE | 98133238 | Functional | Ajay Optical India
1513 | Sanganer Chc | SPHYGMOMANOMETER(BP APPRATUS) | MODEL NOT AVAILABLE | 98134143 | Functional | Others
1514 | Kalakua Satellite Hospital | 100mA X-Ray Machine | Model not available | 2000021081 | Non Functional Repairable | Others
1515 | Sanganer Chc | Weighing Machine | MODEL NOT AVAILABLE | 2000024337 | Functional | Others
1516 | Bamanwas Chc | 100mA X-Ray Machine | Siemens 100mA | 16895 | Functional | Cmho Supply
1517 | Sanganer Chc | Semi Automated Chemistry Analyzer | 3300 | 33006152 | Functional | Cpc Diagnostics Pvt Ltd
1518 | Kalakua Satellite Hospital | Binocular Microscope | Opti-CX, Labomed | 140671385 | Functional | Labomed
1519 | Sanganer Chc | VDRL Rotator (Rotor and Shaker) | Model Not Available | 2000024347 | Functional | Yorco Sales Pvt Ltd
1520 | Setellite Hospital Banipark Satellite | Radiant Heat Warmer | Meditrin - Heat Warmer | NRHM/PT09/96 | Functional | Meditrin Instruments
1521 | Banskhon Phc | Binocular Microscope | Labomed - Vision 2000 | 3601 | Functional | Labomed
1522 | Banskhon Phc | Centrifuge Machine ( 8 Tube) | Model Not Available | 3000087094 | Functional | Others
1523 | Banskhon Phc | Syringe Needle Destroyer | Microsil ND 20 | 3000087096 | Functional | Others
1524 | Banskhon Phc | SPHYGMOMANOMETER(BP APPRATUS) | MODEL NOT AVAILABLE | 98134792 | Functional | Others
1525 | Banskhon Phc | SPHYGMOMANOMETER(BP APPRATUS) | MODEL NOT AVAILABLE | 98134773 | Functional | Cmho Supply
1526 | Gov. Hospital, Ratangarh Sdh | Hemoglobin meter | Model Not Available | 3000053145 | Functional | Others
1527 | Govt Hospitls Sriganganagar Dh | SPHYGMOMANOMETER(BP APPRATUS) | MODEL NOT AVAILABLE | 38067 | Functional | Others
1528 | Govt Hospitls Sriganganagar Dh | ECG Machine (Single Channel) | Medicaid - Cardio Fax | G104201010 | Functional | Medicaid Systems
1529 | Jln Central Store Medical College | Syringe Infusion Pump | JAZ-1800C | 13050829Z | Functional | Others
1530 | Govt Hospitls Sriganganagar Dh | Dental Chair Unit | Model Not Available | 30000483301 | Functional | Others
1531 | Rbm Hospital Bharatpur Dh | ELECTRIC OT TABLE | MODEL NOT AVAILABLE | 2000003204 | Functional | Others
1532 | Rbm Hospital Bharatpur Dh | Ventilator | Philips - Ventilator | 2000003181 | Functional | Others
1533 | New Govt Medical College Kota | Syringe Infusion Pump | SIMTEK - Infutek 405 | 3000055175 | Functional | Others
1534 | Govt Hospitls Sriganganagar Dh | Syringe Needle Destroyer | Model not available | 3000048299 | Functional | Others
1535 | Dh Hanumangarh Town Dh | Anesthesia Machine | Allied | 2000031651 | Functional | Alleid Medical Limited
1536 | Rampura District Hospitalkota Dh | Anesthesia Machine | MODEL NOT AVAILABLE | 3000046992 | Functional | Others
1537 | Govt Hospitls Sriganganagar Dh | Incubator | MODEL NOT AVAILABLE | 3000048309 | Functional | Others
1538 | Jln Central Store Medical College | Monocular Microscope | RMH-4 | 2000032240 | Functional | Radical Scientific Instruments Pvt Ltd
1539 | Jln Central Store Medical College | Monocular Microscope | RMH-4 | 2000032241 | Functional | Radical Scientific Instruments Pvt Ltd
1540 | Govt Hospitls Sriganganagar Dh | Hot Air Oven | Model not available | 3000048308 | Functional | Others
1541 | Jln Central Store Medical College | Monocular Microscope | RMH-4 | 2000032242 | Functional | Radical Scientific Instruments Pvt Ltd
1542 | Pandit Briz Sundar Sharma General Hospital Bundi Dh | ELECTRIC OT TABLE | MODEL NOT AVAILABLE | 21A89 | Functional | Others
1543 | New Govt Medical College Kota | Hot Air Oven | Model not available | 3000055181 | Functional | Others
1544 | Govt Hospitls Sriganganagar Dh | Tube Sealer for Blood bags | Model Not Available | 3000048310 | Functional | Others
1545 | Zanana Hospital Ajmer Medical Collage Hospital | Radiant Heat Warmer | Model Not Available | 2000033627 | Functional | A K Surgicals
1546 | Pandit Briz Sundar Sharma General Hospital Bundi Dh | Freezes | MODEL NOT AVAILABLE | 3000041801 | Functional | Others
1547 | Jln Central Store Medical College | Monocular Microscope | RMH-4 | 2000032244 | Functional | Radical Scientific Instruments Pvt Ltd
1548 | Zanana Hospital Ajmer Medical Collage Hospital | Radiant Heat Warmer | Model Not Available | 2000033629 | Functional | A K Surgicals
1549 | New Govt Medical College Kota | Syringe Infusion Pump | SIMTEK - Infutek 405 | 3000055171 | Functional | Others
1550 | District Hospital Sattelite , Bikaner Dh | Syringe Needle Destroyer | Nulife - Dots | 2000030673 | Functional | Mrk Healthcare Pvt Ltd Delhi
1551 | Pandit Briz Sundar Sharma General Hospital Bundi Dh | Hydraulic Operation Table | MODEL NOT AVAILABLE | 3000041701 | Functional | Others
1552 | Bamanwas Chc | Syringe Needle Destroyer | Microsil - ND350 | 10621 | Functional | Cmho Supply
1553 | Sanganer Chc | Phototherepy Unit | Meditrin - Digital Bilitimer Phototherapy | 09/NRHM/PT0969 | Functional | Rhsdp Supply
1554 | Bamanwas Chc | SPHYGMOMANOMETER(BP APPRATUS) | MODEL NOT AVAILABLE | 3000084293 | Functional | Cmho Supply
1555 | Sanganer Chc | Suction Machine | Model Not Available | 200024367 | Functional | Others
1556 | Bamanwas Chc | SPHYGMOMANOMETER(BP APPRATUS) | MODEL NOT AVAILABLE | 3000084294 | Functional | Cmho Supply
1557 | Sanganer Chc | Pulse Oxymeter | Comet - P (L and T) | C09P0410 | Functional | Others
1558 | Sanganer Chc | Suction Machine | Model Not Available | 2000024398 | Functional | Rhsdp Supply
1559 | Sanganer Chc | Syringe Needle Destroyer | Model not available | 2000024400 | Functional | Cmho Supply
1560 | Bdm Hospital Kotputali Sdh | Suction Machine | Bhasin Sons | 2000022012 | Functional | Rhsdp Supply
1561 | Sanganer Chc | SPHYGMOMANOMETER(BP APPRATUS) | MODEL NOT AVAILABLE | 95101500 | Functional | A K Surgicals
1562 | Bagru Chc | FOOT OPERATED SUCTION MACHINE | MODEL NOT AVAILABLE | 2000024840 | Functional | Cmho Supply
1563 | Bagru Chc | Instrument Sterilizer | Model Not Available | 200024840 | Functional | Cmho Supply
1564 | Bamanwas Chc | Weighing Machine | MODEL NOT AVAILABLE | 3000084226 | Functional | Others
1565 | Setellite Hospital Banipark Satellite | SPHYGMOMANOMETER(BP APPRATUS) | MODEL NOT AVAILABLE | 2000024001 | Functional | Others
1566 | Setellite Hospital Banipark Satellite | Radiant Heat Warmer | Meditrin - Heat Warmer | 32 | Functional | Meditrin Instruments
1567 | Amer Chc | Syringe Needle Destroyer | Microsil - ND350 | 10531 | Functional | Linco Scientific Instruments And Chemicals (P) Ltd
1568 | Laxmangarh Chc | Radiant Heat Warmer | Zeal - RHW 2101A | RHW2101A/0913/1816 | Functional | Others
1569 | Amarsar Chc | Hydraulic Operation Table | MODEL NOT AVAILABLE | 2000022585 | Functional | Cmho Supply
1570 | Banskhon Phc | Fetal Doppler | ND - 102 | 3000087092 | Functional | Ashok Enterprises
1571 | Mitrapur Chc Sawai Madhopur | Binocular Microscope | Model Not Available | 3000084322 | Functional | Cmho Supply
1572 | Sikandara Chc | Incubator | MODEL NOT AVAILABLE | 3000081195 | Functional | Metro Traiding Corporation
1573 | Mitrapur Chc Sawai Madhopur | Ice lined refrigerator | MK - 142 | 500213389 | Functional | Others
1574 | Uchchain Chc | Hemoglobin meter | Model Not Available | 195A0007F90 | Functional | Others
1575 | Mitrapur Chc Sawai Madhopur | Suction Machine | Model Not Available | 3000084343 | Functional | Cmho Supply
1576 | Bandikui Chc | Hot Air Oven | Model not available | 3000081250 | Functional | Rhsdp Supply
1577 | Rarah Chc | Binocular Microscope | Binocular - IS-4381 | 2000003653 | Functional | Others
1578 | Meena Koleta Phc | Weighing Machine | MODEL NOT AVAILABLE | 3000084261 | Functional | Cmho Supply
1579 | Manoharpura Chc | Labour Table | Model Not Available | 2000022723 | Functional | Nova Biomedical
1580 | Viratnagar Chc | Anesthesia Machine | MODEL NOT AVAILABLE | 23071114 | Functional | Gayatri Sales Corporation Jaipur
1581 | Viratnagar Chc | Labour Table | Model Not Available | 2000022518 | Functional | Others
1582 | Dh Hanumangarh Town Dh | Shortwave Diathermy | MODEL NOT AVAILABLE | SWD0091 | Functional | Others
1583 | New Govt Medical College Kota | Suction Machine | Model Not Available | 3000055145 | Not in use | Others
1584 | Dh Hanumangarh Town Dh | Spot Light ( Portable ) | Model Not Available | 2000031991 | Functional | Cognate India
1585 | Govt Hospitls Sriganganagar Dh | Syringe Needle Destroyer | Model Not Available | 2000025183 | Functional | Others
1586 | Rbm Hospital Bharatpur Dh | Autoclave | Model not available | 2000003205 | Non Functional Repairable | Others
1587 | Govt Hospitls Sriganganagar Dh | Suction Machine | Bhasin Sons | 300004814 | Functional | Bhasin Sons Private Limited
1588 | Govt Hospitls Sriganganagar Dh | Syringe Needle Destroyer | MRK | NBS0071893 | Functional | Mrk Healthcare Pvt Ltd Delhi
1589 | J.K.Loan Hospital, Kota | Syringe Infusion Pump | SIMTEK - Infutek 405 | 1602124.5SY07 | Functional | Simtek Medico Systems Pvt Ltd
1590 | New Govt Medical College Kota | Syringe Infusion Pump | SIMTEK - Infutek 405 | 3000055164 | Functional | Others
1591 | Rampura District Hospitalkota Dh | Autoclave | Model not available | 3000046966 | Functional | Others
1592 | Govt Hospitls Sriganganagar Dh | SPHYGMOMANOMETER(BP APPRATUS) | MODEL NOT AVAILABLE | 1693 | Functional | Others
1593 | Barodamav Chc | SPHYGMOMANOMETER(BP APPRATUS) | Model Not Available | 3000081332 | Functional | Others
1594 | New Govt Medical College Kota | Defibrillator | MODEL NOT AVAILABLE | 12032476 | Functional | Others
1595 | New Govt Medical College Kota | Semi Automated Chemistry Analyzer | Model not Available | 3000055262 | Functional | Others
1596 | J.K.Loan Hospital, Kota | Phototherepy Unit | Meditrin - Digital Bilitimer Phototherapy | 30000046820 | Non Functional Not Repairable | Others
1597 | New Govt Medical College Kota | Multi-Para Monitor | Model not available | DHTG9C1017 | Functional | Others
1598 | J.K.Loan Hospital, Kota | Radiant Heat Warmer | Meditrin - Heat Warmer | 62 | Functional | Meditrin Instruments
1599 | Bandikui Chc | SPHYGMOMANOMETER(BP APPRATUS-Digital) | Model Not Available | 2072 | Functional | Omron Health Care
1600 | Bandikui Chc | Centrifuge Machine ( 4 Tube ) | Remi 4C | CPLC226 | Functional | Cmho Supply
1601 | Kundera Chc Sawai Madhopur | Centrifuge Machine ( 4 Tube ) | Model not available | 2000020734 | Functional | Others
1602 | Kundera Chc Sawai Madhopur | Binocular Microscope | AMT 5A | 2000020735 | Functional | Cmho Supply
1603 | Kundera Chc Sawai Madhopur | Binocular Microscope | AMT 5A | 2000020736 | Functional | Rohilla Industries Jaipur
1604 | Kundera Chc Sawai Madhopur | Glucometer | SD Check Gold | mo3b/5eac2988 | Functional | Others
1605 | Kundera Chc Sawai Madhopur | SPHYGMOMANOMETER(BP APPRATUS) | MODEL NOT AVAILABLE | 2000020751 | Functional | Cmho Supply
1606 | Rajgarh Chc Alwar | Semi Automated Chemistry Analyzer | CHEM 5 PLUS | 60973 | Functional | Rhsdp Supply
1607 | Kundera Chc Sawai Madhopur | SPHYGMOMANOMETER(BP APPRATUS) | MODEL NOT AVAILABLE | 2000020758 | Functional | Others
1608 | Bhangdarej Chc | Spot Light ( Portable ) | Model Not Available | 3000081182 | Functional | Cmho Supply
1609 | Malsisar Chc | O.T. Light Single Dome | MODEL NOT AVAILABLE | 2000019347 | Functional | Zeal Medical Pvt Ltd
1610 | Malsisar Chc | O.T. Light Single Dome | MODEL NOT AVAILABLE | 2000019348 | Functional | Zeal Medical Pvt Ltd
1611 | Kundera Chc Sawai Madhopur | Weighing Machine | MODEL NOT AVAILABLE | 2000020765 | Functional | Others
1612 | Kundera Chc Sawai Madhopur | Weighing Machine | MODEL NOT AVAILABLE | 2000020766 | Functional | Others
1613 | Malsisar Chc | Centrifuge Machine ( 8 Tube) | REMI - R4C | DPLC2714 | Non Functional Not Repairable | Zeal Medical Pvt Ltd
1614 | Malsisar Chc | Syringe Needle Destroyer | Microsil - ND350 | 2000019365 | Functional | Zeal Medical Pvt Ltd
1615 | Malsisar Chc | Syringe Needle Destroyer | Microsil - ND350 | 2000019367 | Functional | Zeal Medical Pvt Ltd
1616 | Malakhera Chc | Suction Machine | Bhasin Sons | 2000021264 | Functional | Bhasin Sons Private Limited
1617 | Malsisar Chc | Radiant Heat Warmer | Zeal - RHW 2101A | RHW2010/A0913/2021 | Functional | Maestros Mediline Systems Limited
1618 | Malakhera Chc | Syringe Needle Destroyer | Model not available | 2000021244 | Functional | Medical Engineers Delhi
1619 | Malakhera Chc | Centrifuge Machine ( 4 Tube ) | Remi 4C | GOLC-5421 | Functional | Remi Electrotechnik Ltd
1620 | Malakhera Chc | Hemoglobin meter | Model Not Available | T20B01 | Functional | Trasasia Bio-Medicals Pvt
1621 | Malakhera Chc | Monocular Microscope | Model not available | D006670 | Functional | Others
1622 | Malakhera Chc | Semi Automated Chemistry Analyzer | CPC - STAT FAX 3300 | 33006163 | Functional | Awarness Technologies
1623 | Nadbai Chc | Freezes | MODEL NOT AVAILABLE | 1.1041e+17 | Functional | Others
1624 | Kawantia Hospital Dh | Centrifuge Machine (36 Tubes) | REMI - R 23 | VLEB-6242 | Functional | Metro Traiding Corporation
1625 | Kawantia Hospital Dh | 1.5 Ton Split Air Conditioner | Voltas - 185 CY | 232 | Functional | Voltas Ltd
1626 | Kawantia Hospital Dh | Oxygen Concentrator | Philips - Everflo | 20936 | Functional | Philips Electronics India Ltd
1627 | Manoharpura Chc | Blood Cell Counter - 3 part | Horiba - ABX Micros ES 60 | 302esoh05313 | Functional | Horiba India Pvt Ltd
1628 | Setellite Hospital Banipark Satellite | Spot Light ( Portable ) | Model Not Available | 2000024052 | Functional | Others
1629 | Narayanpur Chc | Syringe Needle Destroyer | BS-949 | 2000021539 | Functional | Others
1630 | Narayanpur Chc | Phototherepy Unit | Fenam, Bilitron Sky 5006 | I-IJAK440228 | Functional | Others
1631 | Bandikui Chc | Weighing Machine | MODEL NOT AVAILABLE | 3000081268 | Functional | Others
1632 | Harsor Chc | Glucometer | Model not available | 2000028795 | Functional | Others
1633 | Kadera Chc | Freezes | MODEL NOT AVAILABLE | 2000034901 | Functional | Others
1634 | Harsor Chc | Spot Light ( Portable ) | Model Not Available | 2000036189 | Functional | Others
1635 | Nawa Chc | Radiant Heat Warmer | Model Not Available | 2000028349 | Functional | Others
1636 | Bajwas Chc | Radiant Heat Warmer | Zeal - RHW 2101A | RHW210A/101 | Functional | Zeal Medical Pvt Ltd
1637 | Idwa Chc | Pulse Oxymeter | Model Not Available | P5-TOSNT455 | Functional | Clarity Medical Pvt Ltd
1638 | Bajwas Chc | Hydraulic Operation Table | MODEL NOT AVAILABLE | 2000036417 | Functional | Others
1639 | Kuchera Chc | Centrifuge Machine ( 4 Tube ) | Model not available | FO-4736LG | Functional | Remi Electrotechnik Ltd
1640 | Nawa Chc | Radiant Heat Warmer | Model Not Available | 2000028113 | Functional | Others
1641 | Kadera Chc | Semi Automated Chemistry Analyzer | Model not Available | BT3303B210 | Functional | Others
1642 | Parbatsar Chc | Radiant Heat Warmer | Model Not Available | 2000036042 | Functional | Others
1643 | Kadera Chc | ELISA READR WITH WASHER | RT 2100C AND RT 2600C | 454527022E | Functional | Others
1644 | Rbm Hospital Bharatpur Dh | Oxygen Concentrator | Model Not Available | 4310077 | Functional | Philips Electronics India Ltd
1645 | Rbm Hospital Bharatpur Dh | Syringe Infusion Pump | Model not available | 2000003800 | Functional | Rohanika Electronics - Medical Systems
1646 | Rbm Hospital Bharatpur Dh | Syringe Infusion Pump | Model not available | 2000003802 | Functional | Others
1647 | New Govt Medical College Kota | Suction Machine | Model Not Available | 3000055087 | Functional | Others
1648 | Bandikui Chc | Binocular Microscope | M L W Intermed | MLW07 | Functional | Cmho Supply
1649 | Tb Clinic Dausa | Weighing Machine | MODEL NOT AVAILABLE | 3000081287 | Functional | Cmho Supply
1650 | Bandikui Chc | Autoclave | Model not available | 3000081239 | Functional | Cmho Supply
1651 | Tb Clinic Dausa | Binocular Microscope | Model Not Available | 1101606 | Functional | Others
1652 | Amer Chc | Syringe Needle Destroyer | Microsil - ND350 | 9110 | Functional | Linco Scientific Instruments And Chemicals (P) Ltd
1653 | Bandikui Chc | Blood Cell Counter - 3 part | Horiba - ABX Micros ES 60 | SA304ESOH05478 | Functional | Others
1654 | Rajgarh Chc Alwar | Instrument Sterilizer | Model Not Available | 2000021459 | Functional | Cmho Supply
1655 | Rajgarh Chc Alwar | 300mA X-Ray Machine | Model not available | 2K91320122X | Functional | Rhsdp Supply
1656 | Amer Chc | Autoclave | Model not available | 2000025324 | Functional | Others
1657 | Nadbai Chc | Syringe Needle Destroyer | Model not available | 25113 | Functional | Others
1658 | Bandikui Chc | SPHYGMOMANOMETER(BP APPRATUS-Digital) | Model Not Available | -197 | Functional | Omron Health Care
1659 | Kundera Chc Sawai Madhopur | SPHYGMOMANOMETER(BP APPRATUS) | MODEL NOT AVAILABLE | 299557 | Functional | Cmho Supply
1660 | Kundera Chc Sawai Madhopur | SPHYGMOMANOMETER(BP APPRATUS) | MODEL NOT AVAILABLE | 502195 | Functional | Cmho Supply
1661 | Malsisar Chc | Syringe Needle Destroyer | Microsil - ND350 | 6996 | Functional | Zeal Medical Pvt Ltd
1662 | Bhangdarej Chc | FOOT OPERATED SUCTION MACHINE | MODEL NOT AVAILABLE | 11 | Functional | Cmho Supply
1663 | Bhangdarej Chc | Semi Automated Chemistry Analyzer | 3300 | 33007461 | Functional | Others
1664 | Kundera Chc Sawai Madhopur | Syringe Needle Destroyer | Model not available | 2000020748 | Functional | Cmho Supply
1665 | Malsisar Chc | Instrument Sterilizer | Model Not Available | 2000019364 | Functional | Cmho Supply
1666 | Malakhera Chc | Radiant Heat Warmer | Zeal - RHW 2101A | RHW2101A/0913/1867 | Functional | Zeal Medical Pvt Ltd
1667 | Malakhera Chc | Phototherepy Unit | Fenam, Bilitron Sky 5006 | I-IJAK/440103 | Functional | Fanem
1668 | Roopwas Chc | Syringe Needle Destroyer | Model not available | 2000003668 | Functional | Others
1669 | Malakhera Chc | Hemoglobin meter | Model Not Available | 2000021242 | Functional | Others
1670 | Malsisar Chc | Syringe Needle Destroyer | Microsil - ND350 | 2000019369 | Functional | Zeal Medical Pvt Ltd
1671 | Roopwas Chc | Centrifuge Machine ( 8 Tube) | REMI - R4C | EPLC2715 | Functional | Others
1672 | Nadbai Chc | 300mA X-Ray Machine | GME - GMHF-32 | 2000003780 | Functional | Others
1673 | Barodamav Chc | Syringe Needle Destroyer | Model not available | 725995 | Functional | Mrk Healthcare Pvt Ltd Delhi
1674 | Manoharpura Chc | Binocular Microscope | Labomed - Vision 2000 | 3916 | Functional | Labomed
1675 | Kawantia Hospital Dh | Blood Cell Counter - 3 part | Adonis - Axion 19 Plus | 3000ET01052 | Functional | Adonis Medical Equipments Pvt Ltd
1676 | Bhadoti Phc | Monocular Microscope | RMH-4 | 23413 | Non Functional Repairable | Cmho Supply
1677 | Lawan Chc | Semi Automated Chemistry Analyzer | CLINDIAG - SA 20 | SA2EMO36 | Functional | Cmho Supply
1678 | Setellite Hospital Banipark Satellite | ESR Analyzer | VES - Matic Cube 80 | 379 | Functional | Trasasia Bio-Medicals Pvt
1679 | Setellite Hospital Banipark Satellite | Binocular Microscope | Labomed - CXR3 | 9011FAD313086 | Functional | N K Jain Instruments Pvt Ltd
1680 | Setellite Hospital Banipark Satellite | Hemoglobin meter | HB 301 | 1343813058 | Functional | Hemocue India
1681 | Nadbai Chc | Monocular Microscope | Model not available | 2000003724 | Non Functional Not Repairable | Advance Scientific And Surgical Co - Alco
1682 | Nadbai Chc | Radiant Heat Warmer | Zeal - RHW 2101A | 2000003746 | Functional | Zeal Medical Pvt Ltd
1683 | Dhamred Phc | Weighing Machine | Victoria DX | 2000021434 | Functional | Crown Digital Scales Inc
1684 | Nawa Chc | Semi Automated Chemistry Analyzer | Model not Available | 2000028354 | Functional | Others
1685 | J.K.Loan Hospital, Kota | Phototherepy Unit | Meditrin - Digital Bilitimer Phototherapy | 450103 | Functional | Others
1686 | Gov. Hospital, Sujangarh Sdh | Hydraulic Operation Table | MODEL NOT AVAILABLE | 30001290012 | Functional | Rhsdp Supply
1687 | Gov. Hospital, Sujangarh Sdh | Hydraulic Operation Table | MODEL NOT AVAILABLE | 30001290013 | Functional | Rhsdp Supply
1688 | Gov. Hospital, Sujangarh Sdh | Hydraulic Operation Table | MODEL NOT AVAILABLE | 30001290015 | Functional | Rhsdp Supply
1689 | New Govt Medical College Kota | Pulse Oxymeter | MEDITEC P201 | 30000130018 | Functional | Others
1690 | New Govt Medical College Kota | Neubaurs Chamber | Model not available | 1112404 | Functional | Others
1691 | New Govt Medical College Kota | Syringe Infusion Pump | Model not available | 803530 | Functional | Others
1692 | Govt Hospitls Sriganganagar Dh | Anesthesia Machine | MODEL NOT AVAILABLE | 3000048161 | Functional | Others
1693 | Govt Hospitls Sriganganagar Dh | Pulse Oxymeter | Model Not Available | C10P1182 | Functional | Others
1694 | Govt Hospitls Sriganganagar Dh | Autoclave | Reico | 551771 | Functional | Reliance Instruments Corporation
1695 | Govt Hospitls Sriganganagar Dh | Autoclave | Reico | 3000048166 | Functional | Others
1696 | Govt Hospitls Sriganganagar Dh | Hydraulic Operation Table | MODEL NOT AVAILABLE | 3000048167 | Functional | Cognate India
1697 | Satellite Hospital Adarsh Nagar Ajmer | Boyles Apparatus | MODEL NOT AVAILABLE | 99/06 | Functional | Others
1698 | Jln Central Store Medical College | Binocular Microscope | Labomed - CXR3 | 11244387 | Functional | Labomed
1699 | Kawantia Hospital Dh | Defibrillator with Cardiac Monitor | BPL - DF 2389 | 123 | Functional | Bpl Medical Technologies
1700 | Bager Chc | Centrifuge Machine ( 8 Tube) | Model Not Available | FOLC4755 | Functional | Zeal Medical Pvt Ltd
1701 | Garh Phc | Blood Bank Refrigerator | Model not available | 20293 | Functional | Others
1702 | Garh Phc | Centrifuge Machine ( 4 Tube ) | Model not available | 3000081157 | Functional | Others
1703 | Ramgarh Chc Alwar | Syringe Needle Destroyer | Model not available | 2000021336 | Functional | Others
1704 | Ramgarh Chc Alwar | Semi Automated Chemistry Analyzer | MODEL NOT AVAILABLE | 3000236484 | Functional | Cmho Supply
1705 | Ramgarh Chc Alwar | SPHYGMOMANOMETER(BP APPRATUS-Digital) | Model Not Available | 20130401975vgi | Functional | Others
1706 | Kharandi Phc | Freezes | MODEL NOT AVAILABLE | 3000081167 | Functional | Others
1707 | Nangal Rajawatan Phc | Freezes | HRD-2055CMDGCC | 4E2600B2A7 | Functional | Haier Appliances India Pvt
1708 | Nangal Rajawatan Phc | Binocular Microscope | Labomed - Vision 2000 | 41031419/07 | Functional | Labomed
1709 | Ramgarh Chc Alwar | Weighing Machine | MODEL NOT AVAILABLE | 2000021322 | Non Functional Repairable | Others
1710 | Karana Phc | SPHYGMOMANOMETER(BP APPRATUS) | MODEL NOT AVAILABLE | 61487 | Non Functional Not Repairable | Others
1711 | Nangal Rajawatan Phc | Binocular Microscope | AMT 5A | 9503773 | Functional | Cmho Supply
1712 | Ramgarh Chc Alwar | Instrument Sterilizer | Model Not Available | 2009753 | Non Functional Not Repairable | Others
1713 | Kundal Phc | SPHYGMOMANOMETER(BP APPRATUS) | MODEL NOT AVAILABLE | 8134523 | Functional | Ajay Optical India
1714 | Karana Phc | Syringe Needle Destroyer | Model not available | 2000021557 | Functional | Bhasin Sons Private Limited
1715 | Mubarikpur Phc | Weighing Machine | MODEL NOT AVAILABLE | 2000021396 | Functional | Cmho Supply
1716 | Ramgarh Chc Alwar | ECG Machine (Single Channel) | Medicaid - Cardio Fax | C613394 | Functional | Others
1717 | District Hospital Dausa Dh | Baby Weighing Machine | Model Not Available | 3000081476 | Functional | Others
1718 | Ramgarh Chc Alwar | Hemoglobin meter | Model Not Available | 2000021334 | Functional | Others
1719 | Ramgarh Chc Alwar | SPHYGMOMANOMETER(BP APPRATUS) | MODEL NOT AVAILABLE | 2000021332 | Not in use | Others
1720 | Ramgarh Chc Alwar | SPHYGMOMANOMETER(BP APPRATUS) | MODEL NOT AVAILABLE | 2000021333 | Not in use | Others
1721 | Ramgarh Chc Alwar | 100mA X-Ray Machine | Model not available | 2K81014 | Functional | Picks Medical Systems Ltd
1722 | District Hospital Dausa Dh | 300mA X-Ray Machine | Model not available | 3000081437 | Functional | Wipro G E Healthcare Pvt Ltd
1723 | Ramgarh Chc Alwar | Suction Machine | Model Not Available | 2000021339 | Non Functional Not Repairable | Others
1724 | District Hospital Dausa Dh | 300mA X-Ray Machine | PICKS - 3010 D | EO80364 | Functional | Picks Medical Systems Ltd
1725 | Bamboli Phc | Radiant Heat Warmer | Zeal - RHW 2101A | rhw210a09131853 | Functional | Zeal Medical Pvt Ltd
1726 | Viratnagar Chc | Semi Automated Chemistry Analyzer | 3300 | 2000022455 | Functional | Others
1727 | Viratnagar Chc | Binocular Microscope | Redical - RLX 48 | 27030 | Non Functional Repairable | Cmho Supply
1728 | Pipalda Phc | Weighing Machine | MODEL NOT AVAILABLE | 2000020198 | Functional | Cmho Supply
1729 | Setellite Hospital Banipark Satellite | Nebulizer | CompAIR NE-C801 | 20100110796UF | Functional | Others
1730 | Setellite Hospital Banipark Satellite | Syringe Needle Destroyer | Microsil - ND350 | 10216 | Functional | Others
1731 | Amer Chc | Semi Automated Chemistry Analyzer | CHEM 5 PLUS | 2000025289 | Functional | Erba Diagnostics
1732 | Amer Chc | Suction Machine | Model Not Available | 2000025280 | Functional | Others
1733 | Setellite Hospital Banipark Satellite | Ultra Sonography (USG) & Colour Dopler Machine | Mindray - DP 2200 | ML-8C102498T | Functional | Cmho Supply
1734 | Sanganer Chc | Radiant Heat Warmer | Meditrin - Heat Warmer | NRHM/WM09/015 | Functional | Others
1735 | Narayanpur Chc | Fetal Doppler | ND - 102 | 2000021544 | Functional | Cmho Supply
1736 | Dhanota Phc | SPHYGMOMANOMETER(BP APPRATUS) | MODEL NOT AVAILABLE | 98136329 | Functional | Lifex Medical
1737 | Sanganer Chc | Pulse Oxymeter | Model Not Available | CI0608R98 | Functional | Rhsdp Supply
1738 | Sikandara Chc | Hot Air Oven | Model not available | 3000081200 | Functional | Others
1739 | Paparda Chc | FOOT OPERATED SUCTION MACHINE | SU-101 | 10184 | Functional | Others
1740 | Nadbai Chc | Centrifuge Machine ( 4 Tube ) | Model not available | 2000003722 | Functional | Rhsdp Supply
1741 | Paparda Chc | Phototherepy Unit | Fenam, Bilitron Sky 5006 | IJAK440231 | Functional | Others
1742 | Rbm Hospital Bharatpur Dh | Syringe Infusion Pump | Model not available | 2000003805 | Functional | Others
1743 | New Govt Medical College Kota | Syringe Needle Destroyer | Model not available | 30000130031 | Functional | Others
1744 | Rbm Hospital Bharatpur Dh | Blood Gas Analyzer (ABG Machine) | Cobas b 121 | 8839 | Functional | Others
1745 | Kadera Chc | Semi Automated Chemistry Analyzer | CHEM 5 PLUS | 609070 | Functional | Others
1746 | Kadera Chc | Radiant Heat Warmer | Zeal - RHW 2101A | 2000034518 | Not in use | Others
1747 | Rbm Hospital Bharatpur Dh | Water Bath | Yorco - YSI-413D | 1314653 | Functional | Yorco Sales Pvt Ltd
1748 | Rbm Hospital Bharatpur Dh | Syringe Needle Destroyer | Model not available | 2000003209 | Functional | Others
1749 | Nayan Phc | SPHYGMOMANOMETER(BP APPRATUS) | MODEL NOT AVAILABLE | 2000022618 | Functional | Others
1750 | Nadbai Chc | Radiant Heat Warmer | Zeal - RHW 2101A | 2000003782 | Functional | Zeal Medical Pvt Ltd
1751 | Barodamav Chc | Syringe Needle Destroyer | Microsil - ND350 | 10264 | Functional | Others
1752 | Barodamav Chc | Automated Urine Analyzer | Model not available | 33007533 | Functional | Awarness Technologies
1753 | Nadbai Chc | Phototherepy Unit | Meditrin - Digital Bilitimer Phototherapy | 918 | Non Functional Not Repairable | Meditrin Instruments
1754 | Nadbai Chc | Instrument Sterilizer | Model Not Available | 2000003787 | Non Functional Not Repairable | Others
1755 | Garh Phc | Glucometer | Model not available | 4230111200004770 | Functional | Others
1756 | Khawarao Ji Phc | Binocular Microscope | AMT 5A | 3000081102 | Functional | Rohilla Industries Jaipur
1757 | Khawarao Ji Phc | Hemoglobin meter | Model Not Available | 3000081105 | Functional | Others
1758 | Ramgarh Chc Alwar | Hemoglobin meter | Model Not Available | 7e+35 | Functional | Others
1759 | Arniya Phc | Glucometer | BG-03 | 3000081305 | Functional | Morepen Laboratories Ltd
1760 | Garh Phc | Ice lined refrigerator | HBD-116 | 3000081163 | Functional | Others
1761 | District Hospital Dausa Dh | SPHYGMOMANOMETER(BP APPRATUS) | MODEL NOT AVAILABLE | 765 | Functional | Others
1762 | District Hospital Dausa Dh | SPHYGMOMANOMETER(BP APPRATUS) | MODEL NOT AVAILABLE | 98121329 | Functional | Others
1763 | District Hospital Dausa Dh | SPHYGMOMANOMETER(BP APPRATUS) | MODEL NOT AVAILABLE | 3000081485 | Functional | Others
1764 | District Hospital Dausa Dh | SPHYGMOMANOMETER(BP APPRATUS) | MODEL NOT AVAILABLE | 86748 | Functional | Others
1765 | District Hospital Dausa Dh | SPHYGMOMANOMETER(BP APPRATUS) | MODEL NOT AVAILABLE | 3000081490 | Functional | Others
1766 | District Hospital Dausa Dh | Freezes | MODEL NOT AVAILABLE | 3000081386 | Functional | Others
1767 | District Hospital Dausa Dh | SPHYGMOMANOMETER(BP APPRATUS) | MODEL NOT AVAILABLE | 3000081398 | Non Functional Not Repairable | Others
1768 | District Hospital Dausa Dh | Incubator | MODEL NOT AVAILABLE | 3000081380 | Functional | Rhsdp Supply
1769 | District Hospital Dausa Dh | Pulse Oxymeter | Model Not Available | A09SE00038 | Functional | Clarity Medical Pvt Ltd
1770 | District Hospital Dausa Dh | Phototherepy Unit | Fenam, Bilitron Sky 5006 | 3000081479 | Functional | Neonatal Innovations
1771 | District Hospital Dausa Dh | Phototherepy Unit | Fenam, Bilitron Sky 5006 | 3000081481 | Functional | Neonatal Innovations
1772 | District Hospital Dausa Dh | SPHYGMOMANOMETER(BP APPRATUS) | MODEL NOT AVAILABLE | 9913 | Functional | Others
1773 | District Hospital Dausa Dh | Hemoglobin Analyzer | Model not available | 1343813147 | Functional | Hemocue India
1774 | District Hospital Dausa Dh | Binocular Microscope | Model Not Available | 957238 | Functional | Others
1775 | Kawantia Hospital Dh | Hydraulic Operation Table | MODEL NOT AVAILABLE | hbk/ot/0001 | Functional | Rhsdp Supply
1776 | Kawantia Hospital Dh | Hydraulic Operation Table | MODEL NOT AVAILABLE | hbk/ot/0002 | Functional | Rhsdp Supply
1777 | Rajeev Gandhi Govt General Hospital Alwar Dh | Weighing Machine | Crown | 2000021051 | Functional | Others
1778 | Rajeev Gandhi Govt General Hospital Alwar Dh | Centrifuge Machine ( 4 Tube ) | REMI - C852 | BALC-2302 | Functional | Others
1779 | Rajeev Gandhi Govt General Hospital Alwar Dh | Syringe Needle Destroyer | Model not available | 20000230225 | Functional | Others
1780 | Viratnagar Chc | SPHYGMOMANOMETER(BP APPRATUS) | MODEL NOT AVAILABLE | 2000022516 | Functional | Others
1781 | Rajeev Gandhi Govt General Hospital Alwar Dh | Syringe Needle Destroyer | Microsil ND 20 | 2000023019 | Functional | Others
1782 | Viratnagar Chc | FOOT OPERATED SUCTION MACHINE | MODEL NOT AVAILABLE | 2000022521 | Functional | Suprime Enterprises
1783 | Bamanwas Chc | Incubator | MODEL NOT AVAILABLE | 3000084280 | Functional | Cmho Supply
1784 | Sanganer Chc | Weighing Machine | MODEL NOT AVAILABLE | 2000024332 | Functional | Others
1785 | Sanganer Chc | Weighing Machine | MODEL NOT AVAILABLE | 2000024333 | Functional | Others
1786 | Sanganer Chc | Sahlis HB Meter | Model not available | 842313119 | Functional | Others
1787 | Sanganer Chc | FOOT OPERATED SUCTION MACHINE | SU-101 | 10933 | Functional | Others
1788 | Montown Dispencary Hospital | Freezes | VKE204 | 20000202096 | Functional | Videocon Industries Ltd
1789 | Bamanwas Chc | Hemoglobin meter | HB 301 | 1342813150 | Functional | Others
1790 | Bamanwas Chc | Anesthesia Machine | MODEL NOT AVAILABLE | D09060441 | Functional | Cmho Supply
1791 | Setellite Hospital Banipark Satellite | Syringe Needle Destroyer | Model not available | 2000024079 | Functional | Cmho Supply
1792 | Narayanpur Chc | SPHYGMOMANOMETER(BP APPRATUS) | Pagoda | 307334 | Functional | Others
1793 | Sikandara Chc | Centrifuge Machine ( 4 Tube ) | Model not available | 00LC-1635 | Functional | Others
1794 | Degana Chc | Radiant Heat Warmer | Meditrin - Heat Warmer | NRHM/TO9/61/S9 | Functional | Others
1795 | Idwa Chc | Spot Light ( Portable ) | Model not available | 40727 | Non Functional Repairable | Larsen And Tourbo Ltd
1796 | Rampura District Hospitalkota Dh | Radiant Heat Warmer | Zeal - RHW 2101A | RHW2101A/13/1682 | Functional | Zeal Medical Pvt Ltd
1797 | New Govt Medical College Kota | Multi-Para Monitor | Model not available | A12542622 | Functional | Larsen And Tourbo Ltd
1798 | Police Dispensary Bharatpur | Syringe Needle Destroyer | Model not available | 2000003164 | Non Functional Not Repairable | Others
1799 | District Hospital Dausa Dh | Semi Automated Chemistry Analyzer | Model not Available | 209A87 | Functional | Others
1800 | Jawaja Chc | Incubator | MODEL NOT AVAILABLE | 3000049038 | Functional | Others
1801 | Ramgarh Chc Alwar | Phototherepy Unit | Meditrin - Digital Bilitimer Phototherapy | NRHM/PT09/73 | Functional | Others
1802 | District Hospital Dausa Dh | Ventilator | Philips - Ventilator | VS3015090 | Functional | Others
1803 | Mcwc Bani Park Jaipur | Binocular Microscope | Model Not Available | 3000087044 | Functional | Others
1804 | Jawaja Chc | Syringe Needle Destroyer | Model not available | 49046 | Functional | Others
1805 | Mcwc Bani Park Jaipur | Syringe Needle Destroyer | Microsil - ND350 | 3000087058 | Functional | Linco Scientific Instruments And Chemicals (P) Ltd
1806 | Jawaja Chc | ECG Machine (Three Channel ) | Medicaid - CardioFax 3R | E1043079 | Functional | Others
1807 | Jawaja Chc | Hemoglobin meter | Model Not Available | 3000049063 | Functional | Others
1808 | Jawaja Chc | Syringe Needle Destroyer | Model not available | 3000049063 | Functional | Others
1809 | Jawaja Chc | Baby Weighing Machine | Model Not Available | SH2419 | Functional | Others
1810 | Jawaja Chc | ECG Machine (Single Channel) | BPL - Cardiart 108T | 24176715 | Functional | Others
1811 | Kadera Chc | Radiant Heat Warmer | Zeal - RHW 2101A | RHW210A/1013/2126 | Functional | Others
1812 | Dispensary Sirhyodi City | Weighing Machine | MODEL NOT AVAILABLE | 3000087016 | Functional | Others
1813 | Bdm Hospital Kotputali Sdh | Pulse Oxymeter | Comet - P (L and T) | C10P1148 | Functional | Others
1814 | Tatgarh Chc | Blood Bank Refrigerator | Model not available | 3000049201 | Functional | Others
1815 | Jail Dispensary Juhunjhunu | Instrument Sterilizer | Model Not Available | 2000021749 | Functional | Others
1816 | Arniya Phc | Ice lined refrigerator | Model Not Available | 25018600 | Non Functional Not Repairable | Vestfrost Solutions
1817 | Borada Chc | Semi Automated Chemistry Analyzer | Model not Available | 3000049430 | Functional | Others
1818 | Arniya Phc | Blood Bank Refrigerator | MF114 | 91010220 | Functional | Cmho Supply
1819 | Tatgarh Chc | Ice lined refrigerator | Model Not Available | BE07F4E0N00B2A6J0078 | Functional | Others
1820 | Tatgarh Chc | Syringe Needle Destroyer | Nulife - Dots | 28099 | Functional | Others
1821 | Shrinagar Chc | Ice lined refrigerator | MK - 142 | 25013733 | Functional | Others
1822 | Bdm Hospital Kotputali Sdh | 500mA X-Ray Machine | GME - GMHF 50 | 2000022089 | Functional | Others
1823 | Tatgarh Chc | Syringe Needle Destroyer | Nulife - Dots | 29371 | Functional | Others
1824 | Kawantia Hospital Dh | Ophthalmoscope | Heine Beta - 200 S | hbk/opth/0001 | Functional | Rhsdp Supply
1825 | General Hospital Sawai Madhopur Dh | Syringe Infusion Pump | Model not available | 296 | Functional | Rhsdp Supply
1826 | Bamboli Phc | Suction Machine | Model Not Available | 2000021293 | Functional | Others
1827 | Ramgarh Chc Alwar | Centrifuge Machine ( 8 Tube) | REMI - R4C | DPLC2656 | Functional | Cmho Supply
1828 | Bagru Chc | Hydraulic Operation Table | Surgicoin | 3 | Functional | Cmho Supply
1829 | Kalakua Satellite Hospital | Semi Automated Chemistry Analyzer | CPC - STAT FAX 3300 | 33006889 | Functional | Cpc Diagnostics Pvt Ltd
1830 | Lawan Chc | ECG Machine (Single Channel) | Medicaid - Cardio Fax | C-613419 | Functional | Others
1831 | Sainthal Chc | Freezes | MODEL NOT AVAILABLE | 3000081053 | Functional | Cmho Supply
1832 | Sainthal Chc | SPHYGMOMANOMETER(BP APPRATUS) | MODEL NOT AVAILABLE | 3000081059 | Functional | Others
1833 | Rajgarh Chc Alwar | ECG Machine (Single Channel) | BPL - Cardiart 108T | AVMK8G9029 | Functional | Others
1834 | Rajgarh Chc Alwar | O.T. Light Double Dome | MODEL NOT AVAILABLE | 2000021467 | Functional | Others
1835 | Rajgarh Chc Alwar | SPHYGMOMANOMETER(BP APPRATUS) | MODEL NOT AVAILABLE | 2000021473 | Functional | Others
1836 | Nadbai Chc | SPHYGMOMANOMETER(BP APPRATUS-Digital) | Model Not Available | 20130402746 | Functional | Omron Health Care
1837 | Rajgarh Chc Alwar | Autoclave | Model not available | 2000021485 | Functional | Others
1838 | Rol Phc | FOOT OPERATED SUCTION MACHINE | MODEL NOT AVAILABLE | 2000036523 | Functional | Others
1839 | Jln Central Store Medical College | Pulse Oxymeter | Model Not Available | 2000033565 | Functional | Schiller Healthcare India Pvt Ltd
1840 | New Govt Medical College Kota | Ultra Sonography (USG) & Colour Dopler Machine | Model not available | 1709475486 | Functional | Others
1841 | New Govt Medical College Kota | Anesthesia Machine | MODEL NOT AVAILABLE | 3000055118 | Functional | Others
1842 | 17 Z Phc | Instrument Sterilizer | Model Not Available | 30000121124 | Functional | Others
1843 | District Hospital Sattelite , Bikaner Dh | Autoclave | Model not available | 2000030739 | Functional | York Scientific Industries Pvt Ltd
1844 | District Hospital Sattelite , Bikaner Dh | Semi Automated Chemistry Analyzer | Model not Available | 2000030660 | Functional | Others
1845 | District Hospital Dausa Dh | Multi-Para Monitor | Model not available | 3000081500 | Functional | Schiller Healthcare India Pvt Ltd
1846 | District Hospital Dausa Dh | Hot Air Oven | Model not available | 3000081389 | Functional | Deepak Enterprises
1847 | Karana Phc | Syringe Needle Destroyer | Model not available | 2000021572 | Functional | Others
1848 | District Hospital Dausa Dh | Hot Air Oven | Model not available | 3000081423 | Functional | Others
1849 | District Hospital Dausa Dh | Incubator | MODEL NOT AVAILABLE | 8 | Functional | Others
1850 | Rarah Chc | Syringe Needle Destroyer | Model not available | 2000003647 | Functional | Micro Lab Instruments Ahmedabad
1851 | Rarah Chc | Phototherepy Unit | Meditrin - Digital Bilitimer Phototherapy | 2000003636 | Functional | Meditrin Instruments
1852 | Rarah Chc | Instrument Sterilizer | Model Not Available | 2000003631 | Non Functional Not Repairable | Others
1853 | Mcwc Bani Park Jaipur | O.T. Light Single Dome | Model Not Available | 3000222467 | Functional | Others
1854 | Rarah Chc | Hemoglobin Analyzer | Model not available | 2000003646 | Non Functional Repairable | Others
1855 | Mandrela Chc | Hemoglobin meter | HB 301 | 1342813252 | Functional | Others
1856 | Arain Chc | Semi Automated Chemistry Analyzer | 3300 | 3300-6797 | Functional | Others
1857 | Mcwc Gandhi Nagar Jaipur | Glucometer | Model not available | 2000025225 | Functional | Others
1858 | Jawaja Chc | Autoclave | Model not available | 21A22 | Functional | Others
1859 | Harmara Chc | Incubator | MODEL NOT AVAILABLE | 49032 | Functional | Others
1860 | Rarah Chc | Syringe Needle Destroyer | MODEL NOT AVAILABLE | 0 | Functional | Cmho Supply
1861 | Jawaja Chc | STABILIZER | MODEL NOT AVAILABLE | 1202004 | Functional | Others
1862 | Mandrela Chc | Glucometer | Model not available | a10bb09f190713 | Functional | Others
1863 | Dispensary Devi Nagar City | Monocular Microscope | Model not available | 2000024188 | Functional | Others
1864 | Jawaja Chc | 100mA X-Ray Machine | Model not available | CT95637 | Functional | Others
1865 | Jawaja Chc | Suction Machine | Supreme Plus | 49071 | Functional | Others
1866 | Mandrela Chc | SPHYGMOMANOMETER(BP APPRATUS) | MODEL NOT AVAILABLE | 27284 | Functional | Others
1867 | Mandrela Chc | SPHYGMOMANOMETER(BP APPRATUS) | MODEL NOT AVAILABLE | 272841 | Functional | Others
1868 | Arain Chc | Spot Light ( Portable ) | Model Not Available | 3000049283 | Functional | Others
1869 | Mandrela Chc | O.T. Light Single Dome | MODEL NOT AVAILABLE | 2000019293 | Functional | Others
1870 | Nogawa Phc | Glucometer | SD Check Gold | m01e03aa6014 | Functional | Others
1871 | Kawantia Hospital Dh | Radiant Heat Warmer | Meditrin - Heat Warmer | NRHM/WM09185 | Functional | Others
1872 | Sirsi Phc | Suction Machine | Surgicoin | BS52C41778 | Functional | Surgicoin Medequip Pvt Ltd
1873 | Thanagazi Chc | Radiant Heat Warmer | Meditrin - Heat Warmer | NRHM/WM09/25 | Functional | Others
1874 | General Hospital Sawai Madhopur Dh | Syringe Infusion Pump | Model not available | 261 | Functional | Rhsdp Supply
1875 | Bhadoti Phc | Binocular Microscope | AMT 5A | 2000020036 | Functional | Cmho Supply
1876 | Ramgarh Chc Alwar | Glucometer | Nipro | M02095179 | Functional | Nipro Diagnostics
1877 | Bagru Chc | Binocular Microscope | Labomed - Vision 2000 | 3681 | Functional | Labomed
1878 | Sanganer Chc | FOOT OPERATED SUCTION MACHINE | SU-101 | 11173 | Functional | Cmho Supply
1879 | Sanganer Chc | SPHYGMOMANOMETER(BP APPRATUS) | MODEL NOT AVAILABLE | 2000024323 | Functional | Ajay Optical India
1880 | Sanganer Chc | Syringe Needle Destroyer | Microsil - ND350 | 7141 | Functional | Others
1881 | Sanganer Chc | Dental Chair Unit | Model Not Available | 2000024328 | Functional | Rhsdp Supply
1882 | Bamanwas Chc | Pulse Oxymeter | Model Not Available | C11P2092 | Functional | Cmho Supply
1883 | Kalakua Satellite Hospital | Blood Cell Counter - 3 part | Horiba - ABX Micros ES 60 | 310ESOHO6574 | Functional | Horiba India Pvt Ltd
1884 | Police Dispensary Swm | SPHYGMOMANOMETER(BP APPRATUS) | MODEL NOT AVAILABLE | 2000020200 | Functional | Others
1885 | Bamanwas Chc | Fetal Doppler | ND - 102 | 3000084298 | Functional | Cmho Supply
1886 | Sanganer Chc | Centrifuge Machine ( 8 Tube) | Model Not Available | CALC44 | Functional | Rhsdp Supply
1887 | Sanganer Chc | SPHYGMOMANOMETER(BP APPRATUS) | ELITE | 50907038 | Functional | Surgicoin Medequip Pvt Ltd
1888 | Bagru Chc | Suction Machine | Model Not Available | 2000024837 | Functional | Cmho Supply
1889 | Bamanwas Chc | Hydraulic Operation Table | MODEL NOT AVAILABLE | 91 | Non Functional Repairable | Others
1890 | Bagru Chc | FOGGING MACHINE | MODEL NOT AVAILABLE | 2000024844 | Functional | Cmho Supply
1891 | Bagru Chc | Radiant Heat Warmer | Model Not Available | 2000024849 | Functional | Others
1892 | Setellite Hospital Banipark Satellite | Oxygen Concentrator | BPL - OG 4203 | AXTCO134866 | Functional | Bpl Medical Technologies
1893 | Setellite Hospital Banipark Satellite | Weighing Machine | Precision Goldtech | 2000024012 | Functional | Others
1894 | Rupangarh Chc | 100mA X-Ray Machine | GME - GMHF-6 | SR2K13.06XRHA03 | Functional | Others
1895 | Mandrela Chc | Radiant Heat Warmer | MODEL NOT AVAILABLE | 37132 | Functional | Others
1896 | Tatgarh Chc | 500mA X-Ray Machine | Model not available | 2K1306233-T | Functional | Others
1897 | Mandrela Chc | Syringe Needle Destroyer | Microsil - ND350 | 2000019309 | Functional | Others
1898 | Nogawa Phc | Centrifuge Machine ( 4 Tube ) | REMI - C852 | Eglc5917 | Functional | Remi Electrotechnik Ltd
1899 | Nogawa Phc | Binocular Microscope | Model Not Available | 320008980715 | Functional | Mlw Intermed
1900 | Shrinagar Chc | Ice lined refrigerator | Model Not Available | 200002189 | Functional | Others
1901 | Nogawa Phc | Radiant Heat Warmer | Zeal - RHW 2101A | RHW2101A/0913/1856 | Functional | Zeal Medical Pvt Ltd
1902 | Bdm Hospital Kotputali Sdh | Radiant Heat Warmer | Meditrin - Heat Warmer | NRHM/WM09/43 | Functional | Others
1903 | Mandrela Chc | Syringe Needle Destroyer | Microsil - ND350 | 6253 | Functional | Others
1904 | Bdm Hospital Kotputali Sdh | Dental Chair Unit | Model Not Available | SUZ-M1/RHS/DP/05/200 | Functional | Rhsdp Supply
1905 | Mandrela Chc | Syringe Needle Destroyer | Microsil - ND350 | 6231 | Functional | Others
1906 | Bdm Hospital Kotputali Sdh | Radiant Heat Warmer | Meditrin - Heat Warmer | NRHM/WM09/ | Functional | Others
1907 | Tatgarh Chc | Radiant Heat Warmer | Zeal - RHW 2101A | 49224 | Functional | Others
1908 | Borada Chc | SPHYGMOMANOMETER(BP APPRATUS) | MODEL NOT AVAILABLE | 3000049425 | Functional | Others
1909 | Mandrela Chc | Syringe Needle Destroyer | Microsil - ND350 | 6237 | Functional | Others
1910 | Bdm Hospital Kotputali Sdh | Weighing Machine | Victoria DX | 2000022037 | Functional | Ramon Surgical Company
1911 | Borada Chc | SPHYGMOMANOMETER(BP APPRATUS) | MODEL NOT AVAILABLE | 98132282 | Functional | Others
1912 | Nogawa Phc | Hemoglobin meter | HB 301 | 2000021382 | Functional | Others
1913 | Shrinagar Chc | Incubator | MODEL NOT AVAILABLE | 2000032176 | Functional | Others
1914 | Bdm Hospital Kotputali Sdh | Blood Collection Monitor | Model Not Available | dbcm-471 | Functional | Remi Electrotechnik Ltd
1915 | Mandrela Chc | Syringe Needle Destroyer | Microsil - ND350 | 6250 | Functional | Others
1916 | Nogawa Phc | Instrument Sterilizer | MODEL NOT AVAILABLE | 3000086794 | Functional | Cmho Supply
1917 | Tatgarh Chc | Semi Automated Chemistry Analyzer | 3300 | 33006596 | Functional | Others
1918 | Rohat Chc | Blood Bank Refrigerator | Model not available | 90409294 | Functional | Others
1919 | Bajwas Chc | Freezes | MODEL NOT AVAILABLE | 2000030015 | Functional | Others
1920 | Dudu Chc | Blood Cell Counter - 3 part | Horiba - ABX Micros ES 60 | 302ES0H05286 | Functional | Horiba India Pvt Ltd
1921 | Bilwari Phc | Radiant Heat Warmer | Model Not Available | 2000022489 | Functional | Cmho Supply
1922 | Bilwari Phc | Glucometer | Model not available | 2000022479 | Functional | Recorders And Medicaresystems Pvt Ltd
1923 | Viratnagar Chc | Phototherepy Unit | Fenam, Bilitron Sky 5006 | IIJAK440114 | Functional | Others
1924 | Setellite Hospital Banipark Satellite | Radiant Heat Warmer | Meditrin - Heat Warmer | 2000024016 | Functional | Donation
1925 | Dudu Chc | ECG Machine (Single Channel) | BPL - Cardiart 108T | AVMN2H2053 | Functional | Medicaid Systems
1926 | Sainthal Chc | Blood Bank Refrigerator | Model not available | 3000081063 | Functional | Others
1927 | Laxmangarh Chc | Hot Air Oven | DEL - 624 | 1256 | Functional | Rhsdp Supply
1928 | Laxmangarh Chc | Dental X-ray unit | DENTAL X RAY | D27715 | Functional | Others
1929 | Laxmangarh Chc | ECG Machine (Single Channel) | Medicaid - Cardio Fax | C-633395 | Functional | Others
1930 | Laxmangarh Chc | Hemoglobin meter | Model Not Available | 2000021493 | Functional | Others
1931 | Bahrawdakhurd Chc Sawai Madhopur | VDRL Rotator (Rotor and Shaker) | Model Not Available | 2000020096 | Functional | Others
1932 | Rajgarh Chc Alwar | Radiant Heat Warmer | Model Not Available | 2000021469 | Functional | Others
1933 | Nadbai Chc | Oxygen Concentrator | BPL - OG 4203 | 2000003739 | Functional | Bpl Medical Technologies
1934 | Nadbai Chc | Suction Machine | Model Not Available | 2000003742 | Non Functional Not Repairable | Others
1935 | Rajgarh Chc Alwar | Phototherepy Unit | Fenam, Bilitron Sky 5006 | I-IJAK440104 | Functional | Others
1936 | Rajgarh Chc Alwar | SPHYGMOMANOMETER(BP APPRATUS) | MODEL NOT AVAILABLE | 10330 | Functional | Others
1937 | Malakhera Chc | 100mA X-Ray Machine | Siemens - Nanophos 100 | 1689 | Functional | Siemens Limited
1938 | Malakhera Chc | Binocular Microscope | Model Not Available | 2000021231 | Functional | Others
1939 | Malsisar Chc | Radiant Heat Warmer | Zeal - RHW 2101A | RHW2020 | Functional | Others
1940 | Nadbai Chc | Syringe Needle Destroyer | Model not available | 2000003750 | Functional | Micro Lab Instruments Ahmedabad
1941 | Malsisar Chc | Syringe Needle Destroyer | Microsil - ND350 | 6837 | Functional | Others
1942 | Nadbai Chc | Radiant Heat Warmer | Model not available | 939 | Functional | Cmho Supply
1943 | Degana Chc | SPHYGMOMANOMETER(BP APPRATUS) | Model Not Available | C09P0445 | Non Functional Not Repairable | Larsen And Tourbo Ltd
1944 | Parbatsar Chc | Glucometer | Model not available | RMDO27760 | Functional | Others
1945 | Nogawa Phc | Hemoglobin meter | Model Not Available | 2000021382 | Functional | Others
1946 | Arain Chc | 100mA X-Ray Machine | Model not available | 3000049286 | Functional | Others
1947 | Rupangarh Chc | Hemoglobin meter | HB 301 | 1343813341 | Functional | Others
1948 | Arain Chc | Ice lined refrigerator | MK - 142 | 35011954 | Functional | Others
1949 | Arain Chc | Ice lined refrigerator | Model Not Available | BE07F4E0N00B2A6J0042 | Non Functional Not Repairable | Others
1950 | Arain Chc | Blood Bank Refrigerator | Precision Goldtech | 100260885 | Functional | Others
1951 | Rupangarh Chc | O.T. Light Single Dome | MODEL NOT AVAILABLE | 49010 | Functional | Deepak Enterprises
1952 | Borada Chc | Hot Air Oven | Model not available | 3000049410 | Functional | Others
1953 | Dispensary Sirhyodi City | SPHYGMOMANOMETER(BP APPRATUS) | MODEL NOT AVAILABLE | 3000087020 | Functional | Others
1954 | Borada Chc | Blood Mixer ( Roller Mixer ) | Model not available | 3000049429 | Functional | Others
1955 | Bdm Hospital Kotputali Sdh | Suction Machine | Bhasin Sons | 2000022002 | Functional | Bhasin Sons Private Limited
1956 | Jail Dispensary Juhunjhunu | Weighing Machine | MODEL NOT AVAILABLE | 2000021750 | Functional | Others
1957 | Dispensary Sirhyodi City | Binocular Microscope | Model Not Available | 3000087001 | Functional | Others
1958 | Kadera Chc | Ice lined refrigerator | Model Not Available | BE0581E0100B29760049 | Functional | Others
1959 | Dispensary Sirhyodi City | Blood Bank Refrigerator | Model not available | 3000087004 | Functional | Others
1960 | Borada Chc | Centrifuge Machine ( 4 Tube ) | Model not available | 3000049415 | Functional | Others
1961 | Dispensary Sirhyodi City | Binocular Microscope | Model Not Available | 3000087002 | Functional | Others
1962 | Rupangarh Chc | Syringe Needle Destroyer | Model not available | NB5D0716078 | Functional | Others
1963 | Shrinagar Chc | Blood Bank Refrigerator | Model not available | 9G007 | Functional | Others
1964 | Karana Phc | SPHYGMOMANOMETER(BP APPRATUS) | MODEL NOT AVAILABLE | 61287 | Functional | Bhasin Sons Private Limited
1965 | Bdm Hospital Kotputali Sdh | Semi Automated Chemistry Analyzer | 3300 | 33006677 | Functional | Others
1966 | Dispensary High Court City Jpr | Centrifuge Machine ( 4 Tube ) | Model not available | 2000024178 | Functional | Others
1967 | Tatgarh Chc | Instrument Sterilizer | Model Not Available | T0661254 | Functional | Others
1968 | Bdm Hospital Kotputali Sdh | Fully Automated Clinical Chemistry Analyzer | Randox - RX IMOLA | 72010622 | Functional | Randox Laboratories ( India ) Pvt Ltd
1969 | Shrinagar Chc | Weighing Machine | MODEL NOT AVAILABLE | 132132 | Not in use | Others
1970 | Kawantia Hospital Dh | Binocular Microscope | Labomed - LX 400 | JBLC-8687 | Functional | Metro Traiding Corporation
1971 | Kawantia Hospital Dh | 1.5 Ton Split Air Conditioner | Voltas - 185 CY | 4525 | Functional | Voltas Ltd
1972 | Kawantia Hospital Dh | Radiant Heat Warmer | Meditrin - Heat Warmer | NRHM/WM09117 | Functional | Others
1973 | Kawantia Hospital Dh | Radiant Heat Warmer | Meditrin - Heat Warmer | NRHM/WM09355 | Functional | Others
1974 | Kawantia Hospital Dh | Phototherepy Unit | Meditrin - Digital Bilitimer Phototherapy | NRHM/PT09/62 | Functional | Others
1975 | Thanagazi Chc | Hot Air Oven | Model not available | 2000021039 | Functional | Rhsdp Supply
1976 | Bilwari Phc | Spot Light ( Portable ) | Model Not Available | 2000022486 | Functional | Cognate India
1977 | Bilwari Phc | Syringe Needle Destroyer | Microsil ND 20 | 2000022481 | Functional | Cmho Supply
1978 | Setellite Hospital Banipark Satellite | Phototherepy Unit | Meditrin - Digital Bilitimer Phototherapy | 2000024013 | Functional | Meditrin Instruments
1979 | Lawan Chc | SPHYGMOMANOMETER(BP APPRATUS) | MODEL NOT AVAILABLE | 33196 | Functional | Others
1980 | Setellite Hospital Banipark Satellite | Boyles Apparatus | ME | 43933/94 | Functional | Medical Engineers Delhi
1981 | Setellite Hospital Banipark Satellite | SPHYGMOMANOMETER(BP APPRATUS) | MODEL NOT AVAILABLE | 2000024068 | Functional | Bhaseen Health Products Pvt Ltd
1982 | Thanagazi Chc | Syringe Needle Destroyer | Model not available | 20000201015 | Functional | Cmho Supply
1983 | Thanagazi Chc | ECG Machine (Three Channel ) | Medicaid - CardioFax 3R | C613358 | Functional | Others
1984 | Paparda Chc | Incubator | MODEL NOT AVAILABLE | 3000081117 | Functional | Others
1985 | Paparda Chc | Radiant Heat Warmer | Zeal - RHW 2101A | RHW2101A10913/1094 | Functional | Zeal Medical Pvt Ltd
1986 | Kadera Chc | Glucometer | Model not available | 420711438001286c | Functional | Others
1987 | Dispensary Sirhyodi City | Centrifuge Machine ( 4 Tube ) | REMI - C852 | 3000087003 | Functional | Others
1988 | Dispensary Sirhyodi City | Stethoscope | Dr. Morepen | 3000087013 | Functional | Others
1989 | Dispensary Vaishali Nagar City | Syringe Needle Destroyer | Microsil - ND350 | 3686 | Functional | Cmho Supply
1990 | Baleta Phc | Weighing Machine | Crown | 2000021271 | Functional | Crown Digital Scales Inc
1991 | Baleta Phc | SPHYGMOMANOMETER(BP APPRATUS) | Pagoda | 286351 | Functional | Elite Scientific Corporation
1992 | Borada Chc | Blood Bank Refrigerator | Model not available | 3000049420 | Functional | Others
1993 | Dhamred Phc | Hemoglobin meter | Model Not Available | 2000021430 | Functional | Others
1994 | Dispensary Vaishali Nagar City | SPHYGMOMANOMETER(BP APPRATUS) | Bhasin Sons | 5878209 | Functional | Bhasin Sons Private Limited
1995 | Idwa Chc | Instrument Sterilizer | Model Not Available | 91272007 | Functional | Others
1996 | Dhamred Phc | Baby Weighing Machine | Model Not Available | 2000021444 | Functional | Crown Digital Scales Inc
1997 | Tatgarh Chc | Blood Bank Refrigerator | Model not available | 49218 | Functional | Others
1998 | Kadera Chc | Colorimeter | MODEL NOT AVAILABLE | 201109276 | Functional | Others
1999 | Bajwas Chc | Semi Automated Chemistry Analyzer | Model not Available | BS40808017 | Functional | Alco Medical Microscopes
2000 | Rupangarh Chc | Hot Air Oven | Model not available | 49008 | Functional | Others
2001 | Kadera Chc | SPHYGMOMANOMETER(BP APPRATUS) | MODEL NOT AVAILABLE | 2000033716 | Functional | Others
2002 | Kadera Chc | SPHYGMOMANOMETER(BP APPRATUS) | MODEL NOT AVAILABLE | 2000033715 | Functional | Others
2003 | Nawa Chc | Incubator | MODEL NOT AVAILABLE | 2000028353 | Functional | Others
2004 | Nawa Chc | Centrifuge Machine ( 4 Tube ) | Model not available | 2000028355 | Functional | Others
2005 | Kadera Chc | SPHYGMOMANOMETER(BP APPRATUS) | MODEL NOT AVAILABLE | 108979 | Functional | Others
2006 | Jawaja Chc | Syringe Needle Destroyer | Nulife - Dots | 49060 | Functional | Others
2007 | Sarwar Chc | Blood Cell Counter - 3 part | Model not available | 2000033280 | Functional | Others
2008 | Sarwar Chc | Centrifuge Machine ( 4 Tube ) | Model not available | 2000033209 | Functional | Others
2009 | Nawa Chc | Blood Mixer ( Roller Mixer ) | Model not available | 2000028358 | Functional | Others
2010 | Sarwar Chc | Hemoglobin Analyzer | Model not available | 1343813116 | Functional | Others
2011 | Jayal Chc | Incubator | MODEL NOT AVAILABLE | 2000020050 | Functional | Others
2012 | Rol Phc | SPHYGMOMANOMETER(BP APPRATUS) | MODEL NOT AVAILABLE | 98123097 | Functional | Others
2013 | Jayal Chc | Blood Cell Counter - 3 part | Model not available | 2000030280 | Functional | Others
2014 | Jln Central Store Medical College | Suction Machine | Model Not Available | 2000034214 | Functional | Others
2015 | Degana Chc | Labour Table | Model Not Available | 2000028765 | Functional | Others
2016 | Kuchera Chc | Blood Cell Counter - 3 part | Horiba - ABX Micros ES 60 | 306ESOHO5PO2 | Functional | Horiba India Pvt Ltd
2017 | Kadera Chc | Hemoglobin Analyzer | Model not available | 1343813068 | Functional | Others
2018 | Sarwar Chc | Syringe Needle Destroyer | Nulife - Dots | 29260 | Functional | Others
2019 | Sarwar Chc | Syringe Needle Destroyer | Nulife - Dots | 25470 | Functional | Others
2020 | Jayal Chc | Baby Weighing Machine | Model Not Available | 2000030295 | Functional | Cmho Supply
2021 | Parbatsar Chc | O.T. Light Double Dome | MODEL NOT AVAILABLE | 2000036041 | Functional | Others
2022 | Lawan Chc | Glucometer | Model not available | 221311091832 | Functional | Others
2023 | Setellite Hospital Banipark Satellite | Blood Cell Counter - 3 part | Adonis - Axion 19 Plus | 3000et01 | Functional | Adonis Medical Equipments Pvt Ltd
2024 | Sainthal Chc | Centrifuge Machine ( 4 Tube ) | Model not available | 3000081054 | Functional | Others
2025 | Sainthal Chc | Binocular Microscope | MLW - Easy View | 3000081057 | Functional | Others
2026 | Sainthal Chc | Coagulation Analyzer | STart 4 | 1 | Functional | Stago Diagnostics
2027 | Sainthal Chc | SPHYGMOMANOMETER(BP APPRATUS) | MODEL NOT AVAILABLE | 3000081064 | Functional | Others
2028 | Setellite Hospital Banipark Satellite | Syringe Infusion Pump | SIMTEK - Infutek 405 | 12CI455528 | Functional | Simtek Medico Systems Pvt Ltd
2029 | Nadbai Chc | Monocular Microscope | Model not available | 2000003725 | Non Functional Not Repairable | Others
2030 | Bdm Hospital Kotputali Sdh | BLOOD DONOR COUCH | REMI ULTIMATE | ZBBT-04740 | Functional | Remi Electrotechnik Ltd
2031 | Karana Phc | Weighing Machine | MODEL NOT AVAILABLE | 2000021570 | Functional | Cmho Supply
2032 | Borada Chc | Syringe Needle Destroyer | Model not available | 3000049416 | Functional | Others
2033 | Bdm Hospital Kotputali Sdh | Blood Collection Monitor | BCM21WDx | 2129-7110 | Functional | Authentic Instruments Ltd
2034 | Dhamred Phc | Binocular Microscope | Model Not Available | 2000021421 | Functional | Cmho Supply
2035 | Dispensary High Court City Jpr | Weighing Machine | MODEL NOT AVAILABLE | 2000024183 | Functional | Others
2036 | Raghunathgarh Phc | Weighing Machine | MODEL NOT AVAILABLE | 2000021409 | Functional | Crown Digital Scales Inc
2037 | Dhamred Phc | Instrument Sterilizer | Model Not Available | 2009779 | Functional | Zeal Medical Pvt Ltd
2038 | Borada Chc | Blood Bank Refrigerator | Model not available | 141815209 | Functional | Others
2039 | Baleta Phc | Autoclave | Reico | 0 | Functional | Others
2040 | Dispensary Vaishali Nagar City | Syringe Needle Destroyer | Microsil - ND350 | 7237 | Functional | Linco Scientific Instruments And Chemicals (P) Ltd
2041 | Jayal Chc | Blood Bank Refrigerator | Model not available | 2000030292 | Functional | Vestfrost Solutions
2042 | Degana Chc | Labour Table | Model Not Available | 2000028767 | Functional | Others
2043 | Idwa Chc | SPHYGMOMANOMETER(BP APPRATUS) | MODEL NOT AVAILABLE | 2000036227 | Functional | Ajay Optical India
2044 | Bajwas Chc | Spot Light ( Portable ) | Model Not Available | 200036147 | Functional | Cognate India
2045 | Bdm Hospital Kotputali Sdh | Fiberoptic Laryngoscope | Model not available | 3000088384 | Functional | Others
2046 | Dispensary Sirhyodi City | Glucometer | Model not available | 3000087006 | Functional | Others
2047 | Bdm Hospital Kotputali Sdh | VDRL Rotator (Rotor and Shaker) | Model Not Available | 2000022084 | Functional | Rhsdp Supply
2048 | Dispensary Vaishali Nagar City | Binocular Microscope | Model Not Available | 2000024204 | Functional | Others
2049 | Kadera Chc | Blood Bank Refrigerator | Model not available | 3161588 | Functional | Others
2050 | Borada Chc | 100mA X-Ray Machine | Allengers - MARS-6R | 3000049418 | Functional | Others
2051 | Baleta Phc | Radiant Heat Warmer | Model Not Available | 1895 | Functional | Zeal Medical Pvt Ltd
2052 | Dispensary Vaishali Nagar City | Binocular Microscope | MLW - Easy View | 320007980714 | Functional | Mlw Intermed
2053 | Dispensary Vaishali Nagar City | Glucometer | SD Check Gold | MO3D18AA7255 | Functional | Sd Bio Standard Diagnostic Pvt Ltd
2054 | Dhamred Phc | Syringe Needle Destroyer | Microsil - ND350 | 10077 | Functional | Zeal Medical Pvt Ltd
2055 | Dispensary Vaishali Nagar City | Weighing Machine | MODEL NOT AVAILABLE | 2000024212 | Functional | Others
2056 | Dispensary Vaishali Nagar City | Monocular Microscope | Model not available | 95130 | Functional | Cmho Supply
2057 | Tatgarh Chc | Suction Machine | SURGIX | 49224 | Functional | Others
2058 | Shrinagar Chc | 500mA X-Ray Machine | Model not available | 200002190 | Not in use | Others
2059 | Dispensary Sirhyodi City | Neubaurs Chamber | Model not available | 3000087008 | Functional | Others
2060 | Bdm Hospital Kotputali Sdh | FOOT OPERATED SUCTION MACHINE | MODEL NOT AVAILABLE | 2000022038 | Functional | Others
2061 | Shrinagar Chc | Spot Light ( Portable ) | Model Not Available | 200002191 | Functional | Others
2062 | Mandrela Chc | Syringe Needle Destroyer | Microsil - ND350 | 2000019321 | Functional | Others
2063 | Bajwas Chc | Semi Automated Chemistry Analyzer | Model not Available | 2000030011 | Functional | Ark Diagnostics Bangalore
2064 | Rupangarh Chc | Blood Bank Refrigerator | MF114 | 91401399 | Functional | Others
2065 | Govt Hospital Kuchaman City | ECG Machine (Single Channel) | BPL - Cardiart 108T | CGMC6E2053 | Functional | Bpl Medical Technologies
2066 | Bajwas Chc | Ice lined refrigerator | Model Not Available | 10082 | Functional | Haier Appliances India Pvt
2067 | Sawar Chc | Ice lined refrigerator | Model Not Available | 2000033809 | Functional | Others
2068 | Nawa Chc | Glucometer | Model not available | 2000028361 | Non Functional Not Repairable | Others
2069 | Degana Chc | SPHYGMOMANOMETER(BP APPRATUS) | MODEL NOT AVAILABLE | 2000028756 | Functional | Others
2070 | Nawa Chc | Autoclave | Model not available | 2000028364 | Functional | Others
2071 | Dudu Chc | VDRL Rotator (Rotor and Shaker) | Yorco - YSI 148 | 610646 | Functional | Rhsdp Supply
2072 | Kawantia Hospital Dh | Fully Automated Clinical Chemistry Analyzer | Randox - RX IMOLA | 72010645 | Functional | Randox Laboratories ( India ) Pvt Ltd
2073 | Kawantia Hospital Dh | ELISA Reader | Multiskan EX 4 MK 2 | 451526009E | Functional | Thermo Fisher Scientific Inc
2074 | Kawantia Hospital Dh | 1.5 Ton Split Air Conditioner | Voltas - 185 CY | 124 | Functional | Voltas Ltd
2075 | Kawantia Hospital Dh | 1.5 Ton Split Air Conditioner | Voltas - 185 PX | 12345 | Functional | Others
2076 | Viratnagar Chc | ESR Stand | Model not available | 2000022457 | Functional | Others
2077 | Setellite Hospital Banipark Satellite | SPHYGMOMANOMETER(BP APPRATUS) | MODEL NOT AVAILABLE | 2000024058 | Functional | Bhaseen Health Products Pvt Ltd
2078 | Setellite Hospital Banipark Satellite | Autoclave | Model not available | 215739 | Functional | Others
2079 | Bagru Chc | Radiant Heat Warmer | Model Not Available | 2000024854 | Functional | Others
2080 | Setellite Hospital Banipark Satellite | Boyles Apparatus | MODEL NOT AVAILABLE | 2000024067 | Functional | Cmho Supply
2081 | Chandoli Phc | Radiant Heat Warmer | Zeal - RHW 2101A | RHW-2101A1091311910 | Functional | Cmho Supply
2082 | Rajgarh Chc Alwar | SPHYGMOMANOMETER(BP APPRATUS) | MODEL NOT AVAILABLE | 61344 | Functional | Others
2083 | Amer Chc | Radiant Heat Warmer | Meditrin - Heat Warmer | NRHM/WN09 | Functional | Meditrin Instruments
2084 | Rajgarh Chc Alwar | Syringe Needle Destroyer | Microsil - ND350 | 7025103 | Functional | Others
2085 | Nadbai Chc | Automated Urine Analyzer | Model not available | 6783 | Functional | Others
2086 | Malsisar Chc | Hemoglobin meter | HB 301 | 1342813238 | Functional | Others
2087 | Roopwas Chc | SPHYGMOMANOMETER(BP APPRATUS) | Pagoda | 2000003679 | Functional | Others
2088 | Dhamred Phc | Syringe Needle Destroyer | Nulife - Dots | NBSD0725717 | Functional | Mrk Healthcare Pvt Ltd Delhi
2089 | Bajwas Chc | Glucometer | Model not available | 6822570 | Functional | Others
2090 | Bajwas Chc | Hemoglobin meter | Model Not Available | 2000030019 | Functional | Others
2091 | Bdm Hospital Kotputali Sdh | Hot Air Oven | Model not available | 193 | Functional | Others
2092 | Rupangarh Chc | Syringe Needle Destroyer | Model not available | NB4446 | Functional | Zeal Medical Pvt Ltd
2093 | Harsor Chc | SPHYGMOMANOMETER(BP APPRATUS) | MODEL NOT AVAILABLE | 2000028794 | Functional | Others
2094 | Tatgarh Chc | SPHYGMOMANOMETER(BP APPRATUS) | MODEL NOT AVAILABLE | 3000049231 | Functional | Others
2095 | Idwa Chc | Syringe Needle Destroyer | Model not available | NBSDQ714434 | Functional | Mrk Healthcare Pvt Ltd Delhi
2096 | Choth Ka Barwara Chc | ECG Machine (Single Channel) | Medicaid - Cardio Fax | 6613701 | Functional | Medicaid Systems
2097 | Jln Central Store Medical College | Suction Machine | Model Not Available | 3000141113 | Functional | Others
2098 | Rbm Hospital Bharatpur Dh | Intensive Care Bed | Janak | 1420698 | Functional | Janak Healthcare Pvt Ltd
2099 | Jln Central Store Medical College | Spot Light ( Portable ) | HI VAC | 0 | Functional | Anand Medicaids Pvt Ltd
2100 | Parbatsar Chc | Autoclave | Model not available | 2000036038 | Functional | Others
2101 | Rbm Hospital Bharatpur Dh | Intensive Care Bed | Janak | 314120697 | Functional | Janak Healthcare Pvt Ltd
2102 | Jln Central Store Medical College | Syringe Infusion Pump | EMCO - INFUSOR 850 | 708377 | Functional | Others
2103 | Idwa Chc | Syringe Needle Destroyer | BS-949 | 2000028834 | Functional | Bhasin Sons Private Limited
2104 | Sawar Chc | ECG Machine (Single Channel) | Medicaid - Cardio Fax | C613364 | Functional | Others
2105 | Jayal Chc | Labour Table | Model Not Available | 2000030298 | Functional | Deepak Enterprises
2106 | Idwa Chc | Syringe Needle Destroyer | BS-949 | 2000028837 | Functional | Bhasin Sons Private Limited
2107 | Rbm Hospital Bharatpur Dh | Intensive Care Bed | Janak | 31420644 | Functional | Janak Healthcare Pvt Ltd
2108 | New Govt Medical College Kota | Suction Machine | Surgicoin | 3000055073 | Functional | Others
2109 | Zanana Hospital Ajmer Medical Collage Hospital | Radiant Heat Warmer | MODEL NOT AVAILABLE | 3000236281 | Functional | Others
2110 | Govt Hospitls Sriganganagar Dh | Blood Cell Counter - 5 part | Horiba ABX Pentra 60 | 401PCP4352 | Functional | Horiba India Pvt Ltd
2111 | Rbm Hospital Bharatpur Dh | Dental X-ray unit | Model Not Available | 2000003811 | Functional | Others
2112 | Jln Central Store Medical College | Hot Air Oven | Model not available | 1035 | Functional | Others
2113 | Zanana Hospital Ajmer Medical Collage Hospital | Radiant Heat Warmer | Model Not Available | 2000033657 | Functional | A K Surgicals
2114 | New Govt Medical College Kota | Anesthesia Machine | MODEL NOT AVAILABLE | 3000055095 | Functional | Others
2115 | Jln Central Store Medical College | Suction Machine | SURGIX | 2000033587 | Functional | Others
2116 | Rbm Hospital Bharatpur Dh | Pulse Oxymeter | Model Not Available | 325 | Functional | Clarity Medical Pvt Ltd
2117 | Rbm Hospital Bharatpur Dh | Pulse Oxymeter | Model 900 | 3000086057 | Functional | Others
2118 | Zanana Hospital Ajmer Medical Collage Hospital | Radiant Heat Warmer | Model Not Available | NR4004/106/09 | Functional | Zeal Medical Pvt Ltd
2119 | Kadera Chc | Phototherepy Unit | Meditrin - Digital Bilitimer Phototherapy | RHW2101A/0913/115 | Functional | Others
2120 | District Hospital Sattelite , Bikaner Dh | Defibrillator with Cardiac Monitor | Schiller - Defigard 400 | J13C201 | Functional | Cmho Supply
2121 | Zanana Hospital Ajmer Medical Collage Hospital | Radiant Heat Warmer | Model Not Available | 2000033746 | Functional | A K Surgicals
2122 | Kawantia Hospital Dh | 25 KVA Diesel Generator Set | Mahindra Powerol 4375GM | 1025065 | Functional | Others
2123 | Kawantia Hospital Dh | 2.0 Ton Split Air Conditioner | Voltas - 243 DX | 4551037C08F016474 | Functional | Others
2124 | Lawan Chc | Syringe Needle Destroyer | Nulife - Dots | 716026 | Functional | Cmho Supply
2125 | Jawaja Chc | 60mA X-Ray Machine | Model not available | CT95637 | Functional | Others
2126 | Parbatsar Chc | Centrifuge Machine ( 6 Tube ) | REMI - C 854/6 | 2000028445 | Functional | Others
2127 | Bajwas Chc | SPHYGMOMANOMETER(BP APPRATUS-Digital) | Model Not Available | 2000036150 | Functional | Others
2128 | Kuchera Chc | Semi Automated Chemistry Analyzer | Model not Available | FO-4736LG | Functional | Others
2129 | Nawa Chc | Blood Cell Counter - 3 part | Model not available | 2000028352 | Functional | Others
2130 | Sarwar Chc | Suction Machine | Model Not Available | 2000033204 | Functional | Others
2131 | Parbatsar Chc | O.T. Light Single Dome | MODEL NOT AVAILABLE | 2000036040 | Functional | Others
2132 | Nawa Chc | Pulse Oxymeter | Model Not Available | 2000028376 | Functional | Others
2133 | Kuchera Chc | Instrument Sterilizer | Model Not Available | 2000036595 | Functional | Others
2134 | Rbm Hospital Bharatpur Dh | Syringe Infusion Pump | Model not available | 2000003804 | Functional | Others
2135 | Rbm Hospital Bharatpur Dh | Syringe Infusion Pump | Model not available | 2000003806 | Functional | Others
2136 | New Govt Medical College Kota | Anesthesia Machine | MODEL NOT AVAILABLE | 30000130028 | Functional | Others
2137 | Kadera Chc | Monocular Microscope | Model not available | 12M122 | Functional | Others
2138 | Sawar Chc | Incubator | MODEL NOT AVAILABLE | 2000033844 | Functional | Others
2139 | New Govt Medical College Kota | O.T. Light Double Dome | MODEL NOT AVAILABLE | 3000055084 | Functional | Others
2140 | Rbm Hospital Bharatpur Dh | Binocular Microscope | Model Not Available | 2000003208 | Functional | Others
2141 | Zanana Hospital Ajmer Medical Collage Hospital | Radiant Heat Warmer | Model Not Available | 2000033745 | Functional | A K Surgicals
2142 | Kundera Chc Sawai Madhopur | SPHYGMOMANOMETER(BP APPRATUS) | MODEL NOT AVAILABLE | 98134474 | Functional | Cmho Supply
2143 | Malsisar Chc | Instrument Sterilizer | Model Not Available | 2000019378 | Functional | Cmho Supply
2144 | Barodamav Chc | Syringe Needle Destroyer | Microsil ND 20 | 2000021352 | Functional | Linco Scientific Instruments And Chemicals (P) Ltd
2145 | Malakhera Chc | Radiant Heat Warmer | Meditrin - Heat Warmer | NRHMWM09/37 | Functional | Meditrin Instruments
2146 | Malakhera Chc | Instrument Sterilizer | Model Not Available | 2000021262 | Functional | Others
2147 | Rol Phc | Hemoglobin meter | Model Not Available | 2000036497 | Functional | Others
2148 | Parbatsar Chc | Hemoglobin meter | Model Not Available | 1343813230 | Functional | Hemocue India
2149 | Bager Chc | Hot Air Oven | Model not available | 2000019230 | Functional | Others
2150 | Idwa Chc | SPHYGMOMANOMETER(BP APPRATUS) | MODEL NOT AVAILABLE | 2000036228 | Functional | Ajay Optical India
2151 | Jayal Chc | Oxygen Concentrator | Model Not Available | 2000030305 | Functional | Others
2152 | Sarwar Chc | Syringe Needle Destroyer | Model not available | 2000033217 | Functional | Others
2153 | Bager Chc | Incubator | MODEL NOT AVAILABLE | 2000019231 | Functional | Others
2154 | Parbatsar Chc | Hemoglobin meter | Model Not Available | 2000036031 | Functional | Others
2155 | Parbatsar Chc | 100mA X-Ray Machine | Allengers - 100R | 2000036032 | Functional | Allengers Medical Systems Ltd
2156 | Gov. Hospital, Sujangarh Sdh | Pulse Oxymeter | Model Not Available | 1920200042 | Functional | Rhsdp Supply
2157 | Gov. Hospital, Sujangarh Sdh | Suction Machine | Model Not Available | 3000129007 | Functional | Rhsdp Supply
2158 | Parbatsar Chc | Labour Table | Model Not Available | 2000036048 | Functional | Others
2159 | Parbatsar Chc | Autoclave | Model not available | 5329 | Functional | Others
2160 | Kuchera Chc | Hemoglobin meter | Model Not Available | 2000036589 | Functional | Others
2161 | Kadera Chc | Syringe Needle Destroyer | Model not available | ES1011305C019 | Functional | Others
2162 | Rbm Hospital Bharatpur Dh | Intensive Care Bed | Janak | 640 | Functional | Maestros Mediline Systems Limited
2163 | Sawar Chc | Blood Cell Counter - 3 part | Horiba - ABX Micros ES 60 | 2000033811 | Functional | Others
2164 | Sarwar Chc | Baby Weighing Machine | Model Not Available | 542197 | Functional | Others
2165 | Sarwar Chc | Autoclave | Model not available | 21A36 | Not in use | Others
2166 | Sarwar Chc | O.T. Light Single Dome | MODEL NOT AVAILABLE | 2000033200 | Not in use | Others
2167 | Kuchera Chc | Hot Air Oven | Model not available | 2000036594 | Functional | Others
2168 | Kawantia Hospital Dh | Fetal Doppler | ND - 102 | 124 | Functional | Others
2169 | Kawantia Hospital Dh | 1.5 Ton Split Air Conditioner | Voltas - 185 CY | 123456 | Functional | Others
2170 | Kawantia Hospital Dh | 1.5 Ton Split Air Conditioner | Blue Star - 5HW18ZB | 123 | Functional | Others
2171 | Viratnagar Chc | Instrument Sterilizer | Model Not Available | 2000022511 | Functional | Others
2172 | Nawa Chc | SPHYGMOMANOMETER(BP APPRATUS) | MODEL NOT AVAILABLE | 2000028124 | Non Functional Not Repairable | Others
2173 | Rupangarh Chc | Radiant Heat Warmer | Model Not Available | 49009 | Functional | Others
2174 | Nawa Chc | 100mA X-Ray Machine | HI VAC | 3000125780 | Functional | Others
2175 | Kadera Chc | SPHYGMOMANOMETER(BP APPRATUS) | MODEL NOT AVAILABLE | 2000033717 | Functional | Others
2176 | Kadera Chc | SPHYGMOMANOMETER(BP APPRATUS) | Model not available | M014E002823 | Functional | Schiller Healthcare India Pvt Ltd
2177 | Arain Chc | SPHYGMOMANOMETER(BP APPRATUS) | MODEL NOT AVAILABLE | 3000049295 | Functional | Others
2178 | Rol Phc | Semi Automated Chemistry Analyzer | Star 50 ( L and T ) | A09SE00022 | Functional | Larsen And Tourbo Ltd
2179 | Jln Central Store Medical College | Suction Machine | Supreme Plus | 2000033234 | Functional | Others
2180 | Bajwas Chc | Weighing Machine | MODEL NOT AVAILABLE | 2000036143 | Functional | Emco Meditek Pvt Ltd
2181 | Rampura District Hospitalkota Dh | Radiant Heat Warmer | Zeal - RHW 2101A | RHW2101A/13/1681 | Functional | Zeal Medical Pvt Ltd
2182 | New Govt Medical College Kota | Freezes | MODEL NOT AVAILABLE | 3000055189 | Functional | Others
2183 | Govt Hospitls Sriganganagar Dh | 500mA X-Ray Machine | Model not available | 3000048177 | Functional | Siemens Limited
2184 | Satellite Hospital Adarsh Nagar Ajmer | Binocular Microscope | Model Not Available | 2000033553 | Functional | Others
2185 | Jln Central Store Medical College | Syringe Infusion Pump | SIMTEK - Infutek 405 | 2707104.5AJ02 | Functional | Simtek Medico Systems Pvt Ltd
2186 | J.K.Loan Hospital, Kota | Phototherepy Unit | MODEL NOT AVAILABLE | 3000046829 | Non Functional Not Repairable | Others
2187 | J.K.Loan Hospital, Kota | Pulse Oxymeter | Model Not Available | C13[A6085 | Functional | Others
2188 | J.K.Loan Hospital, Kota | Radiant Heat Warmer | Model Not Available | 3000046831 | Functional | Meditrin Instruments
2189 | Jln Central Store Medical College | ECG Machine (Single Channel) | Medicaid - Cardio Fax | 5ET11503 | Functional | Medicaid Systems
2190 | Govt Hospitls Sriganganagar Dh | ECG Machine (Six Channel ) | BPL - Cardiart 8408 | 0732101A | Functional | Bpl Medical Technologies
2191 | New Govt Medical College Kota | Syringe Needle Destroyer | Model not available | 3000055130 | Functional | Others
2192 | Rol Phc | Baby Weighing Machine | Model Not Available | 2000036522 | Functional | Docbel Group Of Industries
2193 | District Hospital Sattelite , Bikaner Dh | ELECTRIC OT TABLE | MODEL NOT AVAILABLE | 2000030735 | Functional | Rhsdp Supply
2194 | J.K.Loan Hospital, Kota | Syringe Infusion Pump | SIMTEK - Infutek 405 | R8021345EX1A502 | Functional | Simtek Medico Systems Pvt Ltd
2195 | Jln Central Store Medical College | ECG Machine (Twelve Channel ) | BPL - Cardiart 8108R | 2000033564 | Functional | Bpl Medical Technologies
2196 | New Govt Medical College Kota | Weighing Machine | MODEL NOT AVAILABLE | 3000055108 | Functional | Others
2197 | Kadera Chc | 300mA X-Ray Machine | Model not available | 2000034506 | Functional | Others
2198 | District Hospital Sattelite , Bikaner Dh | Autoclave | Bhasin Sons | 2000030740 | Functional | Rhsdp Supply
2199 | Jln Central Store Medical College | Suction Machine | SURGIX | 2000033567 | Functional | Anand Surgical Industries (India)
2200 | New Govt Medical College Kota | Freezes | MODEL NOT AVAILABLE | 3000055126 | Not in use | Others
2201 | Rbm Hospital Bharatpur Dh | Ventilator | Model not available | 9100729 | Functional | Vestfrost Solutions
2202 | District Hospital Sattelite , Bikaner Dh | Binocular Microscope | AMT 5A | 2000030661 | Functional | Cmho Supply
2203 | New Govt Medical College Kota | Syringe Needle Destroyer | Model not available | 3000055115 | Functional | Others
2204 | Jln Central Store Medical College | Syringe Needle Destroyer | Nulife - Dots | NBSD071-8936 | Functional | Others
2205 | Rbm Hospital Bharatpur Dh | Instrument Sterilizer | Model Not Available | 3000086041 | Functional | Others
2206 | Zanana Hospital Ajmer Medical Collage Hospital | Radiant Heat Warmer | Model Not Available | 2000033731 | Functional | A K Surgicals
2207 | Rbm Hospital Bharatpur Dh | Instrument Sterilizer | Model Not Available | 3000086044 | Functional | Others
2208 | J.K.Loan Hospital, Kota | Pulse Oxymeter | Comet - P (L and T) | C13BA6068 | Non Functional Not Repairable | Others
2209 | Dh Hanumangarh Town Dh | Syringe Needle Destroyer | Model not available | 2000031676 | Functional | Others
2210 | New Govt Medical College Kota | Anesthesia Machine | MODEL NOT AVAILABLE | ASCJ0267 | Functional | Others
2211 | New Govt Medical College Kota | Suction Machine | Model Not Available | 3000055069 | Functional | Others
2212 | New Govt Medical College Kota | C R System | Model not available | 3000055222 | Functional | Others
2213 | Zanana Hospital Ajmer Medical Collage Hospital | Radiant Heat Warmer | Model Not Available | 2000033741 | Functional | A K Surgicals
2214 | New Govt Medical College Kota | Multi-Para Monitor | Model not available | 158487217 | Functional | Others
2215 | J.K.Loan Hospital, Kota | Pulse Oxymeter | Comet - P (L and T) | C13PA6064 | Non Functional Not Repairable | Larsen And Tourbo Ltd
2216 | New Govt Medical College Kota | SPHYGMOMANOMETER(BP APPRATUS) | MODEL NOT AVAILABLE | 30000121126 | Functional | Others
2217 | District Hospital Sattelite , Bikaner Dh | Centrifuge Machine ( 4 Tube ) | Remi 4C | CFLG | Functional | Remi Electrotechnik Ltd
2218 | Dudu Chc | Binocular Microscope | Redical - RLX 48 | 24956 | Functional | Cmho Supply
2219 | Manoharpura Chc | Radiant Heat Warmer | Model Not Available | 2000022731 | Functional | Cmho Supply
2220 | Radawas Phc | SPHYGMOMANOMETER(BP APPRATUS) | MODEL NOT AVAILABLE | 2000022684 | Functional | Emco Meditek Pvt Ltd
2221 | Kawantia Hospital Dh | Water Bath | Model not available | 0 | Functional | Metro Traiding Corporation
2222 | Bagru Chc | Semi Automated Chemistry Analyzer | Model not Available | 7597 | Functional | Awarness Technologies
2223 | Ramgarh Chc Alwar | Instrument Sterilizer | Model Not Available | 2000021313 | Functional | Rhsdp Supply
2224 | Bagru Chc | Autoclave | Model not available | 582110 | Functional | Cmho Supply
2225 | Lawan Chc | Instrument Sterilizer | Model Not Available | 226 | Functional | Others
2226 | Sikandara Chc | Binocular Microscope | Labomed - Vision 2000 | 130560193 | Functional | Others
2227 | Kadera Chc | SPHYGMOMANOMETER(BP APPRATUS) | MODEL NOT AVAILABLE | 2000033724 | Functional | Others
2228 | Jawaja Chc | FOGGING MACHINE | MODEL NOT AVAILABLE | 49052 | Functional | Others
2229 | Govt Hospitls Sriganganagar Dh | Freezes | MODEL NOT AVAILABLE | 3000048134 | Functional | Others
2230 | Kadera Chc | 500mA X-Ray Machine | GME - GMHF 50 | SRZK1404XRHA017 | Functional | Others
2231 | Kuchera Chc | Syringe Needle Destroyer | Model not available | 2000036607 | Functional | Others
2232 | J.K.Loan Hospital, Kota | Syringe Infusion Pump | SIMTEK - Infutek 405 | 210212245AJ03 | Functional | Simtek Medico Systems Pvt Ltd
2233 | Zanana Hospital Ajmer Medical Collage Hospital | Phototherepy Unit | Meditrin - Digital Bilitimer Phototherapy | 2000033751 | Functional | Others
2234 | Rbm Hospital Bharatpur Dh | Instrument Sterilizer | Model Not Available | 3000086040 | Functional | Others
2235 | Rbm Hospital Bharatpur Dh | Nebulizer | Aero | 3000086048 | Functional | Others
2236 | Bager Chc | Semi Automated Chemistry Analyzer | 3300 | 6615 | Functional | Recorders And Medicaresystems Pvt Ltd
2237 | Jln Central Store Medical College | Syringe Infusion Pump | EMCO - INFUSOR 850 | 608376 | Functional | Emco Meditek Pvt Ltd
2238 | Zanana Hospital Ajmer Medical Collage Hospital | Radiant Heat Warmer | Model Not Available | 2000033735 | Functional | A K Surgicals
2239 | J.K.Loan Hospital, Kota | Syringe Infusion Pump | SIMTEK - Infutek 405 | 14021345EX1SE06 | Non Functional Not Repairable | Simtek Medico Systems Pvt Ltd
2240 | District Hospital Sattelite , Bikaner Dh | Fully Automated Clinical Chemistry Analyzer | Randox - RX IMOLA | 2000030656 | Functional | Randox Laboratories ( India ) Pvt Ltd
2241 | New Govt Medical College Kota | Defibrillator | Model Not Available | US00597141 | Functional | Others
2242 | Rbm Hospital Bharatpur Dh | Hydraulic Operation Table | MODEL NOT AVAILABLE | 3000086037 | Functional | Others
2243 | New Govt Medical College Kota | Radiant Heat Warmer | Model Not Available | 30000130001 | Non Functional Not Repairable | Others
2244 | New Govt Medical College Kota | O.T. Light Single Dome | MODEL NOT AVAILABLE | 2108 | Functional | Others
2245 | Kadera Chc | ELISA READR WITH WASHER | RT 2100C AND RT 2600C | 461508020E | Functional | Others
2246 | Sawar Chc | Monocular Microscope | Model not available | 3609 | Functional | Others
2247 | Kadera Chc | Hot Air Oven | Model not available | 1163 | Functional | Others
2248 | Rbm Hospital Bharatpur Dh | Water Bath | Elite | 2000003828 | Functional | Elite Scientific Corporation
2249 | Kuchera Chc | Weighing Machine | MODEL NOT AVAILABLE | 2000036601 | Functional | Others
2250 | New Govt Medical College Kota | Blood Bank Refrigerator | Model not available | 3000055083 | Functional | Others
2251 | Kadera Chc | Blood Cell Counter - 3 part | Horiba - ABX Micros ES 60 | 305E56H05579 | Functional | Others
2252 | Parbatsar Chc | Operating Microscope | Model Not Available | 6635301128 | Functional | Others
2253 | Rbm Hospital Bharatpur Dh | Semi Automated Chemistry Analyzer | Model not Available | 330413228 | Functional | Others
2254 | Kadera Chc | Incubator | MODEL NOT AVAILABLE | 07l3321 | Functional | Others
2255 | New Govt Medical College Kota | Dental Drill Machine-Hand Piece | Model not available | 30000130033 | Functional | Others
2256 | Sawar Chc | 300mA X-Ray Machine | Model not available | 2000033847 | Functional | Toshiba Medical Systems
2257 | Kadera Chc | 100mA X-Ray Machine | Model not available | 2k8132 | Functional | Others
2258 | Rbm Hospital Bharatpur Dh | Incubator | MODEL NOT AVAILABLE | 2000003832 | Functional | Others
2259 | Sawa Chc | Monocular Microscope | Model not available | 2000033854 | Functional | Others
2260 | Rbm Hospital Bharatpur Dh | Semi Automated Chemistry Analyzer | Model not Available | 2000003013 | Functional | Others
2261 | Rbm Hospital Bharatpur Dh | VDRL Rotator (Rotor and Shaker) | Model Not Available | 2000003014 | Functional | Others
2262 | Sawar Chc | 100mA X-Ray Machine | Model Not Available | 3000122725 | Functional | Others
2263 | Sawar Chc | HUMIDIFIER | ALPHA | 2000033849 | Functional | Siemens Limited
2264 | Kuchera Chc | Autoclave | Reico | 2000036603 | Functional | Reliance Instruments Corporation
2265 | Kuchera Chc | Hydraulic Operation Table | Surgicoin | 2000036602 | Functional | Surgicoin Medequip Pvt Ltd
2266 | District Hospital Sattelite , Bikaner Dh | Spot Light ( Portable ) | Model Not Available | 2000030746 | Functional | Others
2267 | Jln Central Store Medical College | Suction Machine | Supreme Plus | 20000235 | Functional | Suprime Enterprises
2268 | Rbm Hospital Bharatpur Dh | ECG Machine (Single Channel) | Cardio Min 2K | 314036 | Functional | Medicaid Systems
2269 | Kawantia Hospital Dh | Dental Chair Unit | SUZY | szd/r.h.s/15/2006 | Functional | Suz Dent ( India ) Pvt Ltd
2270 | Kawantia Hospital Dh | Ventilator | VersaMed iVent 201 | IV19513 | Functional | Carewell Medical Systems - Chandigarh
2271 | Thanagazi Chc | Centrifuge Machine ( 8 Tube) | REMI - R4C | DPLC2911 | Functional | Remi Electrotechnik Ltd
2272 | Viratnagar Chc | VDRL Rotator (Rotor and Shaker) | Yorco - YSI 148 | 2000022456 | Functional | York Scientific Industries Pvt Ltd
2273 | Viratnagar Chc | Oxygen Concentrator | BPL - OG 4203 | AXTCOB4880 | Functional | Cmho Supply
2274 | Satellite Hospital Adarsh Nagar Ajmer | Operating Microscope | Model Not Available | 609141 | Functional | Others
2275 | J.K.Loan Hospital, Kota | Pulse Oxymeter | Model Not Available | 3000046717 | Functional | Medicaid Systems
2276 | Satellite Hospital Adarsh Nagar Ajmer | Autoclave | Model not available | M204011 | Functional | Others
2277 | J.K.Loan Hospital, Kota | Syringe Infusion Pump | SIMTEK - Infutek 405 | 190213460 | Functional | Simtek Medico Systems Pvt Ltd
2278 | New Govt Medical College Kota | Nebulizer | Aero | 130271 | Not in use | Others
2279 | Rampura District Hospitalkota Dh | Suction Machine | Model Not Available | 3000046972 | Functional | Others
2280 | Satellite Hospital Adarsh Nagar Ajmer | Freezes | MODEL NOT AVAILABLE | 1212030664 | Functional | Others
2281 | J.K.Loan Hospital, Kota | Semi Automated Chemistry Analyzer | CHEM 5 PLUS | N140148 | Functional | Erba Diagnostics
2282 | Jln Central Store Medical College | ECG Machine (Three Channel ) | Medicaid - CardioFax 3R | 215043 | Functional | Anand Surgical Industries (India)
2283 | New Govt Medical College Kota | Multi-Para Monitor | Model not available | 201204C002 | Not in use | Others
2284 | J.K.Loan Hospital, Kota | Radiant Heat Warmer | Model Not Available | 1108259 | Non Functional Not Repairable | Zeal Medical Pvt Ltd
2285 | Rampura District Hospitalkota Dh | SPHYGMOMANOMETER(BP APPRATUS) | Model Not Available | 3000088346 | Functional | Others
2286 | Jln Central Store Medical College | Incubator | MODEL NOT AVAILABLE | 2000032215 | Functional | Others
2287 | Govt Hospitls Sriganganagar Dh | ECG Machine (Single Channel) | BPL - Cardiart 108T | 3000048185 | Functional | Bpl Medical Technologies
2288 | J.K.Loan Hospital, Kota | Radiant Heat Warmer | Model Not Available | 3000046834 | Functional | Meditrin Instruments
2289 | Jln Central Store Medical College | ECG Machine (Single Channel) | BPL - Cardiart 108T | CGMG8D6759 | Functional | Bpl Medical Technologies
2290 | Bilali Phc | Weighing Machine | Victoria DX | 2000021581 | Functional | Crown Digital Scales Inc
2291 | New Govt Medical College Kota | O.T. Light Single Dome | MODEL NOT AVAILABLE | 3000055129 | Functional | Others
2292 | New Govt Medical College Kota | Centrifuge Machine (24 Tubes) | Model no available | 3000055266 | Functional | Others
2293 | Rampura District Hospitalkota Dh | Freezes | MODEL NOT AVAILABLE | 3000046974 | Functional | Others
2294 | J.K.Loan Hospital, Kota | Electrolyte Analyzer | Model not available | ST-1416 | Functional | Others
2295 | Degana Chc | Anesthesia Machine | Allied | 2000028755 | Functional | Others
2296 | Bajwas Chc | Hydraulic Operation Table | MODEL NOT AVAILABLE | 200003009 | Functional | Others
2297 | Surjagarh Chc | O.T. Light Double Dome | MODEL NOT AVAILABLE | 3000129001 | Functional | Others
2298 | Parbatsar Chc | Hot Air Oven | Model not available | 2000028446 | Functional | Deepak Enterprises
2299 | Parbatsar Chc | Syringe Needle Destroyer | Microsil - ND350 | 6776 | Functional | Others
2300 | Kadera Chc | Centrifuge Machine ( 8 Tube) | Model Not Available | 2000034530 | Functional | Others
2301 | Govt Hospitls Sriganganagar Dh | Hot Air Oven | Elite | 300004812 | Functional | Elite Scientific Corporation
2302 | Satellite Hospital Adarsh Nagar Ajmer | Ice lined refrigerator | HBD-116 | BE0581E010B29910016 | Functional | Others
2303 | Zanana Hospital Ajmer Medical Collage Hospital | Phototherepy Unit | Meditrin - Digital Bilitimer Phototherapy | 2000033660 | Functional | Others
2304 | Rbm Hospital Bharatpur Dh | Cautry Machine | Model Not Available | 3000086035 | Functional | Others
2305 | Dh Hanumangarh Town Dh | Shortwave Diathermy | MODEL NOT AVAILABLE | 2000031988 | Functional | Others
2306 | Rbm Hospital Bharatpur Dh | ELECTRIC OT TABLE | MODEL NOT AVAILABLE | 3000086038 | Functional | Others
2307 | Satellite Hospital Adarsh Nagar Ajmer | Freezes | MODEL NOT AVAILABLE | 1212090664 | Functional | Others
2308 | Jln Central Store Medical College | Syringe Infusion Pump | Model not available | 177705 | Functional | Others
2309 | New Govt Medical College Kota | Baby Weighing Machine | Crown | 3000055144 | Functional | Others
2310 | Govt Hospitls Sriganganagar Dh | O.T. Light Single Dome | MODEL NOT AVAILABLE | 3000048276 | Functional | Cognate India
2311 | Dh Hanumangarh Town Dh | Shortwave Diathermy | MODEL NOT AVAILABLE | 2000031983 | Functional | Others
2312 | New Govt Medical College Kota | Radiant Heat Warmer | Model Not Available | 3000055143 | Functional | Others
2313 | Govt Hospitls Sriganganagar Dh | Anesthesia Machine | MODEL NOT AVAILABLE | 3000048278 | Functional | Others
2314 | J.K.Loan Hospital, Kota | Pulse Oxymeter | Comet - P (L and T) | C13PA6081 | Functional | Others
2315 | District Hospital Sattelite , Bikaner Dh | Radiant Heat Warmer | Zeal - RHW 2101A | RHW2101A/1113/2576 | Functional | Zeal Medical Pvt Ltd
2316 | Rbm Hospital Bharatpur Dh | Multi-Para Monitor | Model not available | 3000086030 | Functional | Others
2317 | Rbm Hospital Bharatpur Dh | Pulse Oxymeter | Model Not Available | 3000086031 | Functional | Bpl Medical Technologies
2318 | J.K.Loan Hospital, Kota | Oxygen Concentrator | Model Not Available | 3000046675 | Functional | Others
2319 | Rbm Hospital Bharatpur Dh | Suction Machine | Meditrin - Heat Warmer | NRHM/WM09/7 | Non Functional Not Repairable | Meditrin Instruments
2320 | J.K.Loan Hospital, Kota | Ventilator | Philips - Ventilator | ASED/0126 | Functional | Others
2321 | Viratnagar Chc | Pulse Oxymeter | Model Not Available | EA07C01036 | Functional | Rhsdp Supply
2322 | Kharandi Phc | Glucometer | Model not available | 3000081164 | Functional | Omron Health Care
2323 | Ramgarh Chc Alwar | Centrifuge Machine ( 4 Tube ) | MODEL NOT AVAILABLE | 3000236486 | Functional | Cmho Supply
2324 | Akbarpur Chc | Freezes | MODEL NOT AVAILABLE | 2000021166 | Functional | Electro Pvt Ltd Hydrabad
2325 | Kundal Phc | SPHYGMOMANOMETER(BP APPRATUS) | MODEL NOT AVAILABLE | 266208 | Non Functional Not Repairable | Others
2326 | Kundal Phc | SPHYGMOMANOMETER(BP APPRATUS) | MODEL NOT AVAILABLE | 28016 | Non Functional Not Repairable | Bayer Diagnostics
2327 | Arniya Phc | Freezes | MODEL NOT AVAILABLE | 3000081309 | Functional | Others
2328 | Kundal Phc | Syringe Needle Destroyer | Model not available | 3000081037 | Functional | Cmho Supply
2329 | District Hospital Dausa Dh | SPHYGMOMANOMETER(BP APPRATUS) | MODEL NOT AVAILABLE | 58883109 | Functional | Others
2330 | District Hospital Dausa Dh | SPHYGMOMANOMETER(BP APPRATUS) | Medicaid - CardioFax 3R | E10440709 | Functional | Cmho Supply
2331 | District Hospital Dausa Dh | ELISA Reader | Model not available | 45/527018E | Functional | Rayto Life And Analytical Sciences Co Ltd
2332 | District Hospital Dausa Dh | Ultra Sonography (USG) & Colour Dopler Machine | Model not available | 8199DT | Functional | Others
2333 | District Hospital Dausa Dh | Centrifuge Machine ( 16 Tube ) | Model not available | 3000081426 | Functional | Others
2334 | District Hospital Dausa Dh | Binocular Microscope | RSL - 4B | 25832 | Functional | Radical Scientific Instruments Pvt Ltd
2335 | District Hospital Dausa Dh | SPHYGMOMANOMETER(BP APPRATUS) | MODEL NOT AVAILABLE | 763 | Functional | Others
2336 | District Hospital Dausa Dh | 100mA X-Ray Machine | Allengers - MARS 3.5 | 2K100830526 | Functional | Allengers Medical Systems Ltd
2337 | District Hospital Dausa Dh | Binocular Microscope | Model Not Available | 25832 | Functional | Others
2338 | District Hospital Dausa Dh | Binocular Microscope | Model Not Available | 49751 | Functional | Labomed
2339 | District Hospital Dausa Dh | Ice lined refrigerator | Model Not Available | 3010700081450 | Functional | Others
2340 | District Hospital Dausa Dh | Multi-Para Monitor | Model not available | 3000081501 | Functional | Schiller Healthcare India Pvt Ltd
2341 | Rarah Chc | Centrifuge Machine ( 8 Tube) | REMI - R 8C | HHLC12213 | Functional | Others
2342 | Rarah Chc | Water Bath | Model not available | 1314649 | Functional | York Scientific Industries Pvt Ltd
2343 | District Hospital Dausa Dh | Centrifuge Machine ( 4 Tube ) | Model not available | 150 | Functional | Others
2344 | New Govt Medical College Kota | Anesthesia Machine | MODEL NOT AVAILABLE | 3000055076 | Functional | Others
2345 | New Govt Medical College Kota | CTMT Machine | RMS | 3000055210 | Functional | Others
2346 | Merta City Chc | Baby Weighing Machine | Model Not Available | 2000028902 | Non Functional Not Repairable | Others
2347 | Govt Hospitls Sriganganagar Dh | Fully Automated Clinical Chemistry Analyzer | Transasia - ERBA XL 300 | 30086 | Functional | Others
2348 | Rbm Hospital Bharatpur Dh | Multi-Para Monitor | Model not available | 3000086058 | Functional | Others
2349 | Bager Chc | Centrifuge Machine ( 8 Tube) | REMI - R4C | 5430 | Functional | Zeal Medical Pvt Ltd
2350 | District Hospital Sattelite , Bikaner Dh | ELECTRIC OT TABLE | MODEL NOT AVAILABLE | 2000030729 | Functional | Others
2351 | Sawar Chc | SPHYGMOMANOMETER(BP APPRATUS) | MODEL NOT AVAILABLE | 3000085759 | Functional | Bhaseen Health Products Pvt Ltd
2352 | Jln Central Store Medical College | Pulse Oxymeter | Model Not Available | 111S-091-0558 | Functional | Schiller Healthcare India Pvt Ltd
2353 | New Govt Medical College Kota | SPHYGMOMANOMETER(BP APPRATUS) | MODEL NOT AVAILABLE | 14502385 | Functional | Others
2354 | Jln Central Store Medical College | Instrument Sterilizer | Model Not Available | 2000033570 | Functional | Others
2355 | Govt Hospitls Sriganganagar Dh | Anesthesia Machine | MODEL NOT AVAILABLE | 3000048135 | Functional | Others
2356 | New Govt Medical College Kota | Suction Machine | Model Not Available | 3000055091 | Functional | Others
2357 | J.K.Loan Hospital, Kota | Suction Machine | Model Not Available | 3000046780 | Functional | Others
2358 | District Hospital Sattelite , Bikaner Dh | Blood Cell Counter - 3 part | Horiba - ABX Micros ES 60 | 309ESOH06442 | Functional | Horiba India Pvt Ltd
2359 | New Govt Medical College Kota | O.T. Light Single Dome | MODEL NOT AVAILABLE | 3000055071 | Functional | Others
2360 | Jln Central Store Medical College | Suction Machine | SURGIX | 188-59 | Functional | Anand Surgical Industries (India)
2361 | J.K.Loan Hospital, Kota | Phototherepy Unit | CPC - STAT FAX 3300 | 7600 | Functional | Cpc Diagnostics Pvt Ltd
2362 | New Govt Medical College Kota | O.T. Light Single Dome | MODEL NOT AVAILABLE | 3000055116 | Functional | Others
2363 | J.K.Loan Hospital, Kota | Radiant Heat Warmer | Model Not Available | 26313 | Non Functional Not Repairable | Others
2364 | District Hospital Sattelite , Bikaner Dh | Suction Machine | Model Not Available | 2000030731 | Functional | Others
2365 | New Govt Medical College Kota | O.T. Light Single Dome | MODEL NOT AVAILABLE | 3000055114 | Functional | Others
2366 | Zanana Hospital Ajmer Medical Collage Hospital | Radiant Heat Warmer | Model Not Available | 2000033730 | Functional | A K Surgicals
2367 | J.K.Loan Hospital, Kota | Instrument Sterilizer | Model Not Available | 3000046784 | Non Functional Not Repairable | Meditrin Instruments
2368 | Jln Central Store Medical College | Pulse Oxymeter | Model Not Available | 2000032084 | Functional | Emco Meditek Pvt Ltd
2369 | J.K.Loan Hospital, Kota | 300mA X-Ray Machine | Model not available | 2K1103031/11 | Functional | Allengers Medical Systems Ltd
2370 | Kawantia Hospital Dh | Dental X-Ray Machine | GME - Dentex 7008/1.5 | MARS3.5/SBM | Functional | Allengers Medical Systems Ltd
2371 | Dudu Chc | Boyles Apparatus | Major | ME | Functional | Donation
2372 | Kharandi Phc | Suction Machine | Model Not Available | 3000081169 | Functional | Cmho Supply
2373 | Ramgarh Chc Alwar | SPHYGMOMANOMETER(BP APPRATUS) | MODEL NOT AVAILABLE | 58825 | Functional | Others
2374 | Nangal Rajawatan Phc | Binocular Microscope | Model Not Available | 3000081146 | Functional | Cmho Supply
2375 | Ramgarh Chc Alwar | Syringe Needle Destroyer | Microsil - ND350 | 6820 | Functional | Others
2376 | Nangal Rajawatan Phc | Centrifuge Machine ( 4 Tube ) | Model not available | 3000081147 | Functional | Metro Traiding Corporation
2377 | Ramgarh Chc Alwar | Hemoglobin meter | Model Not Available | 2000021340 | Functional | Others
2378 | Nimuchana Phc | Syringe Needle Destroyer | Model not available | 2000021585 | Functional | Others
2379 | District Hospital Dausa Dh | FOOT OPERATED SUCTION MACHINE | SU-101 | 12157 | Functional | Niscomed Electro Medical Devices
2380 | Police Dispensary Bharatpur | Freezes | MODEL NOT AVAILABLE | 2000003165 | Functional | Others
2381 | District Hospital Dausa Dh | 100mA X-Ray Machine | Allengers - MARS 3.5 | 2K90803307 | Functional | Allengers Medical Systems Ltd
2382 | Ramgarh Chc Alwar | Phototherepy Unit | Meditrin - Digital Bilitimer Phototherapy | NRHM/PT09/75 | Functional | Others
2383 | Police Dispensary Bharatpur | SPHYGMOMANOMETER(BP APPRATUS) | MODEL NOT AVAILABLE | 2000003163 | Functional | Others
2384 | Shrinagar Chc | Ice lined refrigerator | HBD-116 | BE04G0E0100B08701063 | Functional | Others
2385 | Jawaja Chc | Semi Automated Chemistry Analyzer | 3300 | 33006593 | Functional | Others
2386 | Jawaja Chc | Binocular Microscope | Model Not Available | 234129 | Functional | Others
2387 | Mcwc Bani Park Jaipur | Glucometer | Model not available | 3000087048 | Functional | Others
2388 | Jawaja Chc | STABILIZER | MODEL NOT AVAILABLE | 2000019677 | Non Functional Repairable | Omron Health Care
2389 | Mcwc Bani Park Jaipur | Weighing Machine | MODEL NOT AVAILABLE | 3000087063 | Functional | Others
2390 | Mcwc Gandhi Nagar Jaipur | Centrifuge Machine ( 8 Tube) | Model Not Available | 2000025226 | Functional | Others
2391 | Mcwc Gandhi Nagar Jaipur | SPHYGMOMANOMETER(BP APPRATUS) | MODEL NOT AVAILABLE | 2000025231 | Functional | Others
2392 | Mcwc Gandhi Nagar Jaipur | Weighing Machine | MODEL NOT AVAILABLE | 2000025232 | Functional | Others
2393 | Jawaja Chc | Anesthesia Machine | MODEL NOT AVAILABLE | 2315122 | Functional | Others
2394 | Ramgarh Chc Alwar | Weighing Machine | MODEL NOT AVAILABLE | 3000236485 | Functional | Cmho Supply
2395 | Nangal Rajawatan Phc | Ice lined refrigerator | MK - 142 | 25018619 | Functional | Vestfrost Solutions
2396 | Bdm Hospital Kotputali Sdh | Semi Automated Chemistry Analyzer | CHEM 5 PLUS | 61012 | Functional | Rhsdp Supply
2397 | Tatgarh Chc | Instrument Sterilizer | Model Not Available | AE077009 | Functional | Others
2398 | Shrinagar Chc | Spot Light ( Portable ) | Model Not Available | 200002188 | Functional | Others
2399 | Bdm Hospital Kotputali Sdh | ELISA Washer | Model not available | 2000022123 | Functional | Others
2400 | Nogawa Phc | Weighing Machine | MODEL NOT AVAILABLE | 2000021383 | Functional | Others
2401 | Mandrela Chc | Syringe Needle Destroyer | Microsil - ND350 | 6239 | Functional | Others
2402 | Bdm Hospital Kotputali Sdh | Suction Machine | Bhasin Sons | 2000022056 | Functional | Rhsdp Supply
2403 | Nawa Chc | Pulse Oxymeter | Model Not Available | 2000028366 | Functional | Others
2404 | Idwa Chc | SPHYGMOMANOMETER(BP APPRATUS) | MODEL NOT AVAILABLE | 23536 | Functional | Others
2405 | Bager Chc | Centrifuge Machine ( 8 Tube) | REMI - R4C | 2000019232 | Functional | Others
2406 | Kadera Chc | Syringe Needle Destroyer | Nulife - Dots | 2000034531 | Functional | Others
2407 | New Govt Medical College Kota | Fetal Doppler | FD-300D | 3000055141 | Functional | Others
2408 | Rbm Hospital Bharatpur Dh | Suction Machine | Model Not Available | 2000003195 | Non Functional Repairable | Others
2409 | New Govt Medical College Kota | Syringe Needle Destroyer | Model not available | 3000055139 | Functional | Others
2410 | New Govt Medical College Kota | Fetal Doppler | FD-300D | 3000055138 | Functional | Others
2411 | J.K.Loan Hospital, Kota | Multi-Para Monitor | Model not available | 61DK30076 | Functional | Others
2412 | New Govt Medical College Kota | Fetal Doppler | FD-300D | E10580709 | Functional | Others
2413 | Govt Hospitls Sriganganagar Dh | Suction Machine | Model Not Available | 3000048270 | Functional | Others
2414 | New Govt Medical College Kota | ECG Machine (Single Channel) | Medicaid - Cardio Fax | SETA210709 | Functional | Others
2415 | Kawantia Hospital Dh | Syringe Needle Destroyer | Microsil - ND350 | 8976 | Functional | Linco Scientific Instruments And Chemicals (P) Ltd
2416 | Kawantia Hospital Dh | Syringe Needle Destroyer | Microsil ND 20 | Bhilwara/179-300 | Functional | Linco Scientific Instruments And Chemicals (P) Ltd
2417 | Manoharpura Chc | Syringe Needle Destroyer | Model not available | 2000022713 | Functional | Cmho Supply
2418 | Bilwari Phc | Suction Machine | Model Not Available | 2000022487 | Functional | Cmho Supply
2419 | Bilwari Phc | SPHYGMOMANOMETER(BP APPRATUS) | MODEL NOT AVAILABLE | 2000022482 | Functional | Lifex Medical
2420 | Setellite Hospital Banipark Satellite | Syringe Infusion Pump | SIMTEK - Infutek 405 | 12CI455527 | Functional | Simtek Medico Systems Pvt Ltd
2421 | Sainthal Chc | Blood Bank Refrigerator | Model not available | HBP116 | Functional | Others
2422 | Kharandi Phc | Centrifuge Machine ( 4 Tube ) | MODEL NOT AVAILABLE | 3000236483 | Functional | Cmho Supply
2423 | Ramgarh Chc Alwar | Weighing Machine | Crown | 2000021323 | Functional | Others
2424 | District Hospital Dausa Dh | Baby Weighing Machine | Crown | 3000081469 | Functional | Deepak Enterprises
2425 | Ramgarh Chc Alwar | Syringe Needle Destroyer | Model not available | 2000021327 | Functional | Others
2426 | Nimuchana Phc | Glucometer | Model not available | 2000021587 | Functional | Others
2427 | Police Dispensary Bharatpur | Binocular Microscope | Model Not Available | 2000003160 | Functional | Ajay Optical India
2428 | District Hospital Dausa Dh | Ventilator | Philips - Ventilator | VS3015144 | Functional | Others
2429 | Police Dispensary Bharatpur | Syringe Needle Destroyer | Model not available | 2000003159 | Functional | Others
2430 | Jawaja Chc | Blood Cell Counter - 3 part | Horiba - ABX Micros ES 60 | 305ES0H05578 | Functional | Others
2431 | District Hospital Dausa Dh | Glucometer | Model not available | 4230113340000470 | Functional | Others
2432 | Police Dispensary Bharatpur | Hemoglobin meter | Model Not Available | 2000003162 | Functional | Others
2433 | Mandrela Chc | Incubator | MODEL NOT AVAILABLE | 2000019275 | Functional | Others
2434 | Jawaja Chc | Hemoglobin meter | HB 301 | 49042 | Functional | Others
2435 | Karana Phc | Syringe Needle Destroyer | Nulife - Dots | NBSD0726045 | Functional | Others
2436 | Jawaja Chc | O.T. Light Single Dome | MODEL NOT AVAILABLE | 49049 | Functional | Others
2437 | Mandrela Chc | Centrifuge Machine ( 8 Tube) | Model Not Available | 2000019276 | Functional | Others
2438 | Mandrela Chc | Centrifuge Machine ( 4 Tube ) | Model not available | 2000019277 | Functional | Others
2439 | District Hospital Dausa Dh | Blood Cell Counter - 3 part | Horiba - ABX Micros ES 60 | 3000081376 | Functional | Horiba India Pvt Ltd
2440 | Ramgarh Chc Alwar | SPHYGMOMANOMETER(BP APPRATUS) | MODEL NOT AVAILABLE | 228511 | Functional | Others
2441 | Karana Phc | SPHYGMOMANOMETER(BP APPRATUS) | MODEL NOT AVAILABLE | 61303 | Non Functional Not Repairable | Others
2442 | Karana Phc | STABILIZER | MODEL NOT AVAILABLE | 2000021555 | Non Functional Not Repairable | Others
2443 | Nangal Rajawatan Phc | SPHYGMOMANOMETER(BP APPRATUS) | MODEL NOT AVAILABLE | 931344 | Functional | Others
2444 | Mubarikpur Phc | Weighing Machine | Crown | 2000021395 | Functional | Cmho Supply
2445 | District Hospital Dausa Dh | Hemoglobin meter | Model Not Available | 3000081443 | Functional | Others
2446 | District Hospital Dausa Dh | Dental X-ray unit | DENTAL X RAY | 3000081436 | Functional | Rhsdp Supply
2447 | District Hospital Dausa Dh | ECG Machine (Single Channel) | BPL - Cardiart 108T | AVML0F15931 | Functional | Others
2448 | Shrinagar Chc | Ice lined refrigerator | Model Not Available | 90506341 | Functional | Others
2449 | Rupangarh Chc | ECG Machine (Single Channel) | Medicaid - Cardio Fax | 613365 | Functional | Medicaid Systems
2450 | Bdm Hospital Kotputali Sdh | Hemoglobin meter | Model Not Available | 2000022298 | Functional | Cmho Supply
2451 | Bdm Hospital Kotputali Sdh | 500mA X-Ray Machine | Allengers - AMS 525 | 2K91150119-X | Functional | Rhsdp Supply
2452 | Bilali Phc | Hemoglobin meter | Model Not Available | 2000021574 | Functional | Others
2453 | District Hospital Sattelite , Bikaner Dh | Blood Bank Refrigerator | MF114 | 20071020465 | Functional | Vestfrost Solutions
2454 | New Govt Medical College Kota | Hydraulic Operation Table | MODEL NOT AVAILABLE | 3685 | Functional | Others
2455 | District Hospital Sattelite , Bikaner Dh | Centrifuge Machine ( 8 Tube) | REMI - R4C | EPLC3804 | Functional | Remi Electrotechnik Ltd
2456 | New Govt Medical College Kota | Hydraulic Operation Table | MODEL NOT AVAILABLE | 3000055117 | Functional | Others
2457 | New Govt Medical College Kota | Anesthesia Machine | MODEL NOT AVAILABLE | 3000055067 | Functional | Others
2458 | New Govt Medical College Kota | C R System | Model not available | 3000055221 | Functional | Others
2459 | District Hospital Sattelite , Bikaner Dh | Syringe Needle Destroyer | Nulife - Dots | 28150 | Functional | Mrk Healthcare Pvt Ltd Delhi
2460 | J.K.Loan Hospital, Kota | Pulse Oxymeter | Comet - P (L and T) | 3000046792 | Non Functional Not Repairable | Larsen And Tourbo Ltd
2461 | New Govt Medical College Kota | Pulse Oxymeter | Model Not Available | ASCJ0110 | Functional | Others
2462 | New Govt Medical College Kota | Blood Cell Counter - 5 part | Model not available | 3000055284 | Functional | Others
2463 | New Govt Medical College Kota | Hydraulic Operation Table | MODEL NOT AVAILABLE | 3000055095 | Functional | Others
2464 | New Govt Medical College Kota | Pulse Oxymeter | Model Not Available | 30000121128 | Functional | Others
2465 | Rbm Hospital Bharatpur Dh | Multi-Para Monitor | INNOAVA | 3000086029 | Functional | Schiller Healthcare India Pvt Ltd
2466 | Kawantia Hospital Dh | Multi-Para Monitor | Model not available | A10SE0313 | Functional | Larsen And Tourbo Ltd
2467 | Dudu Chc | 1.5 Ton Split Air Conditioner | Voltas - 185 CY | 4550032/V/OE601511 | Functional | Others
2468 | Kawantia Hospital Dh | Glucometer | Model not available | 4 | Functional | Cmho Supply
2469 | Kawantia Hospital Dh | Intensive Care Bed | Janak | 201407212546 | Functional | Janak Healthcare Pvt Ltd
2470 | Kawantia Hospital Dh | Intensive Care Bed | Janak | 201409052653 | Functional | Janak Healthcare Pvt Ltd
2471 | Viratnagar Chc | Binocular Microscope | M L W Intermed | 320007980714 | Functional | Mlw Intermed
2472 | Bhadoti Phc | Centrifuge Machine ( 4 Tube ) | Model not available | 2000020033 | Functional | Others
2473 | Kalakua Satellite Hospital | Autoclave | Model not available | 2000021081 | Non Functional Repairable | Life Medical Equipment
2474 | Sanganer Chc | Dental Chair Unit | Model Not Available | 2000024326 | Functional | Universal Medicalinstruments
2475 | Kalakua Satellite Hospital | Binocular Microscope | Labomed - Vision 2000 | 120850058 | Functional | Labomed
2476 | Sanganer Chc | Hot Air Oven | DEL - 624 | 2000024374 | Functional | Deepak Enterprises
2477 | Sanganer Chc | Syringe Needle Destroyer | Model not available | 2000024377 | Functional | Others
2478 | Bagru Chc | Pulse Oxymeter | Model Not Available | 2000024846 | Functional | Emco Meditek Pvt Ltd
2479 | Bamanwas Chc | Syringe Needle Destroyer | Microsil - ND350 | 7492 | Functional | Others
2480 | Setellite Hospital Banipark Satellite | Autoclave | Model not available | 2000024085 | Functional | Others
2481 | Setellite Hospital Banipark Satellite | Suction Machine | Model Not Available | 9J1891 | Functional | Others
2482 | Setellite Hospital Banipark Satellite | ECG Monitor | BPL - BM 5389 | 9265032 | Functional | Bpl Medical Technologies
2483 | Lawan Chc | Binocular Microscope | AMT 5A | 3000081092 | Functional | Cmho Supply
2484 | Lawan Chc | Hot Air Oven | Model not available | 3000081093 | Functional | York Scientific Industries Pvt Ltd
2485 | Setellite Hospital Banipark Satellite | Binocular Microscope | RSL - 4B | 435250162 | Functional | Cmho Supply
2486 | Setellite Hospital Banipark Satellite | Binocular Microscope | RSL - 4B | 27197 | Functional | N K Jain Instruments Pvt Ltd
2487 | Amer Chc | Binocular Microscope | MLW - Easy View | 320007980714 | Functional | Cmho Supply
2488 | Narayanpur Chc | Suction Machine | Model Not Available | 1874706 | Functional | Cmho Supply
2489 | Narayanpur Chc | Radiant Heat Warmer | Zeal - RHW 2101A | RHW2101A/0913/1861 | Functional | Zeal Medical Pvt Ltd
2490 | Dhanota Phc | Freezes | MODEL NOT AVAILABLE | 25012363 | Functional | Others
2491 | Sikandara Chc | 100mA X-Ray Machine | Allengers - MARS 3.5 | 2K10130045-X/HP | Functional | Others
2492 | Sikandara Chc | Blood Mixer ( Roller Mixer ) | Model not available | 3000081202 | Functional | Metro Traiding Corporation
2493 | Parbatsar Chc | Binocular Microscope | Model Not Available | 2000028565 | Functional | Others
2494 | Parbatsar Chc | Incubator | MODEL NOT AVAILABLE | 2000028566 | Functional | Others
2495 | Parbatsar Chc | Glucometer | Model not available | 1010A008154 | Functional | Others
2496 | Gov. Hospital, Sujangarh Sdh | Anesthesia Machine | MODEL NOT AVAILABLE | 143 | Functional | Rhsdp Supply
2497 | Gov. Hospital, Sujangarh Sdh | Cautry Machine | Model Not Available | TR.00110014 | Functional | Others
2498 | Parbatsar Chc | Instrument Sterilizer | Model Not Available | 2000036052 | Functional | Others
2499 | Bager Chc | Blood Cell Counter - 3 part | Horiba - ABX Micros ES 60 | 304ESOH5483 | Functional | Others
2500 | Gov. Hospital, Sujangarh Sdh | O.T. Light Double Dome | MODEL NOT AVAILABLE | 3000129008 | Functional | Rhsdp Supply
2501 | Parbatsar Chc | Suction Machine | Model Not Available | 2000036047 | Functional | Others
2502 | Kuchera Chc | Binocular Microscope | MLW - Easy View | 36588 | Functional | Mlw Intermed
2503 | Bilali Phc | Centrifuge Machine ( 6 Tube ) | REMI - C 854/6 | 8248 | Functional | Remi Electrotechnik Ltd
2504 | Sawar Chc | Syringe Needle Destroyer | Model not available | 32001 | Non Functional Not Repairable | Others
2505 | Kadera Chc | Centrifuge Machine ( 16 Tube ) | Model not available | 61125978 | Functional | Others
2506 | Parbatsar Chc | Weighing Machine | MODEL NOT AVAILABLE | 2000036046 | Functional | Crown Digital Scales Inc
2507 | Kadera Chc | Centrifuge Machine ( 16 Tube ) | Model not available | 2000034542 | Functional | Others
2508 | Sawar Chc | Semi Automated Chemistry Analyzer | RMS - Analytica | A1110713039 | Functional | Others
2509 | Parbatsar Chc | Radiant Heat Warmer | Meditrin - Heat Warmer | NRHM/WH09/0102 | Functional | Others
2510 | Rbm Hospital Bharatpur Dh | Fully Automated Clinical Chemistry Analyzer | Transasia - EM 200 | 6011 | Functional | Others
2511 | Kuchera Chc | Syringe Needle Destroyer | Microsil - ND350 | 2000036597 | Functional | Others
2512 | Rbm Hospital Bharatpur Dh | Centrifuge Machine ( 4 Tube ) | Model not available | 6631 | Functional | Remi Electrotechnik Ltd
2513 | New Govt Medical College Kota | Suction Machine | Model Not Available | 30000130034 | Functional | Others
2514 | Rbm Hospital Bharatpur Dh | Centrifuge Machine (36 Tubes) | REMI - R 23 | 786 | Functional | Others
2515 | Govt Hospitls Sriganganagar Dh | Instrument Sterilizer | Model Not Available | 3000048288 | Functional | Others
2516 | Satellite Hospital Adarsh Nagar Ajmer | Ultra Sonography (USG) & Colour Dopler Machine | Median - Sono Scape A - 8 | 18009776 | Functional | Others
2517 | New Govt Medical College Kota | ECG Machine (Single Channel) | Medicaid - Cardio Fax | 3000055205 | Functional | Others
2518 | New Govt Medical College Kota | Ventilator | Philips - Ventilator | EVL11030-IR | Functional | Others
2519 | Kawantia Hospital Dh | 500mA X-Ray Machine | Allengers - AMS 525 | 125KVP | Functional | Allengers Medical Systems Ltd
2520 | Kawantia Hospital Dh | 300mA X-Ray Machine | GE Elpro - DX-300 | 35539 | Functional | Wipro G E Healthcare Pvt Ltd
2521 | Kawantia Hospital Dh | Mobile ( Portable ) X-Ray Machine | Allengers - MARS 3.5 | 2K100103028XHF | Functional | Allengers Medical Systems Ltd
2522 | Manoharpura Chc | Semi Automated Chemistry Analyzer | CPC - STAT FAX 3300 | 2000022704 | Functional | Awarness Technologies
2523 | Sainthal Chc | Ice lined refrigerator | HBC-70 | B6074RONI | Functional | Others
2524 | Narayanpur Chc | Hot Air Oven | Model not available | 2000021532 | Functional | Others
2525 | Narayanpur Chc | 100mA X-Ray Machine | Allengers - MARS-6R | 2K130606218-X/HF | Functional | Others
2526 | Setellite Hospital Banipark Satellite | Radiant Heat Warmer | Model Not Available | 111505206 | Functional | Others
2527 | Narayanpur Chc | FOOT OPERATED SUCTION MACHINE | SU-101 | 10424 | Functional | Cmho Supply
2528 | Sanganer Chc | Binocular Microscope | Model Not Available | 2000024344 | Functional | Others
2529 | Sanganer Chc | Binocular Microscope | Model Not Available | 2000024350 | Functional | Others
2530 | Narayanpur Chc | Weighing Machine | MODEL NOT AVAILABLE | 2000021541 | Functional | Cmho Supply
2531 | Narayanpur Chc | FOOT OPERATED SUCTION MACHINE | MODEL NOT AVAILABLE | 1874706 | Functional | Cmho Supply
2532 | Sanganer Chc | Radiant Heat Warmer | Bilitron Sky 5006 | 2000024365 | Functional | Others
2533 | Sanganer Chc | Radiant Heat Warmer | Zeal - RHW 2101A | 91311981 | Functional | Zeal Medical Pvt Ltd
2534 | Dhanota Phc | Weighing Machine | MODEL NOT AVAILABLE | 2000022643 | Functional | Cmho Supply
2535 | Paparda Chc | ECG Machine (Three Channel ) | Medicaid - CardioFax 3R | C613409 | Functional | Medicaid Systems
2536 | Paparda Chc | Freezes | VKE204 | 2.1051e+17 | Functional | Niscomed Electro Medical Devices
2537 | Paparda Chc | Radiant Heat Warmer | Zeal - RHW 2101A | RHWA210110913/1896 | Functional | Zeal Medical Pvt Ltd
2538 | 17 Z Phc | O.T. Light Single Dome | MODEL NOT AVAILABLE | 2000003762 | Functional | Others
2539 | Nadbai Chc | Blood Cell Counter - 3 part | Horiba - ABX Micros ES 60 | 5768 | Functional | Horiba India Pvt Ltd
2540 | Rarah Chc | Blood Cell Counter - 3 part | Horiba - ABX Micros ES 60 | 306ESOH/05776 | Functional | Horiba India Pvt Ltd
2541 | Jln Central Store Medical College | ECG Machine (Six Channel ) | BPL - Cardiart 8408 | 13420901 | Functional | Others
2542 | New Govt Medical College Kota | Instrument Sterilizer | Model Not Available | 3000055122 | Functional | Others
2543 | New Govt Medical College Kota | Phototherepy Unit | Model not available | 2000025157 | Functional | Others
2544 | New Govt Medical College Kota | Hydraulic Operation Table | MODEL NOT AVAILABLE | 3000055090 | Functional | Others
2545 | Rampura District Hospitalkota Dh | Instrument Sterilizer | Model Not Available | 3000046955 | Functional | Others
2546 | Rbm Hospital Bharatpur Dh | Suction Machine | Model Not Available | 3000086034 | Functional | Others
2547 | New Govt Medical College Kota | Multi-Para Monitor | Model not available | 3000055191 | Functional | Others
2548 | New Govt Medical College Kota | Fetal Doppler | FD-300D | 3000055140 | Functional | Others
2549 | Jln Central Store Medical College | Radiant Heat Warmer | Zeal - RHW 2101A | RHW210AA/913-2096 | Functional | Zeal Medical Pvt Ltd
2550 | Govt Hospitls Sriganganagar Dh | Defibrillator with Cardiac Monitor | BPL - DF 2389 | 3000048269 | Functional | Bpl Medical Technologies
2551 | New Govt Medical College Kota | Multi-Para Monitor | Model not available | 3000055154 | Functional | Others
2552 | New Govt Medical College Kota | Syringe Infusion Pump | Model not available | 207228 | Functional | Others
2553 | J.K.Loan Hospital, Kota | Mobile ( Portable ) X-Ray Machine | Model not available | 5R2R130XRNA001 | Functional | G E Medical Systems
2554 | Rampura District Hospitalkota Dh | Suction Machine | Model Not Available | 3000046957 | Functional | Cmho Supply
2555 | Jln Central Store Medical College | Radiant Heat Warmer | Zeal - RHW 2101A | RHW210AA/0913-/2095 | Functional | Zeal Medical Pvt Ltd
2556 | J.K.Loan Hospital, Kota | Radiant Heat Warmer | Meditrin - Heat Warmer | NRHM/WM/0965 | Functional | Meditrin Instruments
2557 | Jln Central Store Medical College | Radiant Heat Warmer | Meditrin - Heat Warmer | NHRM/WM-09/179 | Functional | Meditrin Instruments
2558 | Kawantia Hospital Dh | Baby Weighing Machine | Model Not Available | hbk/gyne/0001 | Functional | Others
2559 | Rbm Hospital Bharatpur Dh | Ice lined refrigerator | Model Not Available | 3000086022 | Functional | Others
2560 | Rampura District Hospitalkota Dh | Syringe Needle Destroyer | Model not available | 3000046961 | Functional | Cmho Supply
2561 | Jln Central Store Medical College | Radiant Heat Warmer | Model not available | 3000281083 | Functional | Others
2562 | New Govt Medical College Kota | ESR Analyzer | VES - Matic Cube 30 | 3000055290 | Functional | Others
2563 | J.K.Loan Hospital, Kota | Radiant Heat Warmer | Meditrin - Heat Warmer | 3000046808 | Functional | Meditrin Instruments
2564 | Jln Central Store Medical College | Hot Air Oven | Yorco - YSI - 431D | 1978-09-15 | Functional | Others
2565 | J.K.Loan Hospital, Kota | Radiant Heat Warmer | Meditrin - Heat Warmer | NRHM/WM/09098 | Functional | Meditrin Instruments
2566 | Rbm Hospital Bharatpur Dh | Dental Drill Machine-Hand Piece | Model not available | 3000086016 | Functional | Recorders And Medicaresystems Pvt Ltd
2567 | Sirsi Phc | Blood Cell Counter - 3 part | Horiba - ABX Micros ES 60 | ABCD1234 | Functional | Horiba India Pvt Ltd
2568 | Dudu Chc | Ice lined refrigerator | MK - 142 | 35011894 | Functional | Cmho Supply
2569 | Dudu Chc | Blood Bank Refrigerator | JAR -31 | R0903728 | Functional | Others
2570 | Kawantia Hospital Dh | Phototherepy Unit | Fenam, Bilitron Sky 5006 | 1AAL450074 | Functional | Neonatal Innovations
2571 | Kawantia Hospital Dh | ECG Machine (Three Channel ) | Medicaid - CardioFax 3R | G101201010 | Functional | Medicaid Systems
2572 | Kawantia Hospital Dh | Suction Machine | Supreme Plus | hbk/gye/0001 | Functional | Rhsdp Supply
2573 | Radawas Phc | Instrument Sterilizer | Model Not Available | 2000022681 | Functional | Cmho Supply
2574 | Ramgarh Chc Alwar | Syringe Needle Destroyer | Model not available | 2000021309 | Functional | Others
2575 | Bamanwas Chc | Blood Cell Counter - 3 part | Horiba - ABX Micros ES 60 | 3000084246 | Functional | Cmho Supply
2576 | Sanganer Chc | Nebulizer | CompAIR NE-C801 | 20131001066vfi | Functional | Others
2577 | Sanganer Chc | Syringe Needle Destroyer | Model not available | 2000024340 | Functional | Others
2578 | Sanganer Chc | Glucometer | SD Check Gold | WNOID03EAA6612 | Functional | Metro Traiding Corporation
2579 | Kalakua Satellite Hospital | Urine Test Strip Analyzer | Erba Lachema Laura M | 2000021086 | Functional | Erba Diagnostics
2580 | Setellite Hospital Banipark Satellite | Suction Machine | Model Not Available | 3C4098 | Functional | Anand Medicaids Pvt Ltd
2581 | Setellite Hospital Banipark Satellite | Syringe Needle Destroyer | Microsil - ND350 | 2000024059 | Non Functional Not Repairable | Others
2582 | Laxmangarh Chc | O.T. Light Single Dome | MODEL NOT AVAILABLE | 2000021502 | Functional | Others
2583 | Laxmangarh Chc | FOOT OPERATED SUCTION MACHINE | MODEL NOT AVAILABLE | 2000021505 | Functional | Rhsdp Supply
2584 | Bahrawdakhurd Chc Sawai Madhopur | Freezes | MODEL NOT AVAILABLE | 2000020100 | Functional | Others
2585 | Manoharpura Chc | Radiant Heat Warmer | Zeal - RHW 2101A | RHW2101A/0913/1851 | Functional | Cmho Supply
2586 | Narayanpur Chc | SPHYGMOMANOMETER(BP APPRATUS) | MODEL NOT AVAILABLE | 60342 | Functional | Cmho Supply
2587 | Narayanpur Chc | FOOT OPERATED SUCTION MACHINE | MODEL NOT AVAILABLE | 2000021550 | Functional | Cmho Supply
2588 | Narayanpur Chc | Syringe Needle Destroyer | Model not available | 2000021545 | Functional | Others
2589 | Sanganer Chc | Radiant Heat Warmer | Meditrin - Heat Warmer | NRHM/WM09/101 | Functional | Others
2590 | Dhanota Phc | Spot Light ( Portable ) | Model Not Available | 2000022640 | Functional | Others
2591 | Jln Central Store Medical College | Syringe Infusion Pump | SIMTEK - Infutek 405 | 2000033152 | Functional | Simtek Medico Systems Pvt Ltd
2592 | Sarwar Chc | Radiant Heat Warmer | Zeal - RHW 2101A | 2118 | Functional | Others
2593 | Sarwar Chc | Radiant Heat Warmer | Zeal - RHW 2101A | 2117 | Functional | Others
2594 | Jayal Chc | Suction Machine | Model Not Available | 2000030296 | Functional | Rhsdp Supply
2595 | Merta City Chc | Radiant Heat Warmer | Zeal - RHW 2101A | 2000028905 | Non Functional Not Repairable | Zeal Medical Pvt Ltd
2596 | Govt Hospitls Sriganganagar Dh | Semi Automated Chemistry Analyzer | Robonik - Prietest Touch | AT0820612RBL | Functional | Robonik India Pvt Ltd
2597 | Satellite Hospital Adarsh Nagar Ajmer | Instrument Sterilizer | Model Not Available | 2000034593 | Functional | Others
2598 | Govt Hospitls Sriganganagar Dh | Freezes | MODEL NOT AVAILABLE | 3000048132 | Functional | Others
2599 | Merta City Chc | Autoclave | Model not available | 6046106 | Functional | Rhsdp Supply
2600 | Bager Chc | Colorimeter | MODEL NOT AVAILABLE | 2005121083 | Non Functional Repairable | Others
2601 | Govt Hospitls Sriganganagar Dh | Instrument Sterilizer | Model Not Available | 3000048271 | Functional | Others
2602 | Govt Hospitls Sriganganagar Dh | SPHYGMOMANOMETER(BP APPRATUS) | MODEL NOT AVAILABLE | 32854 | Functional | Others
2603 | J.K.Loan Hospital, Kota | Pulse Oxymeter | Model Not Available | C13PA6067 | Functional | Others
2604 | J.K.Loan Hospital, Kota | Suction Machine | Model Not Available | 3000046680 | Functional | Others
2605 | New Govt Medical College Kota | Multi-Para Monitor | Model not available | NTP-116-6832 | Functional | Others
2606 | Satellite Hospital Adarsh Nagar Ajmer | Defibrillator | MODEL NOT AVAILABLE | 3000202344 | Functional | Others
2607 | Rampura District Hospitalkota Dh | Baby Weighing Machine | Model Not Available | 3000046959 | Functional | Cmho Supply
2608 | New Govt Medical College Kota | Pulse Oxymeter | Model Not Available | 30000130006 | Functional | Others
2609 | J.K.Loan Hospital, Kota | Phototherepy Unit | Meditrin - Digital Bilitimer Phototherapy | I/IAPM45010 | Functional | Fanem
2610 | Jln Central Store Medical College | Radiant Heat Warmer | Meditrin - Heat Warmer | NHRM/WM09/171 | Functional | Meditrin Instruments
2611 | Jln Central Store Medical College | Radiant Heat Warmer | Meditrin - Heat Warmer | NHRM/WM09/183 | Functional | Meditrin Instruments
2612 | New Govt Medical College Kota | ECG Machine (Single Channel) | Cardio Min 2K | 8et13901010 | Functional | Others
2613 | Rbm Hospital Bharatpur Dh | O.T. Light Double Dome | Model not available | 70008 | Non Functional Repairable | Others
2614 | New Govt Medical College Kota | Anesthesia Machine | MODEL NOT AVAILABLE | 3000046755 | Functional | Others
2615 | New Govt Medical College Kota | Water Bath | Model not available | 3000055298 | Functional | Others
2616 | New Govt Medical College Kota | Centrifuge Machine ( 8 Tube) | REMI - R 8C | 3000055249 | Functional | Others
2617 | Kawantia Hospital Dh | Radiant Heat Warmer | Meditrin - Heat Warmer | NRHM/WM09189 | Functional | Others
2618 | Kawantia Hospital Dh | Phototherepy Unit | Meditrin - Digital Bilitimer Phototherapy | NRHM/PT09/61 | Functional | Others
2619 | Umren Chc | Weighing Machine | Crown | 2000021066 | Functional | Others
2620 | Thanagazi Chc | Syringe Needle Destroyer | Microsil - ND350 | 7026/03 | Functional | Cmho Supply
2621 | General Hospital Sawai Madhopur Dh | Syringe Infusion Pump | Model not available | 265 | Functional | Rhsdp Supply
2622 | Bilwari Phc | Instrument Sterilizer | Model Not Available | 643 | Functional | Cmho Supply
2623 | Sanganer Chc | Nebulizer | Aero | 1214325 | Functional | Others
2624 | Sanganer Chc | Spot Light ( Portable ) | Model Not Available | 2000024352 | Functional | A K Surgicals
2625 | Setellite Hospital Banipark Satellite | O.T. Light Single Dome | MODEL NOT AVAILABLE | 2000024082 | Functional | Others
2626 | Setellite Hospital Banipark Satellite | Suction Machine | Model Not Available | 2000024017 | Functional | Medion Healthcare Pvt Ltd
2627 | Setellite Hospital Banipark Satellite | Boyles Apparatus | MODEL NOT AVAILABLE | 2000024081 | Functional | Others
2628 | Setellite Hospital Banipark Satellite | Semi Automated Chemistry Analyzer | CLINDIAG - SA 20 | SA26L011 | Functional | Others
2629 | Sainthal Chc | Binocular Microscope | AMT 5A | 3000081056 | Functional | Others
2630 | Sainthal Chc | Radiant Heat Warmer | Zeal - RHW 2101A | 109131878 | Functional | Others
2631 | Setellite Hospital Banipark Satellite | Water Bath | Model not available | 2000024225 | Functional | Metro Traiding Corporation
2632 | Setellite Hospital Banipark Satellite | Hemoglobin meter | HB 301 | 1343813025 | Functional | Hemocue India
2633 | Laxmangarh Chc | SPHYGMOMANOMETER(BP APPRATUS) | MODEL NOT AVAILABLE | 8469 | Functional | Others
2634 | Laxmangarh Chc | Weighing Machine | MODEL NOT AVAILABLE | 2000021506 | Functional | Rhsdp Supply
2635 | Laxmangarh Chc | SPHYGMOMANOMETER(BP APPRATUS) | MODEL NOT AVAILABLE | 59623 | Functional | Others
2636 | Laxmangarh Chc | Semi Automated Chemistry Analyzer | Ark - CKK 24 | 1221011 | Functional | Others
2637 | Piloda Chc Sawai Madhopur | Centrifuge Machine ( 8 Tube) | Model Not Available | 3000084351 | Functional | Cmho Supply
2638 | Rajgarh Chc Alwar | Syringe Needle Destroyer | Microsil - ND350 | 7030/03 | Functional | Others
2639 | Nadbai Chc | Hemoglobin Analyzer | Model not available | 1332813131 | Functional | Hemocue India
2640 | Kumher Chc | Centrifuge Machine ( 4 Tube ) | Remi 4C | DFLC-2910 | Functional | Others
2641 | Bandikui Chc | Dental Chair Unit | Model Not Available | 3000081258 | Functional | Others
2642 | Bandikui Chc | Baby Weighing Machine | Crown | 3000081262 | Functional | Rhsdp Supply
2643 | Bandikui Chc | ECG Machine (Six Channel ) | BPL - Cardiart 8408 | 3000081229 | Functional | Bpl Medical Technologies
2644 | Bandikui Chc | Incubator | MODEL NOT AVAILABLE | 3000081245 | Functional | Yorco Sales Pvt Ltd
2645 | Bandikui Chc | Ice lined refrigerator | HBD-116 | BE04UE260002/W0028 | Functional | Haier Appliances India Pvt
2646 | Bdm Hospital Kotputali Sdh | Centrifuge Machine ( 16 Tube ) | REMI (R8C + R83) | CHLC-5211 | Functional | Remi Electrotechnik Ltd
2647 | Dhamred Phc | Weighing Machine | Crown | 2000021431 | Functional | Crown Digital Scales Inc
2648 | New Govt Medical College Kota | Centrifuge Machine ( 8 Tube) | REMI - R 8C | 3000055250 | Functional | Others
2649 | Rampura District Hospitalkota Dh | Instrument Sterilizer | Model Not Available | 3000046963 | Functional | Others
2650 | Rbm Hospital Bharatpur Dh | Dental Drill Machine-Hand Piece | Model not available | 3000086047 | Functional | Others
2651 | J.K.Loan Hospital, Kota | Suction Machine | Model Not Available | 3000046696 | Functional | Others
2652 | Jln Central Store Medical College | Incubator | Yorco - YSI - 438D | 3118-1978 | Functional | Others
2653 | Rampura District Hospitalkota Dh | Labour Table | Model Not Available | 3000046964 | Functional | Others
2654 | Govt Hospitls Sriganganagar Dh | Syringe Needle Destroyer | Nulife - Dots | 2539 | Functional | Others
2655 | Rampura District Hospitalkota Dh | Syringe Needle Destroyer | Nulife - Dots | NBSD0715302 | Functional | Cmho Supply
2656 | Rbm Hospital Bharatpur Dh | O.T. Light Single Dome | MODEL NOT AVAILABLE | 3000086026 | Non Functional Repairable | Others
2657 | New Govt Medical College Kota | Syringe Infusion Pump | SIMTEK - Infutek 405 | 3000055161 | Functional | Others
2658 | J.K.Loan Hospital, Kota | Suction Machine | Model Not Available | 3000046698 | Functional | Others
2659 | Govt Hospitls Sriganganagar Dh | SPHYGMOMANOMETER(BP APPRATUS) | MODEL NOT AVAILABLE | 78421106 | Functional | Others
2660 | Rampura District Hospitalkota Dh | SPHYGMOMANOMETER(BP APPRATUS) | MODEL NOT AVAILABLE | 3000046967 | Functional | Others
2661 | J.K.Loan Hospital, Kota | Suction Machine | Model Not Available | 3000046700 | Functional | Others
2662 | New Govt Medical College Kota | Syringe Needle Destroyer | Model not available | 30000130013 | Non Functional Not Repairable | Others
2663 | Rbm Hospital Bharatpur Dh | Light cure unit | Model Not Available | 8289 | Non Functional Repairable | Others
2664 | Govt Hospitls Sriganganagar Dh | C-Arm Image Intensifier | Allengers - HF 49R | 91153297 | Functional | Allengers Medical Systems Ltd
2665 | Govt Hospitls Sriganganagar Dh | Suction Machine | Model Not Available | 3000048156 | Functional | Others
2666 | Govt Hospitls Sriganganagar Dh | Cautry Machine | Model Not Available | 11026 | Functional | Others
2667 | Dudu Chc | ECG Monitor | BPL - BM 5389 | 96H30507 | Non Functional Not Repairable | Bpl Medical Technologies
2668 | Dudu Chc | ECG Monitor | BPL - BM 5389 | 96G30403 | Non Functional Not Repairable | Bpl Medical Technologies
2669 | Dudu Chc | ECG Monitor | BPL - BM 5389 | 96G30402 | Non Functional Not Repairable | Bpl Medical Technologies
2670 | Dudu Chc | ECG Monitor | BPL - BM 5389 | 96H30505 | Non Functional Not Repairable | Bpl Medical Technologies
2671 | Umren Chc | Weighing Machine | Popular | 2000021067 | Functional | Others
2672 | Bamboli Phc | SPHYGMOMANOMETER(BP APPRATUS) | MODEL NOT AVAILABLE | 2000021290 | Functional | Others
2673 | Bhadoti Phc | O.T. Light Single Dome | MODEL NOT AVAILABLE | 2000020034 | Functional | Cmho Supply
2674 | Bamboli Phc | Hemoglobin Analyzer | Model not available | 2000021286 | Functional | Others
2675 | Bamboli Phc | Binocular Microscope | Labomed - Vision 2000 | 3684 | Functional | Others
2676 | Bagru Chc | Syringe Needle Destroyer | Nulife - Dots | 726433 | Functional | Cmho Supply
2677 | Bagru Chc | Glucometer | Model not available | 2000024826 | Functional | Others
2678 | Bdm Hospital Kotputali Sdh | Instrument Sterilizer | Model Not Available | 2000022011 | Functional | Others
2679 | 17 Z Phc | Hydraulic Operation Table | MODEL NOT AVAILABLE | 2000024831 | Functional | Cmho Supply
2680 | Bagru Chc | FOOT OPERATED SUCTION MACHINE | SU-101 | 2000024835 | Functional | Cmho Supply
2681 | Sanganer Chc | Centrifuge Machine ( 4 Tube ) | Model not available | 2000024342 | Functional | Cmho Supply
2682 | Bamanwas Chc | Radiant Heat Warmer | Zeal - RHW 2101A | RHW210/07/13/805 | Functional | Cmho Supply
2683 | Sanganer Chc | SPHYGMOMANOMETER(BP APPRATUS) | MODEL NOT AVAILABLE | 9813455 | Functional | Others
2684 | Sanganer Chc | Syringe Needle Destroyer | Model not available | 2000024354 | Functional | Others
2685 | Sanganer Chc | Blood Bank Refrigerator | Model not available | R0903747 | Functional | Pawar Electro Systems Pvt Ltd
2686 | Bagru Chc | Autoclave | Model not available | 200024836 | Functional | Others
2687 | Sanganer Chc | O.T. Light Double Dome | MODEL NOT AVAILABLE | 2000024396 | Functional | Others
2688 | Bagru Chc | Freezes | HRD-2055CMDGCC | 2000024841 | Functional | Haier Appliances India Pvt
2689 | Bagru Chc | SPHYGMOMANOMETER(BP APPRATUS) | MODEL NOT AVAILABLE | 2000024843 | Functional | Emco Meditek Pvt Ltd
2690 | Bagru Chc | SPHYGMOMANOMETER(BP APPRATUS) | MODEL NOT AVAILABLE | 2000024845 | Functional | Mrk Healthcare Pvt Ltd Delhi
2691 | Jln Central Store Medical College | Binocular Microscope | Labomed - Vision 2000 | 90424189 | Functional | Others
2692 | Jln Central Store Medical College | Suction Machine | Model Not Available | 2000034213 | Functional | Others
2693 | Jln Central Store Medical College | ECG Machine (Single Channel) | BPL - Cardiart 108T | 2000033229 | Functional | Others
2694 | Rol Phc | SPHYGMOMANOMETER(BP APPRATUS) | MODEL NOT AVAILABLE | 2000036524 | Functional | Others
2695 | Jayal Chc | SPHYGMOMANOMETER(BP APPRATUS) | MODEL NOT AVAILABLE | 2000030297 | Functional | Cmho Supply
2696 | Kadera Chc | Instrument Sterilizer | Model Not Available | 2834 | Functional | Others
2697 | Kadera Chc | Radiant Heat Warmer | Zeal - RHW 2101A | RHW2101A/09132145 | Functional | Others
2698 | New Govt Medical College Kota | Pulse Oxymeter | Model Not Available | 3000055107 | Functional | Others
2699 | Zanana Hospital Ajmer Medical Collage Hospital | Phototherepy Unit | Meditrin - Digital Bilitimer Phototherapy | 2000033817 | Functional | Others
2700 | Zanana Hospital Ajmer Medical Collage Hospital | Phototherepy Unit | Meditrin - Digital Bilitimer Phototherapy | 2000033818 | Functional | Zeal Medical Pvt Ltd
2701 | Govt Hospitls Sriganganagar Dh | Fully Automated Clinical Chemistry Analyzer | RX Daytona Plus | 720/-0619 | Functional | Randox Laboratories ( India ) Pvt Ltd
2702 | Zanana Hospital Ajmer Medical Collage Hospital | Phototherepy Unit | Meditrin - Digital Bilitimer Phototherapy | 2000033747 | Functional | Others
2703 | Rbm Hospital Bharatpur Dh | Binocular Microscope | Opti-CX, Labomed | 2000003798 | Functional | N K Jain Instruments Pvt Ltd
2704 | Zanana Hospital Ajmer Medical Collage Hospital | Phototherepy Unit | Meditrin - Digital Bilitimer Phototherapy | 2000033748 | Functional | Others
2705 | Satellite Hospital Adarsh Nagar Ajmer | Nebulizer | CN-04 | 20580 | Functional | Others
2706 | J.K.Loan Hospital, Kota | Pulse Oxymeter | Model Not Available | C13PA6060C13PA6060 | Functional | Others
2707 | Rbm Hospital Bharatpur Dh | Suction Machine | Model Not Available | 2000003194 | Non Functional Repairable | Others
2708 | Govt Hospitls Sriganganagar Dh | ECG Machine (Single Channel) | Medicaid - Cardio Fax | 3000048268 | Functional | Others
2709 | Govt Hospitls Sriganganagar Dh | Suction Machine | Bhasin Sons | 3000048289 | Functional | Bhasin Sons Private Limited
2710 | New Govt Medical College Kota | Multi-Para Monitor | Model not available | NTP-11A-0041 | Functional | Others
2711 | New Govt Medical College Kota | Pulse Oxymeter | Model Not Available | 3000055204 | Functional | Others
2712 | New Govt Medical College Kota | Suction Machine | Model Not Available | 30000130011 | Functional | Others
2713 | J.K.Loan Hospital, Kota | Phototherepy Unit | Meditrin - Digital Bilitimer Phototherapy | 3000046813 | Functional | Others
2714 | New Govt Medical College Kota | Incubator | Yorco - YSI - 438D | 3000055258 | Functional | Others
2715 | New Govt Medical College Kota | Syringe Needle Destroyer | Microsil ND 20 | 30000130012 | Functional | Others
2716 | New Govt Medical College Kota | Ice lined refrigerator | Model Not Available | 3000055253 | Functional | Others
2717 | Dudu Chc | Syringe Infusion Pump | SIMTEK - Infutek 405 | 12CI459913 | Functional | Cmho Supply
2718 | Dudu Chc | Radiant Heat Warmer | Meditrin - Heat Warmer | WM09 | Functional | Cmho Supply
2719 | Dudu Chc | Radiant Heat Warmer | Meditrin - Heat Warmer | WM09/2 | Functional | Cmho Supply
2720 | Dudu Chc | Radiant Heat Warmer | Meditrin - Heat Warmer | WM09/3 | Functional | Cmho Supply
2721 | Dudu Chc | Phototherepy Unit | Meditrin - Digital Bilitimer Phototherapy | PT-09 | Functional | Cmho Supply
2722 | Dudu Chc | Oxygen Concentrator | BPL - OG 4203 | AXTCOB41345 | Functional | Bpl Medical Technologies
2723 | Sanganer Chc | O.T. Light Double Dome | MODEL NOT AVAILABLE | 2000024391 | Functional | Cmho Supply
2724 | Setellite Hospital Banipark Satellite | Syringe Needle Destroyer | Model not available | 2000024062 | Functional | Others
2725 | Setellite Hospital Banipark Satellite | Weighing Machine | MODEL NOT AVAILABLE | 2000024064 | Functional | Others
2726 | Setellite Hospital Banipark Satellite | 100mA X-Ray Machine | Elpro - Stallion 100 Simplex Table | ST19070 | Functional | Others
2727 | Piloda Chc Sawai Madhopur | SPHYGMOMANOMETER(BP APPRATUS) | MODEL NOT AVAILABLE | 182445 | Functional | Cmho Supply
2728 | Bdm Hospital Kotputali Sdh | Blood Collection Monitor | BCM21WDx | 204 | Functional | Others
2729 | Paparda Chc | 100mA X-Ray Machine | Allengers - MARS-6R | 2K130506234X-HF | Functional | Allengers Medical Systems Ltd
2730 | Paparda Chc | Hot Air Oven | Model not available | 3000081114 | Functional | Others
2731 | Rajgarh Chc Alwar | Syringe Needle Destroyer | Model not available | 2000021487 | Functional | Others
2732 | Nadbai Chc | Instrument Sterilizer | Model Not Available | 2000003757 | Functional | Others
2733 | Kumher Chc | Semi Automated Chemistry Analyzer | CPC - STAT FAX 3300 | 2000003600 | Functional | Others
2734 | Malsisar Chc | Syringe Needle Destroyer | Microsil - ND350 | 2000019357 | Functional | Zeal Medical Pvt Ltd
2735 | Bager Chc | SPHYGMOMANOMETER(BP APPRATUS) | MODEL NOT AVAILABLE | 2000019258 | Functional | Others
2736 | Mandrela Chc | Semi Automated Chemistry Analyzer | Model not Available | 1221029 | Functional | Others
2737 | Mcwc Bani Park Jaipur | Syringe Needle Destroyer | Model not available | 3000087060 | Non Functional Not Repairable | Mrk Healthcare Pvt Ltd Delhi
2738 | Mcwc Bani Park Jaipur | O.T. Light Single Dome | MODEL NOT AVAILABLE | 3000087050 | Non Functional Not Repairable | Others
2739 | Rarah Chc | Suction Machine | Model Not Available | 2000003638 | Non Functional Not Repairable | Others
2740 | Mcwc Bani Park Jaipur | O.T. Light Single Dome | MODEL NOT AVAILABLE | 3000087054 | Functional | Others
2741 | Rarah Chc | O.T. Light Double Dome | MODEL NOT AVAILABLE | 2000003641 | Non Functional Not Repairable | Others
2742 | Mandrela Chc | FOGGING MACHINE | MODEL NOT AVAILABLE | 2000019331 | Functional | Donation
2743 | Roopwas Chc | O.T. Light Double Dome | MODEL NOT AVAILABLE | 2000003684 | Functional | Others
2744 | Roopwas Chc | Hydraulic Operation Table | MODEL NOT AVAILABLE | 2000003686 | Functional | Others
2745 | Nadbai Chc | SPHYGMOMANOMETER(BP APPRATUS) | MODEL NOT AVAILABLE | 2000003779 | Non Functional Not Repairable | Others
2746 | Mandrela Chc | Autoclave | Model not available | 2000019332 | Non Functional Not Repairable | Zeal Medical Pvt Ltd
2747 | Nadbai Chc | Suction Machine | Model Not Available | 2000003766 | Functional | Rhsdp Supply
2748 | Bager Chc | Suction Machine | Model Not Available | 2000019253 | Functional | Others
2749 | Kumher Chc | Syringe Needle Destroyer | Model not available | 2000003591 | Functional | Others
2750 | Nogawa Phc | SPHYGMOMANOMETER(BP APPRATUS) | MODEL NOT AVAILABLE | 98134557 | Functional | Others
2751 | Shrinagar Chc | Centrifuge Machine ( 4 Tube ) | Model not available | 200002178 | Functional | Others
2752 | Sarwar Chc | Autoclave | Model not available | 2000033201 | Not in use | Others
2753 | Kuchera Chc | Incubator | MODEL NOT AVAILABLE | 2000036593 | Functional | Others
2754 | Sawar Chc | Centrifuge Machine ( 4 Tube ) | Model not available | 2000033841 | Functional | Others
2755 | Kuchera Chc | Instrument Sterilizer | Model Not Available | 2000036596 | Functional | Others
2756 | Parbatsar Chc | Syringe Needle Destroyer | Microsil - ND350 | 5702 | Functional | Others
2757 | Kuchera Chc | Blood Bank Refrigerator | Model not available | 2000036599 | Functional | Vestfrost Solutions
2758 | Kuchera Chc | Syringe Needle Destroyer | Microsil ND 20 | 2000036600 | Functional | Others
2759 | Rbm Hospital Bharatpur Dh | Syringe Needle Destroyer | Model not available | 2000003207 | Functional | Others
2760 | Rbm Hospital Bharatpur Dh | Binocular Microscope | Model Not Available | 2000003011 | Functional | Others
2761 | Rbm Hospital Bharatpur Dh | Centrifuge Machine ( 16 Tube ) | Model not available | 2000003012 | Functional | Others
2762 | Rbm Hospital Bharatpur Dh | Hemoglobin meter | Model Not Available | 2000003824 | Functional | Deepak Enterprises
2763 | Jln Central Store Medical College | Autoclave | Model not available | 995 | Functional | Modi Clinical Laboratory Pvt Ltd
2764 | Rbm Hospital Bharatpur Dh | Pulse Oxymeter | Model Not Available | 3000086056 | Functional | Others
2765 | Jln Central Store Medical College | O.T. Light Double Dome | CI-700+CI-700 | 10656 | Functional | Others
2766 | New Govt Medical College Kota | Binocular Microscope | Model Not Available | 67190 | Functional | Others
2767 | Rbm Hospital Bharatpur Dh | FOGGING MACHINE | MODEL NOT AVAILABLE | 3000086036 | Functional | Others
2768 | Dudu Chc | 1.5 Ton Split Air Conditioner | Voltas - 185 PX | 4511744D14E001311 | Functional | Others
2769 | Dudu Chc | Centrifuge Machine ( 16 Tube ) | REMI (R8C + R83) | FNLC-094 | Functional | Rhsdp Supply
2770 | Kawantia Hospital Dh | Syringe Needle Destroyer | Microsil ND 20 | HBK/RRC/0001 | Functional | Linco Scientific Instruments And Chemicals (P) Ltd
2771 | Kawantia Hospital Dh | Syringe Needle Destroyer | Microsil ND 20 | HBK/RRC/0002 | Functional | Linco Scientific Instruments And Chemicals (P) Ltd
2772 | Kawantia Hospital Dh | Syringe Needle Destroyer | Microsil ND 20 | HBK/MW/0001 | Functional | Linco Scientific Instruments And Chemicals (P) Ltd
2773 | Kawantia Hospital Dh | Syringe Needle Destroyer | Microsil ND 20 | HBK/MOT/0001 | Functional | Linco Scientific Instruments And Chemicals (P) Ltd
2774 | Kawantia Hospital Dh | Syringe Needle Destroyer | Microsil ND 20 | hbk/MOT/0002 | Functional | Linco Scientific Instruments And Chemicals (P) Ltd
2775 | Kawantia Hospital Dh | Syringe Needle Destroyer | Microsil ND 20 | HBK/OT/0001 | Functional | Linco Scientific Instruments And Chemicals (P) Ltd
2776 | Kawantia Hospital Dh | Syringe Needle Destroyer | Microsil ND 20 | HBK/DENTL/0001 | Functional | Linco Scientific Instruments And Chemicals (P) Ltd
2777 | Kawantia Hospital Dh | Syringe Needle Destroyer | Microsil ND 20 | HBK/MTC/0001 | Functional | Linco Scientific Instruments And Chemicals (P) Ltd
2778 | Kawantia Hospital Dh | Syringe Needle Destroyer | Microsil ND 20 | HBK/MOT/0003 | Functional | Linco Scientific Instruments And Chemicals (P) Ltd
2779 | Kawantia Hospital Dh | Syringe Needle Destroyer | Microsil ND 20 | HBK/MOT/0004 | Functional | Linco Scientific Instruments And Chemicals (P) Ltd
2780 | Kawantia Hospital Dh | Syringe Needle Destroyer | Microsil ND 20 | HBK/SFW/0001 | Functional | Linco Scientific Instruments And Chemicals (P) Ltd
2781 | Kawantia Hospital Dh | Syringe Needle Destroyer | Microsil ND 20 | HBK/FW/0001 | Functional | Linco Scientific Instruments And Chemicals (P) Ltd
2782 | Kawantia Hospital Dh | Syringe Needle Destroyer | Microsil ND 20 | HBK/MOT/0005 | Functional | Linco Scientific Instruments And Chemicals (P) Ltd
2783 | Bamanwas Chc | Radiant Heat Warmer | Model Not Available | NRHMWM11/313 | Functional | Cmho Supply
2784 | Setellite Hospital Banipark Satellite | Radiant Heat Warmer | Meditrin - Heat Warmer | nrhm/wm09/021 | Functional | Bhaseen Health Products Pvt Ltd
2785 | Setellite Hospital Banipark Satellite | Suction Machine | Model Not Available | 5L5897 | Functional | Cmho Supply
2786 | Setellite Hospital Banipark Satellite | SPHYGMOMANOMETER(BP APPRATUS) | MODEL NOT AVAILABLE | 2000024083 | Functional | Others
2787 | Setellite Hospital Banipark Satellite | Radiant Heat Warmer | Meditrin - Heat Warmer | NRHM/WM09/034 | Functional | Meditrin Instruments
2788 | Setellite Hospital Banipark Satellite | Syringe Needle Destroyer | Microsil - ND350 | 2000024028 | Functional | Others
2789 | Lawan Chc | Syringe Needle Destroyer | Nulife - Dots | NBSD/0716026 | Functional | Cmho Supply
2790 | Lawan Chc | Suction Machine | Model Not Available | 3000081085 | Functional | Cmho Supply
2791 | Amer Chc | Centrifuge Machine ( 8 Tube) | REMI - R4C | CALC45 | Functional | Others
2792 | Ramgarh Chc Alwar | Binocular Microscope | PZB 22 | 59119 | Functional | Others
2793 | Karana Phc | SPHYGMOMANOMETER(BP APPRATUS) | MODEL NOT AVAILABLE | 60922 | Functional | Cmho Supply
2794 | Karana Phc | Weighing Machine | MODEL NOT AVAILABLE | 2000021554 | Functional | Others
2795 | Ramgarh Chc Alwar | Fetal Monitor | EDAN F-6 | 2000021325 | Functional | Others
2796 | Karana Phc | SPHYGMOMANOMETER(BP APPRATUS) | MODEL NOT AVAILABLE | 61268 | Functional | Bhasin Sons Private Limited
2797 | District Hospital Dausa Dh | Glucometer | Model not available | 4226213310004400 | Functional | Others
2798 | District Hospital Dausa Dh | Spot Light ( Portable ) | Model Not Available | 3000081466 | Functional | Others
2799 | District Hospital Dausa Dh | Anesthesia Machine | MODEL NOT AVAILABLE | 3000081410 | Non Functional Not Repairable | Others
2800 | District Hospital Dausa Dh | Anesthesia Machine | MODEL NOT AVAILABLE | AVMLOF15910 | Functional | Others
2801 | Police Dispensary Bharatpur | Centrifuge Machine ( 8 Tube) | Model Not Available | 2000003158 | Functional | Others
2802 | District Hospital Dausa Dh | Pulse Oxymeter | MEDITEC P201 | 101920200002 | Functional | Medford Medical System P Ltd Jaipur
2803 | Police Dispensary Bharatpur | Glucometer | Model not available | 2000003161 | Functional | Others
2804 | Police Dispensary Bharatpur | Hemoglobin Analyzer | Model not available | 2000003162 | Functional | Others
2805 | District Hospital Dausa Dh | SPHYGMOMANOMETER(BP APPRATUS) | MODEL NOT AVAILABLE | 3000081401 | Functional | Others
2806 | Mcwc Bani Park Jaipur | Syringe Needle Destroyer | Microsil - ND350 | 3000087059 | Non Functional Not Repairable | Linco Scientific Instruments And Chemicals (P) Ltd
2807 | Mcwc Bani Park Jaipur | SPHYGMOMANOMETER(BP APPRATUS) | MODEL NOT AVAILABLE | 3000087062 | Non Functional Not Repairable | Cmho Supply
2808 | Mcwc Bani Park Jaipur | Blood Bank Refrigerator | Model not available | 3000087264 | Functional | Others
2809 | Mcwc Gandhi Nagar Jaipur | Binocular Microscope | Model Not Available | 2000025227 | Functional | Others
2810 | Mcwc Gandhi Nagar Jaipur | Suction Machine | Model Not Available | 2000025228 | Functional | Anand Surgical Industries (India)
2811 | Mcwc Gandhi Nagar Jaipur | SPHYGMOMANOMETER(BP APPRATUS) | MODEL NOT AVAILABLE | 2000025230 | Functional | Others
2812 | Arain Chc | Suction Machine | Model Not Available | 3000049281 | Functional | Others
2813 | Arain Chc | Blood Bank Refrigerator | Model not available | 20013900936 | Functional | Others
2814 | Arain Chc | Blood Bank Refrigerator | MF114 | 20013900936 | Functional | Others
2815 | Mandrela Chc | Suction Machine | Model Not Available | 130722684 | Functional | Others
2816 | Bdm Hospital Kotputali Sdh | Defibrillator with Cardiac Monitor | Concept | CI0608R93 | Functional | Rhsdp Supply
2817 | Kawantia Hospital Dh | ECG Machine (Three Channel ) | Medicaid - CardioFax 3R | 124 | Functional | Medicaid Systems
2818 | Dudu Chc | Fetal Doppler | FD-300D | FD30120805512 | Functional | Vicomin Technology Limited
2819 | Kawantia Hospital Dh | Radiant Heat Warmer | Meditrin - Heat Warmer | NRHM/WM09351 | Functional | Others
2820 | Kawantia Hospital Dh | Ventilator | Schiller - Graphnet Advance | IV19513 | Functional | Others
2821 | Kawantia Hospital Dh | Pulse Oxymeter | Model Not Available | C10P1386 | Functional | Larsen And Tourbo Ltd
2822 | Umren Chc | Blood Cell Counter - 3 part | Horiba - ABX Micros ES 60 | 304ESOHO5558 | Functional | Horiba India Pvt Ltd
2823 | Thanagazi Chc | Blood Cell Counter - 3 part | Horiba - ABX Micros ES 60 | 304ES05552 | Functional | Horiba India Pvt Ltd
2824 | Kawantia Hospital Dh | Phototherepy Unit | Fenam, Bilitron Sky 5006 | 1AAL450075 | Functional | Neonatal Innovations
2825 | Kawantia Hospital Dh | Phototherepy Unit | Fenam, Bilitron Sky 5006 | 1AAL450076 | Functional | Neonatal Innovations
2826 | Kawantia Hospital Dh | Phototherepy Unit | Fenam, Bilitron Sky 5006 | 1AAL450073 | Functional | Neonatal Innovations
2827 | Kawantia Hospital Dh | Phototherepy Unit | Delta Medical | hbk/gy/0001 | Functional | Rhsdp Supply
2828 | Meena Koleta Phc | Freezes | MODEL NOT AVAILABLE | 3000084255 | Functional | Cmho Supply
2829 | Bhadoti Phc | Ice lined refrigerator | MF - 144 | 20032300232 | Functional | Cmho Supply
2830 | Vijypur Chc | Freezes | MODEL NOT AVAILABLE | 3000084096 | Functional | Cmho Supply
2831 | Vijypur Chc | Centrifuge Machine ( 4 Tube ) | Model not available | 3000084097 | Functional | Cmho Supply
2832 | Setellite Hospital Banipark Satellite | Light cure unit | Model Not Available | 2000024031 | Functional | Others
2833 | Narayanpur Chc | Weighing Machine | MODEL NOT AVAILABLE | 30722676 | Functional | Cmho Supply
2834 | Sanganer Chc | Radiant Heat Warmer | Meditrin - Heat Warmer | 2000024358 | Functional | Others
2835 | Dhanota Phc | SPHYGMOMANOMETER(BP APPRATUS) | MODEL NOT AVAILABLE | 2000022645 | Functional | Others
2836 | Sanganer Chc | Autoclave | Model not available | 2000024387 | Functional | Rhsdp Supply
2837 | Garh Phc | Binocular Microscope | Model Not Available | I189WW | Functional | Others
2838 | Kundal Phc | SPHYGMOMANOMETER(BP APPRATUS) | MODEL NOT AVAILABLE | 3000081029 | Non Functional Not Repairable | Cmho Supply
2839 | Garh Phc | SPHYGMOMANOMETER(BP APPRATUS) | MODEL NOT AVAILABLE | 3000081161 | Functional | Others
2840 | Khawarao Ji Phc | Freezes | MODEL NOT AVAILABLE | BE0464E2600B2A7V0079 | Functional | Haier Appliances India Pvt
2841 | Chareda Phc | Centrifuge Machine ( 4 Tube ) | Model not available | 3000081150 | Functional | Others
2842 | Arniya Phc | Binocular Microscope | Model Not Available | 3000081303 | Functional | Others
2843 | Rajgarh Chc Alwar | O.T. Light Double Dome | MODEL NOT AVAILABLE | 2000021454 | Functional | Others
2844 | Roopwas Chc | Instrument Sterilizer | Model Not Available | 2000003682 | Functional | Others
2845 | Roopwas Chc | Semi Automated Chemistry Analyzer | Model not Available | 2000003660 | Functional | Others
2846 | Mandrela Chc | 500mA X-Ray Machine | Model not available | 1221029 | Functional | Others
2847 | Kumher Chc | ECG Machine (Single Channel) | Medicaid - Cardio Fax | C1213643 | Functional | Others
2848 | Amer Chc | 100mA X-Ray Machine | Model not available | 100MA | Functional | Others
2849 | Malsisar Chc | O.T. Light Single Dome | MODEL NOT AVAILABLE | 2000019385 | Functional | Zeal Medical Pvt Ltd
2850 | Kumher Chc | Centrifuge Machine ( 6 Tube ) | REMI - C 854/6 | 2000003601 | Functional | Others
2851 | Bager Chc | Fetal Doppler | ND - 102 | 2000019257 | Functional | Ashok Enterprises
2852 | Kumher Chc | Binocular Microscope | Model Not Available | 2000003599 | Functional | Others
2853 | Malsisar Chc | Syringe Needle Destroyer | Microsil - ND350 | 2000019358 | Functional | Zeal Medical Pvt Ltd
2854 | Kumher Chc | Suction Machine | Model Not Available | 2000003570 | Functional | Suprime Enterprises
2855 | Malsisar Chc | SPHYGMOMANOMETER(BP APPRATUS) | MODEL NOT AVAILABLE | 2000019382 | Functional | Others
2856 | Malsisar Chc | SPHYGMOMANOMETER(BP APPRATUS) | ELITE | 306029 | Functional | Zeal Medical Pvt Ltd
2857 | Choth Ka Barwara Chc | Semi Automated Chemistry Analyzer | CHEM 5 PLUS | 1306602 | Functional | Others
2858 | Bdm Hospital Kotputali Sdh | Blood Bank Refrigerator | REMI - BR 70 | ZBBR-04929 | Functional | Remi Electrotechnik Ltd
2859 | Idwa Chc | ELECTRIC OT TABLE | MODEL NOT AVAILABLE | 2000028831 | Functional | Others
2860 | Jayal Chc | Spot Light ( Portable ) | Model Not Available | 2000030301 | Functional | Others
2861 | Merta City Chc | Radiant Heat Warmer | Zeal - RHW 2101A | RHW2101A11013/2347 | Non Functional Repairable | Zeal Medical Pvt Ltd
2862 | Merta City Chc | SPHYGMOMANOMETER(BP APPRATUS) | MODEL NOT AVAILABLE | 2000028893 | Functional | Ajay Optical India
2863 | Govt Hospitls Sriganganagar Dh | Syringe Needle Destroyer | Microsil ND 20 | 91/200-09 | Functional | Others
2864 | Zanana Hospital Ajmer Medical Collage Hospital | Radiant Heat Warmer | Model Not Available | 2000033656 | Functional | Others
2865 | Govt Hospitls Sriganganagar Dh | Radiant Heat Warmer | Model Not Available | 3000048124 | Functional | Others
2866 | Kadera Chc | Radiant Heat Warmer | Zeal - RHW 2101A | RHW2101A/0913/2114 | Functional | Others
2867 | District Hospital Sattelite , Bikaner Dh | Centrifuge Machine ( 16 Tube ) | REMI (R8C + R83) | 2000030709 | Functional | Remi Electrotechnik Ltd
2868 | Umren Chc | Weighing Machine | Crown | 2000021064 | Functional | Others
2869 | Sirsi Phc | Radiant Heat Warmer | Zeal - RHW 2101A | RHW2101A10913/1908 | Functional | Zeal Medical Pvt Ltd
2870 | Sirsi Phc | Binocular Microscope | Quasmo | JP/SRS/LAB/05 | Functional | Olympus Diagnostic Systems
2871 | Rajeev Gandhi Govt General Hospital Alwar Dh | Instrument Sterilizer | Model Not Available | 2000023020 | Functional | Others
2872 | Viratnagar Chc | Weighing Machine | MODEL NOT AVAILABLE | 2000022515 | Functional | Docbel Group Of Industries
2873 | Viratnagar Chc | Labour Table | Model Not Available | 2000022519 | Functional | Others
2874 | Amer Chc | Hot Air Oven | Model not available | 2000025287 | Functional | Cmho Supply
2875 | Amer Chc | Spot Light ( Portable ) | Model Not Available | 2000025279 | Functional | Cmho Supply
2876 | Bagru Chc | Monocular Microscope | Model not available | 2000024853 | Functional | Others
2877 | Setellite Hospital Banipark Satellite | ECG Machine (Single Channel) | BPL - Cardiart 108T | AVMK7M7847 | Functional | Others
2878 | Laxmangarh Chc | Dental Chair Unit | Model Not Available | 89376 | Functional | Others
2879 | Laxmangarh Chc | Glucometer | Model not available | 1343813122 | Functional | Rhsdp Supply
2880 | Laxmangarh Chc | Centrifuge Machine ( 8 Tube) | REMI - R 8C DX | JBL68647 | Functional | Others
2881 | Laxmangarh Chc | Freezes | MODEL NOT AVAILABLE | R0903739 | Functional | Others
2882 | Laxmangarh Chc | Instrument Sterilizer | Model Not Available | 2000021497 | Functional | Others
2883 | Laxmangarh Chc | Syringe Needle Destroyer | Microsil - ND350 | 6406 | Functional | Others
2884 | Laxmangarh Chc | ECG Machine (Single Channel) | Medicaid - Cardio Fax | C613395 | Functional | Others
2885 | Laxmangarh Chc | Binocular Microscope | M L W Intermed | 320008/980715 | Functional | Others
2886 | Laxmangarh Chc | Syringe Needle Destroyer | Microsil - ND350 | 2000021492 | Functional | Others
2887 | Narayanpur Chc | Centrifuge Machine ( 8 Tube) | REMI - R4C | DPLB-2702 | Functional | Cmho Supply
2888 | Narayanpur Chc | Syringe Needle Destroyer | Model not available | 2000021525 | Functional | Others
2889 | Dhanota Phc | FOOT OPERATED SUCTION MACHINE | MODEL NOT AVAILABLE | 2000022641 | Functional | Others
2890 | Mitrapur Chc Sawai Madhopur | Syringe Needle Destroyer | Model not available | NBSD0725481 | Functional | Cmho Supply
2891 | Rupangarh Chc | Ice lined refrigerator | Model Not Available | 49027 | Functional | Others
2892 | Bdm Hospital Kotputali Sdh | Boyles Apparatus | JUPITER | 2001812 | Functional | Rhsdp Supply
2893 | Shrinagar Chc | Blood Bank Refrigerator | Model not available | 200002180 | Functional | Others
2894 | Bdm Hospital Kotputali Sdh | Blood Mixer ( Roller Mixer ) | RS12R | BCCM-1148 | Functional | Others
2895 | Shrinagar Chc | Suction Machine | Model Not Available | 3000047920 | Functional | Others
2896 | Bdm Hospital Kotputali Sdh | Multi-Para Monitor | Model not available | CI0608R94 | Functional | Rhsdp Supply
2897 | Rol Phc | FOGGING MACHINE | MODEL NOT AVAILABLE | 2000036498 | Functional | Others
2898 | Rbm Hospital Bharatpur Dh | O.T. Light Single Dome | MODEL NOT AVAILABLE | 3000086028 | Non Functional Repairable | Others
2899 | New Govt Medical College Kota | Urine Test Strip Analyzer | Model Not Available | 3000055295 | Functional | Others
2900 | New Govt Medical College Kota | Syringe Infusion Pump | SIMTEK - Infutek 405 | 09031345EX1ST | Functional | Others
2901 | Rbm Hospital Bharatpur Dh | Pulse Oxymeter | Model Not Available | 3000086054 | Functional | Bpl Medical Technologies
2902 | New Govt Medical College Kota | Multi-Para Monitor | Model not available | A1255026 | Functional | Others
2903 | New Govt Medical College Kota | Syringe Infusion Pump | Model not available | 3000055201 | Functional | Others
2904 | New Govt Medical College Kota | Ice lined refrigerator | Model Not Available | 3000055254 | Functional | Others
2905 | Rbm Hospital Bharatpur Dh | Pulse Oxymeter | Model Not Available | 3000086055 | Functional | Bpl Medical Technologies
2906 | J.K.Loan Hospital, Kota | Radiant Heat Warmer | Model Not Available | 9 | Functional | Meditrin Instruments
2907 | J.K.Loan Hospital, Kota | Syringe Infusion Pump | SIMTEK - Infutek 405 | 1402134 | Functional | Simtek Medico Systems Pvt Ltd
2908 | Rampura District Hospitalkota Dh | Fetal Doppler | MODEL NOT AVAILABLE | 3000046962 | Functional | Others
2909 | New Govt Medical College Kota | Electrolyte Analyzer | Model not available | 3000055263 | Functional | Others
2910 | J.K.Loan Hospital, Kota | Phototherepy Unit | Meditrin - Digital Bilitimer Phototherapy | 3000046821 | Functional | Simtek Medico Systems Pvt Ltd
2911 | New Govt Medical College Kota | Neubaurs Chamber | Model not available | 64373 | Functional | Others
2912 | Govt Hospitls Sriganganagar Dh | Hydraulic Operation Table | MODEL NOT AVAILABLE | 3000048169 | Functional | Others
2913 | Rampura District Hospitalkota Dh | Radiant Heat Warmer | Zeal - RHW 2101A | RHW2101A/0913/1679 | Functional | Zeal Medical Pvt Ltd
2914 | Govt Hospitls Sriganganagar Dh | Suction Machine | Model Not Available | 3000048172 | Functional | Others
2915 | J.K.Loan Hospital, Kota | Radiant Heat Warmer | Model Not Available | 1108260 | Non Functional Not Repairable | Zeal Medical Pvt Ltd
2916 | Bilali Phc | Glucometer | Model not available | GS02134267 | Functional | Others
2917 | Sirsi Phc | 100mA X-Ray Machine | Allengers - MARS 3.5 | 22 | Functional | Accurex Biomedicals Pvt Ltd
2918 | Kawantia Hospital Dh | Fetal Doppler | ND - 102 | 5 | Functional | Others
2919 | Setellite Hospital Banipark Satellite | X-Ray Viewer Box | Model Not Available | 2000024029 | Functional | Others
2920 | Setellite Hospital Banipark Satellite | Suction Machine | Model Not Available | 2000024019 | Functional | Others
2921 | Setellite Hospital Banipark Satellite | Weighing Machine | MODEL NOT AVAILABLE | 2000024057 | Functional | Bhaseen Health Products Pvt Ltd
2922 | Narayanpur Chc | Hemoglobin meter | Model Not Available | 2.223e+37 | Functional | Others
2923 | Chandoli Phc | Radiant Heat Warmer | Zeal - RHW 2101A | RHW-2101A/0913/1817 | Functional | Others
2924 | Piloda Chc Sawai Madhopur | Blood Bank Refrigerator | Model not available | 3000084358 | Functional | Cmho Supply
2925 | Amer Chc | Hydraulic Operation Table | MODEL NOT AVAILABLE | 2000025317 | Functional | Rhsdp Supply
2926 | Amer Chc | Blood Cell Counter - 3 part | Horiba - ABX Micros ES 60 | 3021ESOH05309 | Functional | Horiba India Pvt Ltd
2927 | Piloda Chc Sawai Madhopur | Syringe Needle Destroyer | Microsil ND 20 | 3000084367 | Functional | Cmho Supply
2928 | Bahrawdakhurd Chc Sawai Madhopur | SPHYGMOMANOMETER(BP APPRATUS) | MODEL NOT AVAILABLE | 2000020099 | Functional | Others
2929 | Bahrawdakhurd Chc Sawai Madhopur | Fetal Doppler | ND - 102 | 2000020088 | Functional | Cmho Supply
2930 | Piloda Chc Sawai Madhopur | Syringe Needle Destroyer | Model not available | 3000084369 | Functional | Cmho Supply
2931 | Piloda Chc Sawai Madhopur | SPHYGMOMANOMETER(BP APPRATUS) | MODEL NOT AVAILABLE | 289523 | Functional | Cmho Supply
2932 | Sanganer Chc | Blood Bank Refrigerator | Model not available | B28810336 | Functional | Haier Appliances India Pvt
2933 | Banskhon Phc | Radiant Heat Warmer | Zeal - RHW 2101A | 91311959 | Functional | Others
2934 | Banskhon Phc | Syringe Needle Destroyer | Microsil - ND350 | 8856 | Functional | Cmho Supply
2935 | Piloda Chc Sawai Madhopur | Binocular Microscope | Model Not Available | 3000084354 | Functional | Cmho Supply
2936 | Banskhon Phc | Weighing Machine | Crown | 3000087088 | Functional | Others
2937 | Banskhon Phc | Syringe Needle Destroyer | Model not available | 3000087101 | Functional | Cmho Supply
2938 | Banskhon Phc | Syringe Needle Destroyer | Microsil ND 20 | 8389 | Functional | Others
2939 | Banskhon Phc | Weighing Machine | MODEL NOT AVAILABLE | 3000087109 | Functional | Others
2940 | Banskhon Phc | SPHYGMOMANOMETER(BP APPRATUS) | MODEL NOT AVAILABLE | 3000087111 | Functional | Cmho Supply
2941 | Banskhon Phc | SPHYGMOMANOMETER(BP APPRATUS) | MODEL NOT AVAILABLE | 3000087113 | Functional | Others
2942 | Uchchain Chc | Hemoglobin meter | Model Not Available | 2000003488 | Functional | Others
2943 | Tb Clinic Dausa | Weighing Machine | MODEL NOT AVAILABLE | 3000081288 | Functional | Others
2944 | Amer Chc | ECG Machine (Six Channel ) | BPL - Cardiart 8408 | C713571 | Functional | Others
2945 | Bandikui Chc | Suction Machine | HI VAC | 3000081255 | Functional | Cmho Supply
2946 | Tb Clinic Dausa | Binocular Microscope | Model Not Available | 1101601 | Functional | Others
2947 | Bandikui Chc | Suction Machine | Bhasin Sons | 3000081278 | Functional | Cmho Supply
2948 | Bandikui Chc | 300mA X-Ray Machine | PICKS - 3010 D | 2K90412 | Functional | Others
2949 | Rajgarh Chc Alwar | SPHYGMOMANOMETER(BP APPRATUS) | ELITE | 37967 | Functional | Others
2950 | New Govt Medical College Kota | Cautry Machine | Model Not Available | 30000130030 | Functional | Others
2951 | District Hospital Sattelite , Bikaner Dh | 100mA X-Ray Machine | Allengers - CBM | 10310383 | Functional | Allengers Medical Systems Ltd
2952 | District Hospital Sattelite , Bikaner Dh | Pulse Oxymeter | True beat 200 CMECG - 05 | P5-TOTET375 | Functional | Clarity Medical Pvt Ltd
2953 | J.K.Loan Hospital, Kota | Instrument Sterilizer | Model Not Available | 3000046794 | Non Functional Not Repairable | Others
2954 | Jln Central Store Medical College | Pulse Oxymeter | Comet - P (L and T) | C10P1662 | Functional | Inkarp Instruments Pvt Ltd
2955 | J.K.Loan Hospital, Kota | Weighing Machine | MODEL NOT AVAILABLE | 3000046672 | Functional | Others
2956 | Jln Central Store Medical College | Pulse Oxymeter | Comet - P (L and T) | C10P492 | Functional | Larsen And Tourbo Ltd
2957 | Jln Central Store Medical College | Pulse Oxymeter | Comet - P (L and T) | C10P1494 | Functional | Larsen And Tourbo Ltd
2958 | District Hospital Sattelite , Bikaner Dh | Radiant Heat Warmer | Zeal - RHW 2101A | RHW2101A/1113/2575 | Functional | Zeal Medical Pvt Ltd
2959 | New Govt Medical College Kota | Radiant Heat Warmer | Model Not Available | 30000130003 | Functional | Others
2960 | New Govt Medical College Kota | Blood Cell Counter - 3 part | Horiba - ABX Micros ES 60 | 3000055283 | Functional | Others
2961 | J.K.Loan Hospital, Kota | Ventilator | Philips - Ventilator | ASED-0625 | Functional | Others
2962 | Jln Central Store Medical College | Radiant Heat Warmer | Zeal - RHW 2101A | RHW210AA/913-2096RHW | Functional | Zeal Medical Pvt Ltd
2963 | Jln Central Store Medical College | Radiant Heat Warmer | Zeal - RHW 2101A | RHW210AA/913-2098 | Functional | Zeal Medical Pvt Ltd
2964 | J.K.Loan Hospital, Kota | Pulse Oxymeter | Comet - P (L and T) | C13PA6083 | Functional | Larsen And Tourbo Ltd
2965 | Jln Central Store Medical College | Radiant Heat Warmer | Zeal - RHW 2101A | RHW210AA/0913-2090RH | Functional | Zeal Medical Pvt Ltd
2966 | J.K.Loan Hospital, Kota | Radiant Heat Warmer | Meditrin - Heat Warmer | 79 | Non Functional Not Repairable | Meditrin Instruments
2967 | New Govt Medical College Kota | Nebulizer | Aero | 1202882 | Functional | Others
2968 | J.K.Loan Hospital, Kota | Syringe Needle Destroyer | Model not available | 1622 | Functional | Others
2969 | Kawantia Hospital Dh | Syringe Needle Destroyer | Microsil ND 20 | Bhilwara/226-300 | Functional | Linco Scientific Instruments And Chemicals (P) Ltd
2970 | Bhadoti Phc | Radiant Heat Warmer | Zeal - RHW 2101A | RSW/210A107-131811 | Functional | Others
2971 | Viratnagar Chc | Hydraulic Operation Table | MODEL NOT AVAILABLE | 2000022536 | Non Functional Not Repairable | Cmho Supply
2972 | Viratnagar Chc | ELECTRIC OT TABLE | MODEL NOT AVAILABLE | 2000022538 | Functional | Cmho Supply
2973 | Rajeev Gandhi Govt General Hospital Alwar Dh | Syringe Needle Destroyer | Microsil - ND350 | 6881 | Functional | Cmho Supply
2974 | Setellite Hospital Banipark Satellite | Weighing Machine | MODEL NOT AVAILABLE | 2000024056 | Functional | Others
2975 | Bahrawdakhurd Chc Sawai Madhopur | Freezes | MODEL NOT AVAILABLE | 250186228 | Functional | Others
2976 | Amer Chc | Hemoglobin Analyzer | Model not available | 1342313132 | Functional | Others
2977 | Amer Chc | Glucometer | Model not available | 2000025294 | Functional | Cmho Supply
2978 | Setellite Hospital Banipark Satellite | Binocular Microscope | Model Not Available | 2000024084 | Functional | Others
2979 | Bahrawdakhurd Chc Sawai Madhopur | Blood Cell Counter - 3 part | Model not available | 2000020098 | Functional | Cpc Diagnostics Pvt Ltd
2980 | Sikandara Chc | Binocular Microscope | M L W Intermed | 320007890714 | Functional | Metro Traiding Corporation
2981 | Uchchain Chc | VDRL Rotator (Rotor and Shaker) | Model Not Available | 2000003486 | Functional | Others
2982 | Mitrapur Chc Sawai Madhopur | Syringe Needle Destroyer | BS-949 | 3000084331 | Functional | Cmho Supply
2983 | Uchchain Chc | Binocular Microscope | Model Not Available | 2000003482 | Functional | Cmho Supply
2984 | Mitrapur Chc Sawai Madhopur | SPHYGMOMANOMETER(BP APPRATUS) | MODEL NOT AVAILABLE | 3000084332 | Functional | Cmho Supply
2985 | Uchchain Chc | Binocular Microscope | Model Not Available | 2000003481 | Functional | Others
2986 | Uchchain Chc | Binocular Microscope | Model Not Available | 2000003480 | Functional | Cmho Supply
2987 | Mitrapur Chc Sawai Madhopur | Radiant Heat Warmer | Zeal - RHW 2101A | RHW21014//0713/797 | Functional | Cmho Supply
2988 | Uchchain Chc | Syringe Needle Destroyer | Model not available | 2000003477 | Functional | Others
2989 | Paparda Chc | VDRL Rotator (Rotor and Shaker) | Model Not Available | 3000081119 | Functional | Others
2990 | Nadbai Chc | Blood Bank Refrigerator | Model not available | 2000003723 | Non Functional Not Repairable | Rhsdp Supply
2991 | Mitrapur Chc Sawai Madhopur | Syringe Needle Destroyer | Model not available | NBSD30715961 | Functional | Cmho Supply
2992 | Tb Clinic Dausa | Binocular Microscope | Model Not Available | 11016101 | Functional | Others
2993 | Mandrela Chc | ECG Machine (Single Channel) | BPL - Cardiart 108T | CT9H14345 | Non Functional Not Repairable | Bpl Medical Technologies
2994 | Bdm Hospital Kotputali Sdh | Radiant Heat Warmer | Zeal - RHW 2101A | RHW2101A/091311849 | Functional | Zeal Medical Pvt Ltd
2995 | Idwa Chc | Glucometer | Model not available | 59105115366 | Functional | Others
2996 | Idwa Chc | Semi Automated Chemistry Analyzer | MODEL NOT AVAILABLE | 3000086715 | Functional | Others
2997 | Jln Central Store Medical College | Hydraulic Operation Table | Model Not Available | 3000084165 | Functional | Others
2998 | Jayal Chc | Autoclave | Model not available | 2000030303 | Functional | Rhsdp Supply
2999 | Merta City Chc | Weighing Machine | MODEL NOT AVAILABLE | 2000028925 | Functional | Others
3000 | Govt Hospitls Sriganganagar Dh | Blood Cell Counter - 3 part | Horiba - ABX Micros ES 60 | 3096ES06409 | Functional | Horiba India Pvt Ltd
3001 | New Govt Medical College Kota | Autoclave | Model not available | 3000055123 | Functional | Others
3002 | Zanana Hospital Ajmer Medical Collage Hospital | Radiant Heat Warmer | Model Not Available | 2000033654 | Functional | Others
3003 | Rbm Hospital Bharatpur Dh | Urine Test Strip Analyzer | Erba Lachema Laura M | 1011230913 | Functional | Trasasia Bio-Medicals Pvt
3004 | Kadera Chc | Radiant Heat Warmer | Zeal - RHW 2101A | RHW2101A/1913/2115 | Functional | Others
3005 | Kadera Chc | Dental X-Ray Machine | GME - Dentex 7008/1.5 | d27358 | Functional | Others
3006 | Kuchera Chc | SPHYGMOMANOMETER(BP APPRATUS) | MODEL NOT AVAILABLE | 262698 | Functional | Others
3007 | Govt Hospitls Sriganganagar Dh | O.T. Light Double Dome | MODEL NOT AVAILABLE | 3000048140 | Functional | Others
3008 | Zanana Hospital Ajmer Medical Collage Hospital | Radiant Heat Warmer | Model Not Available | 2000033667 | Functional | A K Surgicals
3009 | J.K.Loan Hospital, Kota | Suction Machine | Model Not Available | 12642 | Functional | Others
3010 | Zanana Hospital Ajmer Medical Collage Hospital | Radiant Heat Warmer | Model Not Available | 2000033734 | Functional | A K Surgicals
3011 | Zanana Hospital Ajmer Medical Collage Hospital | Radiant Heat Warmer | Model Not Available | 2000033736 | Functional | A K Surgicals
3012 | Dh Hanumangarh Town Dh | Nebulizer | Model not available | 2000019648 | Functional | Others
3013 | J.K.Loan Hospital, Kota | Blood Gas Analyzer (ABG Machine) | Model not available | 10D6658 | Functional | Others
3014 | Zanana Hospital Ajmer Medical Collage Hospital | Radiant Heat Warmer | Model Not Available | 2000033742 | Functional | A K Surgicals
3015 | Satellite Hospital Adarsh Nagar Ajmer | Cautry Machine | Model Not Available | 2000033510 | Functional | Others
3016 | Zanana Hospital Ajmer Medical Collage Hospital | Phototherepy Unit | Meditrin - Digital Bilitimer Phototherapy | 2000033659 | Functional | Others
3017 | Zanana Hospital Ajmer Medical Collage Hospital | Radiant Heat Warmer | Model Not Available | 2000033668 | Functional | A K Surgicals
3018 | Zanana Hospital Ajmer Medical Collage Hospital | Radiant Heat Warmer | Model Not Available | 2000033669 | Functional | A K Surgicals
3019 | Dudu Chc | Hydraulic Operation Table | Surgicoin | 9 | Functional | Surgicoin Medequip Pvt Ltd
3020 | Dudu Chc | Syringe Infusion Pump | SIMTEK - Infutek 405 | 12CI45SS02 | Functional | Simtek Medico Systems Pvt Ltd
3021 | Umren Chc | Weighing Machine | Popular | 2000021068 | Functional | Others
3022 | Umren Chc | Weighing Machine | Crown | 2000021065 | Functional | Others
3023 | General Hospital Sawai Madhopur Dh | ECG Machine (Six Channel ) | BPL - Cardiart 8408 | 7321010 | Functional | Rhsdp Supply
3024 | Lawan Chc | Blood Bank Refrigerator | Model not available | 3000081088 | Functional | Others
3025 | Lawan Chc | Incubator | MODEL NOT AVAILABLE | 3000081094 | Functional | York Scientific Industries Pvt Ltd
3026 | Dudu Chc | Semi Automated Chemistry Analyzer | Robonik - Prietest Touch | PEL0540613RBK | Functional | Robonik India Pvt Ltd
3027 | Laxmangarh Chc | Instrument Sterilizer | Model Not Available | 2000021504 | Functional | Rhsdp Supply
3028 | Piloda Chc Sawai Madhopur | Binocular Microscope | AMT 5A | 3000084355 | Functional | Cmho Supply
3029 | Amer Chc | O.T. Light Single Dome | MODEL NOT AVAILABLE | 2000025311 | Functional | Cmho Supply
3030 | Piloda Chc Sawai Madhopur | Ice lined refrigerator | MK - 142 | 44713496 | Functional | Cmho Supply
3031 | Nayan Phc | Incubator | MODEL NOT AVAILABLE | 2000022604 | Functional | Others
3032 | Piloda Chc Sawai Madhopur | Syringe Needle Destroyer | Nulife - Dots | 715940 | Functional | Cmho Supply
3033 | Sanganer Chc | Ice lined refrigerator | MK - 142 | 50213761 | Functional | Vestfrost Solutions
3034 | Amer Chc | Suction Machine | Model Not Available | 2000025331 | Functional | Cmho Supply
3035 | Setellite Hospital Banipark Satellite | Binocular Microscope | Microlux - 16 | 2000020204 | Functional | Cmho Supply
3036 | Setellite Hospital Banipark Satellite | Urine Test Strip Analyzer | Model Not Available | 2000024224 | Functional | Others
3037 | Amer Chc | Suction Machine | Model Not Available | 9810511051 | Functional | Others
3038 | Piloda Chc Sawai Madhopur | SPHYGMOMANOMETER(BP APPRATUS) | MODEL NOT AVAILABLE | 295437 | Non Functional Not Repairable | Cmho Supply
3039 | Viratnagar Chc | Blood Bank Refrigerator | Model not available | 14921550 | Functional | Vestfrost Solutions
3040 | Amer Chc | Radiant Heat Warmer | Zeal - RHW 2101A | RSW2101A/0913/1912 | Functional | Radical Scientific Instruments Pvt Ltd
3041 | Piloda Chc Sawai Madhopur | SPHYGMOMANOMETER(BP APPRATUS) | MODEL NOT AVAILABLE | 3000084376 | Functional | Cmho Supply
3042 | Tb Clinic Dausa | Weighing Machine | MODEL NOT AVAILABLE | 3000081286 | Functional | Cmho Supply
3043 | Bandikui Chc | Phototherepy Unit | Meditrin - Digital Bilitimer Phototherapy | NHRMPT09 | Functional | Cmho Supply
3044 | Amer Chc | Centrifuge Machine ( 4 Tube ) | Model not available | JBLC8688 | Functional | Others
3045 | Borada Chc | Incubator | MODEL NOT AVAILABLE | 2086 | Functional | Others
3046 | Dispensary Sirhyodi City | Syringe Needle Destroyer | Model not available | 3000087011 | Functional | Others
3047 | Kadera Chc | Centrifuge Machine ( 4 Tube ) | Model not available | 4756 | Functional | Others
3048 | Nogawa Phc | Baby Weighing Machine | Model Not Available | 2000021388 | Functional | Crown Digital Scales Inc
3049 | Maroth Chc | Blood Cell Counter - 3 part | Horiba - ABX Micros ES 60 | 305E50H05568 | Functional | Others
3050 | Bdm Hospital Kotputali Sdh | Tube Sealer for Blood bags | JOVE JA TS 55 | 2000022091 | Functional | Jove Automation Ltd
3051 | Maroth Chc | Binocular Microscope | Model Not Available | 3000125777 | Functional | Others
3052 | Parbatsar Chc | Semi Automated Chemistry Analyzer | Model not Available | 2000028439 | Functional | Others
3053 | Jayal Chc | Ice lined refrigerator | MK - 142 | 2000030293 | Functional | Vestfrost Solutions
3054 | Idwa Chc | Hemoglobin meter | Model Not Available | 2000028816 | Functional | Others
3055 | Merta City Chc | Radiant Heat Warmer | Zeal - RHW 2101A | RHW210A11013/3246 | Functional | Zeal Medical Pvt Ltd
3056 | Kadera Chc | Radiant Heat Warmer | Zeal - RHW 2101A | RHW2101A/0913/2113 | Functional | Others
3057 | Kadera Chc | Radiant Heat Warmer | Zeal - RHW 2101A | 2000034511 | Functional | Others
3058 | Govt Hospitls Sriganganagar Dh | Freezes | MODEL NOT AVAILABLE | 3000048133 | Functional | Others
3059 | Satellite Hospital Adarsh Nagar Ajmer | Dental X-Ray Machine | GME - Dentex 7008/1.5 | 1 | Functional | Others
3060 | Zanana Hospital Ajmer Medical Collage Hospital | Radiant Heat Warmer | Model Not Available | 2000033666 | Functional | A K Surgicals
3061 | Satellite Hospital Adarsh Nagar Ajmer | ECG Machine (Six Channel ) | BPL - Cardiart 8408 | CGMG9B8668 | Functional | Others
3062 | Govt Hospitls Sriganganagar Dh | Autoclave | Model not available | 1321 | Functional | Others
3063 | Zanana Hospital Ajmer Medical Collage Hospital | Radiant Heat Warmer | Model Not Available | 2000033738 | Functional | A K Surgicals
3064 | Dh Hanumangarh Town Dh | TRACTION SYSTEM | MODEL NOT AVAILABLE | 2000031989 | Functional | Others
3065 | J.K.Loan Hospital, Kota | Syringe Needle Destroyer | Model not available | 300004667 | Functional | Others
3066 | Rbm Hospital Bharatpur Dh | ECG Machine (Three Channel ) | Medicaid - CardioFax 3R | 4781010 | Non Functional Repairable | Medicaid Systems
3067 | Zanana Hospital Ajmer Medical Collage Hospital | Radiant Heat Warmer | Model Not Available | 2000033658 | Functional | A K Surgicals
3068 | Kawantia Hospital Dh | Fetal Monitor | EDAN F-6 | hbk/gyn/0001 | Functional | Anupam Surgicals
3069 | Kawantia Hospital Dh | Ultra Sonography (USG) & Colour Dopler Machine | Median - Sono Scape SSI - 6000 | 15217693 | Functional | Meditronics Healthcare Pvt Ltd
3070 | Manoharpura Chc | Syringe Needle Destroyer | Microsil - ND350 | 9721 | Functional | Mico
3071 | Rajeev Gandhi Govt General Hospital Alwar Dh | Syringe Needle Destroyer | Model not available | 1106273 | Functional | Others
3072 | Viratnagar Chc | Radiant Heat Warmer | Meditrin - Heat Warmer | 9 | Functional | Cmho Supply
3073 | Setellite Hospital Banipark Satellite | Spot Light ( Portable ) | Model Not Available | 2000024051 | Functional | Medison India
3074 | Vijypur Chc | SPHYGMOMANOMETER(BP APPRATUS) | MODEL NOT AVAILABLE | 3000084108 | Functional | Cmho Supply
3075 | Setellite Hospital Banipark Satellite | Suction Machine | Model Not Available | 2000024053 | Functional | Others
3076 | Amer Chc | Blood Bank Refrigerator | Model not available | R090P731 | Functional | Others
3077 | Chandoli Phc | Binocular Microscope | AMT 5A | 2000023013 | Functional | Cmho Supply
3078 | Tb Clinic Dausa | Binocular Microscope | Microlux - 16 | 59251877 | Functional | Scientific India
3079 | Bandikui Chc | SPHYGMOMANOMETER(BP APPRATUS) | MODEL NOT AVAILABLE | 3000081277 | Functional | Others
3080 | Tb Clinic Dausa | Freezes | MODEL NOT AVAILABLE | 3000081289 | Functional | Others
3081 | Amer Chc | Syringe Needle Destroyer | Microsil - ND350 | 9616 | Functional | Cmho Supply
3082 | Amer Chc | Syringe Needle Destroyer | Microsil - ND350 | 2000025327 | Functional | Cmho Supply
3083 | Amer Chc | SPHYGMOMANOMETER(BP APPRATUS) | MODEL NOT AVAILABLE | 2000025328 | Functional | Cmho Supply
3084 | Tb Clinic Dausa | Weighing Machine | MODEL NOT AVAILABLE | 3000081285 | Functional | Others
3085 | Rajgarh Chc Alwar | Instrument Sterilizer | Model Not Available | 2000021471 | Functional | Cmho Supply
3086 | Rajgarh Chc Alwar | Suction Machine | Model Not Available | 2000021472 | Functional | Others
3087 | Nadbai Chc | Syringe Needle Destroyer | Model not available | 2OOOOO3740 | Functional | Others
3088 | Rajgarh Chc Alwar | Pulse Oxymeter | RMS PHOEBUS P121 | SP02/6D00681FNL | Functional | Rhsdp Supply
3089 | Nadbai Chc | Centrifuge Machine ( 8 Tube) | REMI - R4C | 4764 | Functional | Remi Electrotechnik Ltd
3090 | Nadbai Chc | Freezes | MODEL NOT AVAILABLE | 2000003721 | Functional | Others
3091 | Malsisar Chc | Hemoglobin meter | Model Not Available | 2000019362 | Functional | Others
3092 | Rajgarh Chc Alwar | Phototherepy Unit | Meditrin - Digital Bilitimer Phototherapy | NRHM/PT09/66 | Functional | Others
3093 | Bandikui Chc | SPHYGMOMANOMETER(BP APPRATUS-Digital) | Model Not Available | 3000081264 | Functional | Omron Health Care
3094 | Kundera Chc Sawai Madhopur | Syringe Needle Destroyer | BS-949 | 2000020756 | Functional | Cmho Supply
3095 | Kundera Chc Sawai Madhopur | SPHYGMOMANOMETER(BP APPRATUS) | MODEL NOT AVAILABLE | 98134449 | Functional | Others
3096 | Kundera Chc Sawai Madhopur | Baby Weighing Machine | Model Not Available | 2000020745 | Functional | Crown Digital Scales Inc
3097 | Akbarpur Chc | Autoclave | Model not available | TP40P56 | Functional | Others
3098 | Kundal Phc | SPHYGMOMANOMETER(BP APPRATUS) | MODEL NOT AVAILABLE | 73221106 | Non Functional Not Repairable | Cmho Supply
3099 | Bdm Hospital Kotputali Sdh | Binocular Microscope | Redical - RLX 48 | 24954 | Functional | Cmho Supply
3100 | Bdm Hospital Kotputali Sdh | 300mA X-Ray Machine | GE Elpro - DX-300 | C/35299 | Functional | Others
3101 | Mandrela Chc | Radiant Heat Warmer | Zeal - RHW 2101A | RHW210109132025 | Functional | Others
3102 | Shrinagar Chc | Spot Light ( Portable ) | Model Not Available | 2000032186 | Functional | Others
3103 | Satellite Hospital Adarsh Nagar Ajmer | Defibrillator | MODEL NOT AVAILABLE | J14D297 | Functional | Others
3104 | J.K.Loan Hospital, Kota | Multi-Para Monitor | Model not available | G3DK30072 | Functional | General Medical Equipment
3105 | Govt Hospitls Sriganganagar Dh | Anesthesia Machine | MODEL NOT AVAILABLE | 3000048148 | Functional | Others
3106 | J.K.Loan Hospital, Kota | Syringe Infusion Pump | HBC-70 | 3000281091 | Functional | Others
3107 | Govt Hospitls Sriganganagar Dh | Suction Machine | Model Not Available | 3000048163 | Functional | Others
3108 | Satellite Hospital Adarsh Nagar Ajmer | Suction Machine | Model Not Available | 2000033549 | Functional | Others
3109 | Satellite Hospital Adarsh Nagar Ajmer | O.T. Light Single Dome | MODEL NOT AVAILABLE | 2000033550 | Functional | Others
3110 | Govt Hospitls Sriganganagar Dh | Radiant Heat Warmer | Model Not Available | 3000048173 | Functional | Delta Medical Corporation
3111 | New Govt Medical College Kota | Nebulizer | MODEL NOT AVAILABLE | 3000088345 | Functional | Others
3112 | New Govt Medical College Kota | Suction Machine | Model Not Available | 30000130022 | Functional | Others
3113 | New Govt Medical College Kota | Centrifuge Machine (24 Tubes) | Model no available | 3000055267 | Functional | Others
3114 | New Govt Medical College Kota | Nebulizer | Aero | 1302725 | Not in use | Others
3115 | Govt Hospitls Sriganganagar Dh | ECG Machine (Three Channel ) | Medicaid - CardioFax 3R | 1410681210 | Functional | Others
3116 | Satellite Hospital Adarsh Nagar Ajmer | Freezes | MODEL NOT AVAILABLE | 1302030930 | Functional | Others
3117 | New Govt Medical College Kota | Nebulizer | Aero | 1302733 | Functional | Others
3118 | Govt Hospitls Sriganganagar Dh | ECG Machine (Six Channel ) | BPL - Cardiart 8408 | DOTA3A1646 | Functional | Bpl Medical Technologies
3119 | Gov. Hospital, Ratangarh Sdh | Hemoglobin meter | Model Not Available | 3000053144 | Functional | Others
3120 | Kawantia Hospital Dh | Radiant Heat Warmer | Meditrin - Heat Warmer | NRHM/WM09176 | Functional | Others
3121 | Kawantia Hospital Dh | Oxygen Concentrator | BPL - OG 4203 | AXTC1C6294 | Functional | Bpl Medical Technologies
3122 | Kawantia Hospital Dh | ECG Monitor | Model not available | CLME7E2205 | Functional | Bpl Medical Technologies
3123 | Kawantia Hospital Dh | Syringe Infusion Pump | SIMTEK - Infutek 405 | 0801104.5st09 | Functional | Simtek Medico Systems Pvt Ltd
3124 | Kawantia Hospital Dh | 2.0 Ton Split Air Conditioner | Voltas - 243 DX | 4551037C08F016686 | Functional | Others
3125 | Umren Chc | 150 mA X-Ray Machine | MARS 6R | 2K130606284X/HF | Functional | Allengers Medical Systems Ltd
3126 | Meena Koleta Phc | SPHYGMOMANOMETER(BP APPRATUS) | MODEL NOT AVAILABLE | 3000084253 | Functional | Cmho Supply
3127 | Banskhon Phc | Ice lined refrigerator | MK - 142 | 50213363 | Functional | Others
3128 | Rajeev Gandhi Govt General Hospital Alwar Dh | C R System | Classic CR+DV 6850 Printer | 4001225 | Functional | Carestream Health India Pvt Ltd
3129 | Rajeev Gandhi Govt General Hospital Alwar Dh | Radiant Heat Warmer | Meditrin - Heat Warmer | NRHM/wm/09/25 | Functional | Others
3130 | Manoharpura Chc | Centrifuge Machine ( 8 Tube) | REMI - R4C | CPLC2227 | Functional | Cmho Supply
3131 | Manoharpura Chc | Suction Machine | Deluxe Model | 2000022724 | Functional | Gulati Industries
3132 | Manoharpura Chc | SPHYGMOMANOMETER(BP APPRATUS) | MODEL NOT AVAILABLE | 160may0900148 | Functional | Others
3133 | Manoharpura Chc | Baby Weighing Machine | Docbel Braun | 2000022727 | Functional | Docbel Group Of Industries
3134 | Bamboli Phc | Syringe Needle Destroyer | Nulife - Dots | nbsd0715859 | Functional | Others
3135 | Radawas Phc | Binocular Microscope | RSL - 4B | 28914 | Functional | Cmho Supply
3136 | Bamboli Phc | Instrument Sterilizer | Model Not Available | 2000021295 | Functional | Others
3137 | Radawas Phc | ESR Stand | Model not available | 2000022668 | Functional | Yorco Sales Pvt Ltd
3138 | Radawas Phc | Glucometer | Model not available | 2000022672 | Functional | Bio Laboratories Pvt Ltd
3139 | Bamboli Phc | Syringe Needle Destroyer | Microsil - ND350 | 7585 | Functional | Others
3140 | Bamboli Phc | Glucometer | Model not available | m0ie03aa6010 | Functional | Others
3141 | Ramgarh Chc Alwar | Syringe Needle Destroyer | Microsil ND 20 | 2000021312 | Functional | Others
3142 | Bdm Hospital Kotputali Sdh | O.T. Light Double Dome | CI-700+CI-700 | 2000022017 | Functional | Others
3143 | Kalakua Satellite Hospital | ECG Machine (Three Channel ) | Medicaid - CardioFax 3R | AVMN2J20395 | Non Functional Repairable | Others
3144 | Bamanwas Chc | Blood Bank Refrigerator | Model not available | 3000084282 | Functional | Cmho Supply
3145 | Kalakua Satellite Hospital | SPHYGMOMANOMETER(BP APPRATUS) | ELITE | 2000024401 | Functional | Cmho Supply
3146 | Rbm Hospital Bharatpur Dh | Syringe Needle Destroyer | Model not available | 2000003189 | Functional | Others
3147 | Pandit Briz Sundar Sharma General Hospital Bundi Dh | Blood Bank Refrigerator | Model not available | 30041669 | Functional | Others
3148 | J.K.Loan Hospital, Kota | Centrifuge Machine ( 4 Tube ) | Model not available | 5436 | Functional | Remi Electrotechnik Ltd
3149 | Bager Chc | Centrifuge Machine ( 6 Tube ) | REMI - C 854/6 | KNLC8071 | Functional | Donation
3150 | Rbm Hospital Bharatpur Dh | Pulse Oxymeter | Model Not Available | 2000003505 | Functional | Others
3151 | District Hospital Sattelite , Bikaner Dh | Nebulizer | MODEL NOT AVAILABLE | 42035 | Functional | Omron Health Care
3152 | Zanana Hospital Ajmer Medical Collage Hospital | Centrifuge Machine ( 4 Tube ) | Model not available | 3000047120 | Functional | Remi Electrotechnik Ltd
3153 | Jawahar Hospital Jaisalmer Dh | Binocular Microscope | Leica ATC 2000 | 20542 | Functional | Others
3154 | Dh Hanumangarh Town Dh | Glucometer | Model not available | GN033343-09 | Functional | Others
3155 | Jawahar Hospital Jaisalmer Dh | Ventilator | Philips - Ventilator | THC.12731 | Functional | Others
3156 | Jawahar Hospital Jaisalmer Dh | ELISA Washer | Model not available | 3000056396 | Functional | Others
3157 | Jawahar Hospital Jaisalmer Dh | Tube Sealer for Blood bags | Model Not Available | 3000056397 | Functional | Others
3158 | J.K.Loan Hospital, Kota | Syringe Infusion Pump | SIMTEK - Infutek 405 | 1902134.5102 | Functional | Simtek Medico Systems Pvt Ltd
3159 | J.K.Loan Hospital, Kota | Multi-Para Monitor | Model not available | 258008120 | Functional | Unique Power Technologies
3160 | Rampura District Hospitalkota Dh | Freezes | MODEL NOT AVAILABLE | 3000055319 | Functional | Others
3161 | Pbm Medical College And Hospital | Slit Lamp | APPASAMY | 2000035897 | Not in use | Others
3162 | Pbm Medical College And Hospital | Slit Lamp | APPASAMY | 2000035901 | Not in use | Others
3163 | Pbm Medical College And Hospital | Slit Lamp | APPASAMY | 2000035905 | Not in use | Others
3164 | Pbm Medical College And Hospital | Slit Lamp | APPASAMY | 2000035909 | Not in use | Others
3165 | Bidasar Chc | Blood Cell Counter - 3 part | Model not available | 3000129139 | Functional | Others
3166 | Gopalpura Phc | Autoclave | Model not available | 3000121089 | Functional | Others
3167 | Chanibari Chc | Syringe Needle Destroyer | Microsil ND 20 | 2000037980 | Functional | Hemocue India
3168 | Salasar Chc | Binocular Microscope | M L W Intermed | 3000116102 | Functional | Mlw Intermed
3169 | Rundal Phc | ESR Stand | Model not available | 2000022788 | Functional | Others
3170 | Dholipal Chc Hanumangarh | Radiant Heat Warmer | Model Not Available | 3000044337 | Functional | Zeal Medical Pvt Ltd
3171 | Sheoganj Chc | Suction Machine | Horiba - ABX Micros ES 60 | 305ESOH05662 | Functional | Others
3172 | Jawahar Hospital Jaisalmer Dh | SPHYGMOMANOMETER(BP APPRATUS) | MODEL NOT AVAILABLE | 98137550 | Functional | Others
3173 | Jawahar Hospital Jaisalmer Dh | SPHYGMOMANOMETER(BP APPRATUS) | Model not available | 2000021203 | Functional | Others
3174 | Jawahar Hospital Jaisalmer Dh | SPHYGMOMANOMETER(BP APPRATUS) | MODEL NOT AVAILABLE | 98137549 | Functional | Others
3175 | Jawahar Hospital Jaisalmer Dh | SPHYGMOMANOMETER(BP APPRATUS) | Model Not Available | 2711007031 | Functional | Others
3176 | Jawahar Hospital Jaisalmer Dh | SPHYGMOMANOMETER(BP APPRATUS) | MODEL NOT AVAILABLE | 98147539 | Functional | Others
3177 | Jawahar Hospital Jaisalmer Dh | SPHYGMOMANOMETER(BP APPRATUS) | MODEL NOT AVAILABLE | 981143754 | Functional | Others
3178 | Jawahar Hospital Jaisalmer Dh | SPHYGMOMANOMETER(BP APPRATUS) | MODEL NOT AVAILABLE | 98173560 | Functional | Others
3179 | Jawahar Hospital Jaisalmer Dh | SPHYGMOMANOMETER(BP APPRATUS) | MODEL NOT AVAILABLE | 98137576 | Functional | Others
3180 | Jawahar Hospital Jaisalmer Dh | SPHYGMOMANOMETER(BP APPRATUS) | MODEL NOT AVAILABLE | 98137568 | Functional | Others
3181 | Jawahar Hospital Jaisalmer Dh | SPHYGMOMANOMETER(BP APPRATUS) | MODEL NOT AVAILABLE | 98135627 | Functional | Others
3182 | Sms Hospital | Shortwave Diathermy | MODEL NOT AVAILABLE | 012-013-614 | Functional | Others
3183 | J.K.Loan Hospital, Kota | Centrifuge Machine ( 8 Tube) | Model Not Available | C8LC-5419 | Functional | Remi Electrotechnik Ltd
3184 | J.K.Loan Hospital, Kota | Centrifuge Machine ( 8 Tube) | REMI - R 8C | CFCL-1411 | Functional | Remi Electrotechnik Ltd
3185 | Nachna Chc | Radiant Heat Warmer | Model Not Available | 3000056226 | Functional | Others
3186 | Sms Hospital | Shortwave Diathermy | MODEL NOT AVAILABLE | 012-13-586 | Functional | Others
3187 | J.K.Loan Hospital, Kota | Monocular Microscope | Model not available | 110639446 | Functional | Others
3188 | Zanana Hospital Ajmer Medical Collage Hospital | Water Bath | Model not available | 3000047095 | Functional | Others
3189 | Padampur Chc | Weighing Machine | SUVARANA | 3000202473 | Functional | Cmho Supply
3190 | Jln Central Store Medical College | Monocular Microscope | Model not available | 90825707 | Functional | Labomed
3191 | Rbm Hospital Bharatpur Dh | Instrument Sterilizer | Model Not Available | 2000003060 | Functional | Others
3192 | J.K.Loan Hospital, Kota | ECG Machine (Single Channel) | MODEL NOT AVAILABLE | 2000029497 | Non Functional Not Repairable | Others
3193 | Nachna Chc | Phototherepy Unit | MODEL NOT AVAILABLE | 2000029500 | Non Functional Not Repairable | Others
3194 | Zanana Hospital Ajmer Medical Collage Hospital | Syringe Needle Destroyer | Model Not Available | 3000202474 | Functional | Cmho Supply
3195 | Sms Hospital | TRACTION SYSTEM | MODEL NOT AVAILABLE | AT2K700226/4 | Functional | Others
3196 | Pbm Medical College And Hospital | Ventilator | Model Not Available | asal0181 | Functional | Others
3197 | Gov. Hospital, Ratangarh Sdh | Radiant Heat Warmer | Model Not Available | NRHM/WM09129 | Functional | Others
3198 | Jawahar Hospital Jaisalmer Dh | Syringe Needle Destroyer | Model not available | 3000056047 | Not in use | Others
3199 | Mt Abu Chc | ELECTRIC OT TABLE | MODEL NOT AVAILABLE | 3000042578 | Functional | Others
3200 | Sankara Chc | Radiant Heat Warmer | Zeal - RHW 2101A | 3000056672 | Functional | Zeal Medical Pvt Ltd
3201 | Pbm Medical College And Hospital | SPHYGMOMANOMETER(BP APPRATUS) | MODEL NOT AVAILABLE | 3000042650 | Functional | Others
3202 | Sam Chc | Instrument Sterilizer | Model Not Available | 3000056115 | Functional | Cmho Supply
3203 | Sankara Chc | Semi Automated Chemistry Analyzer | 3300 | 3300-6673 | Functional | Cpc Diagnostics Pvt Ltd
3204 | J.K.Loan Hospital, Kota | Freezes | MODEL NOT AVAILABLE | 30000558342 | Functional | Others
3205 | Ramgarh Chc Jaisalmer | Syringe Needle Destroyer | Model not available | 3000056827 | Functional | Others
3206 | Ramgarh Chc Jaisalmer | Binocular Microscope | BLS 116 | 6202 | Functional | Others
3207 | Sankara Chc | Instrument Sterilizer | Model Not Available | 3000056676 | Functional | Cmho Supply
3208 | Jln Central Store Medical College | CTMT Machine | RMS | 115050243477 | Functional | Others
3209 | Reodar Chc | Fetal Doppler | MODEL NOT AVAILABLE | 2000035419 | Functional | Others
3210 | Sam Chc | Autoclave | Model not available | 3000056109 | Functional | Cmho Supply
3211 | Mt Abu Chc | Dental X-Ray Machine | GME - Dentex 7008/1.5 | 3000042588 | Functional | Others
3212 | Sankara Chc | Centrifuge Machine ( 8 Tube) | REMI - R 8C | LNLO-8493 | Functional | Cmho Supply
3213 | Sankara Chc | Blood Bank Refrigerator | Model not available | 3000056663 | Functional | Others
3214 | Reodar Chc | O.T. Light Single Dome | MODEL NOT AVAILABLE | 2000035423 | Functional | Others
3215 | J.K.Loan Hospital, Kota | Multi-Para Monitor | Model not available | MV07309 | Functional | Others
3216 | J.K.Loan Hospital, Kota | Nebulizer | Aero | 1302729 | Functional | Hemant Surgicals
3217 | Ramgarh Chc Jaisalmer | Blood Cell Counter - 3 part | Horiba - ABX Micros ES 60 | 3000056831 | Functional | Others
3218 | Sms Hospital | Multi-Para Monitor | Model not available | M003E005009 | Functional | Schiller Healthcare India Pvt Ltd
3219 | Ramgarh Chc Jaisalmer | Suction Machine | Model Not Available | 3000056841 | Functional | Anand Medicaids Pvt Ltd
3220 | Jln Central Store Medical College | Ventilator | Model Not Available | 2000033241 | Functional | Robonik India Pvt Ltd
3221 | Ramgarh Chc Jaisalmer | Suction Machine | Model Not Available | 3000056843 | Functional | Others
3222 | Jln Central Store Medical College | Ventilator | Model Not Available | 2000033240 | Functional | Robonik India Pvt Ltd
3223 | Mt Abu Chc | Spot Light ( Portable ) | Model Not Available | 3000045515 | Functional | Others
3224 | J.K.Loan Hospital, Kota | Blood Bank Refrigerator | Model not available | 3000046648 | Functional | Haier Appliances India Pvt
3225 | Gov. Hospital, Ratangarh Sdh | ELISA Washer | Model not available | 461310175BE | Functional | Others
3226 | Dh Hanumangarh Town Dh | Anesthesia Machine | Model Not Available | 3000202415 | Functional | Others
3227 | J.K.Loan Hospital, Kota | Suction Machine | Model Not Available | 3000055999 | Functional | Others
3228 | J.K.Loan Hospital, Kota | Suction Machine | Model Not Available | 3000056000 | Functional | Electro Pvt Ltd Hydrabad
3229 | City Dispensary Diggi Bazar | Ice lined refrigerator | Model Not Available | 90409928 | Functional | Others
3230 | Gov. Hospital, Ratangarh Sdh | Blood Bank Refrigerator | Model not available | GOODREJ300L | Functional | Others
3231 | Dh Hanumangarh Town Dh | Instrument Sterilizer | Model Not Available | 2000037734 | Functional | Others
3232 | J.K.Loan Hospital, Kota | Suction Machine | Model Not Available | 3000046916 | Functional | Others
3233 | Jln Central Store Medical College | Monocular Microscope | Model not available | 141174499 | Functional | Labomed
3234 | Dh Hanumangarh Town Dh | O.T. Light Double Dome | MODEL NOT AVAILABLE | 9F5106 | Functional | Others
3235 | Sms Hospital | Multi-Para Monitor | Model not available | 4335A29855 | Functional | Philips Electronics India Ltd
3236 | Pindwara Chc | Binocular Microscope | Model Not Available | 3000045545 | Functional | Others
3237 | Gov. Hospital, Ratangarh Sdh | Defibrillator | MODEL NOT AVAILABLE | 98F101175 | Functional | Others
3238 | Dh Hanumangarh Town Dh | Defibrillator with Cardiac Monitor | Concept | 2000031946 | Functional | Concept Integration
3239 | Gov. Hospital, Ratangarh Sdh | Suction Machine | Model Not Available | 3000053249 | Functional | Others
3240 | Sms Hospital | Syringe Needle Destroyer | Model not available | NBSD0719251 | Functional | Others
3241 | Pbm Medical College And Hospital | Multi-Para Monitor | Model not available | AIIS3808 | Functional | Others
3242 | Pbm Medical College And Hospital | Multi-Para Monitor | Model not available | AIIS3805 | Functional | Others
3243 | Pbm Medical College And Hospital | Multi-Para Monitor | Model not available | AIIS3801 | Functional | Others
3244 | Pbm Medical College And Hospital | Multi-Para Monitor | Model not available | AIIS3806 | Functional | Others
3245 | Pbm Medical College And Hospital | Multi-Para Monitor | Model not available | AIIS3803 | Functional | Others
3246 | Pbm Medical College And Hospital | Multi-Para Monitor | Model not available | AIIS3340 | Functional | Others
3247 | Pbm Medical College And Hospital | Multi-Para Monitor | Model not available | AIIS3807 | Functional | Others
3248 | J.K.Loan Hospital, Kota | Instrument Sterilizer | Model Not Available | 3000046909 | Functional | Others
3249 | Pbm Medical College And Hospital | Suction Machine | Model Not Available | 3000042695 | Functional | Others
3250 | J.K.Loan Hospital, Kota | Syringe Infusion Pump | SIMTEK - Infutek 405 | 13 | Functional | Simtek Medico Systems Pvt Ltd
3251 | Pandit Briz Sundar Sharma General Hospital Bundi Dh | Blood Bank Refrigerator | Model not available | 2863 | Functional | Others
3252 | Pandit Briz Sundar Sharma General Hospital Bundi Dh | Pulse Oxymeter | Model Not Available | SO6B30817 | Functional | Others
3253 | Zanana Hospital Ajmer Medical Collage Hospital | Instrument Sterilizer | Model Not Available | 3000047068 | Functional | Others
3254 | Pandit Briz Sundar Sharma General Hospital Bundi Dh | Urine Test Strip Analyzer | Model Not Available | 3000041660 | Functional | Others
3255 | J.K.Loan Hospital, Kota | Syringe Infusion Pump | SIMTEK - Infutek 405 | 6 | Functional | Simtek Medico Systems Pvt Ltd
3256 | J.K.Loan Hospital, Kota | Freezes | MODEL NOT AVAILABLE | 3000055802 | Functional | Haier Appliances India Pvt
3257 | Pandit Briz Sundar Sharma General Hospital Bundi Dh | Syringe Needle Destroyer | ND - 102 | 3000088022 | Functional | Others
3258 | Jawahar Hospital Jaisalmer Dh | Multi-Para Monitor | Model not available | M016E000634 | Functional | Schiller Healthcare India Pvt Ltd
3259 | J.K.Loan Hospital, Kota | SPHYGMOMANOMETER(BP APPRATUS) | MODEL NOT AVAILABLE | 3000046904 | Functional | Others
3260 | J.K.Loan Hospital, Kota | Syringe Infusion Pump | SIMTEK - Infutek 405 | 1602134.5104 | Functional | Simtek Medico Systems Pvt Ltd
3261 | Rampura District Hospitalkota Dh | Semi Automated Chemistry Analyzer | Robonik - Prietest Touch | AT0251108RBK | Functional | Robonik India Pvt Ltd
3262 | J.K.Loan Hospital, Kota | Syringe Infusion Pump | SIMTEK - Infutek 405 | 1402134.5108 | Functional | Simtek Medico Systems Pvt Ltd
3263 | J.K.Loan Hospital, Kota | Syringe Infusion Pump | SIMTEK - Infutek 405 | 1602134.01 | Functional | Simtek Medico Systems Pvt Ltd
3264 | Rbm Hospital Bharatpur Dh | Ventilator | Schiller - Graphnet Advance | 2000003493 | Functional | Schiller Healthcare India Pvt Ltd
3265 | Rudawal Phc | FOOT OPERATED SUCTION MACHINE | MODEL NOT AVAILABLE | 2000003330 | Functional | Others
3266 | Dh Hanumangarh Town Dh | Centrifuge Machine (36 Tubes) | REMI - R 23 | VCEK-7026 | Functional | Remi Electrotechnik Ltd
3267 | J.K.Loan Hospital, Kota | Centrifuge Machine ( 8 Tube) | Model Not Available | 5423 | Functional | Remi Electrotechnik Ltd
3268 | Jawahar Hospital Jaisalmer Dh | Blood Bank Refrigerator | REMI - BR 70 | 3000056462 | Functional | Others
3269 | Bhaniyana Phc | Instrument Sterilizer | Model Not Available | 3000056651 | Functional | Cmho Supply
3270 | Bhirani Phc | Hemoglobin meter | Model Not Available | 300043169 | Functional | Others
3271 | Zanana Hospital Ajmer Medical Collage Hospital | O.T. Light Single Dome | MODEL NOT AVAILABLE | 3000047044 | Functional | Others
3272 | J.K.Loan Hospital, Kota | Centrifuge Machine ( 8 Tube) | Model Not Available | CHLC3286 | Functional | Remi Electrotechnik Ltd
3273 | Rbm Hospital Bharatpur Dh | Radiant Heat Warmer | Model Not Available | 2000003022 | Functional | Others
3274 | Jawahar Hospital Jaisalmer Dh | Syringe Needle Destroyer | Model not available | 14C159 | Functional | Others
3275 | Jawahar Hospital Jaisalmer Dh | Syringe Needle Destroyer | Model not available | 14C158 | Functional | Others
3276 | District Hospital Jalore Dh | Hydraulic Operation Table | MODEL NOT AVAILABLE | 3000045883 | Functional | Others
3277 | Jawahar Hospital Jaisalmer Dh | Syringe Needle Destroyer | Nulife - Dots | 3000056407 | Functional | Others
3278 | J.K.Loan Hospital, Kota | Centrifuge Machine ( 4 Tube ) | Model not available | 5394 | Functional | Remi Electrotechnik Ltd
3279 | J.K.Loan Hospital, Kota | Radiant Heat Warmer | Model Not Available | 3000055988 | Functional | Meditrin Instruments
3280 | Jawahar Hospital Jaisalmer Dh | ECG Machine (Single Channel) | Medicaid - Cardio Fax | 3000056499 | Functional | Others
3281 | Gov. Hospital, Ratangarh Sdh | Suction Machine | Model Not Available | 3000053215 | Functional | Others
3282 | Gov. Hospital, Ratangarh Sdh | Nebulizer | MODEL NOT AVAILABLE | PCB102070 | Functional | Others
3283 | City Dispensary Beawar | SPHYGMOMANOMETER(BP APPRATUS) | MODEL NOT AVAILABLE | M436875 | Functional | Others
3284 | Gov. Hospital, Ratangarh Sdh | Nebulizer | MODEL NOT AVAILABLE | PCB102073 | Functional | Others
3285 | Gov. Hospital, Ratangarh Sdh | Dental X-Ray Machine | Gomax - 10 DRS | 3000053227 | Functional | Others
3286 | Jawahar Hospital Jaisalmer Dh | Freezes | MODEL NOT AVAILABLE | 3000056045 | Not in use | Others
3287 | Zanana Hospital Ajmer Medical Collage Hospital | Blood Bank Refrigerator | Model not available | 3000047085 | Functional | Haier Appliances India Pvt
3288 | Dh Hanumangarh Town Dh | Blood Bank Refrigerator | Model not available | BDI-2899 | Functional | Remi Electrotechnik Ltd
3289 | Pbm Medical College And Hospital | Cautry Machine | Model Not Available | 3000045786 | Functional | Others
3290 | Gov. Hospital, Sujangarh Sdh | Semi Automated Chemistry Analyzer | Model not Available | 33006852 | Functional | Others
3291 | Gov. Hospital, Ratangarh Sdh | Hot Air Oven | DEL - 624 | 3000053236 | Functional | Others
3292 | Dh Hanumangarh Town Dh | Freezes | MODEL NOT AVAILABLE | 2000037681 | Functional | Others
3293 | Zanana Hospital Ajmer Medical Collage Hospital | Blood Bank Refrigerator | Model not available | BD1/3751 | Functional | Remi Electrotechnik Ltd
3294 | Sms Hospital | Ventilator | Model Not Available | 6503 | Functional | Hamilton Medical
3295 | Pbm Medical College And Hospital | Multi-Para Monitor | Model not available | ALLS3264 | Functional | Others
3296 | Pbm Medical College And Hospital | Multi-Para Monitor | Model not available | ALLS3308 | Functional | Others
3297 | Pbm Medical College And Hospital | Multi-Para Monitor | Model not available | 3000045743 | Functional | Others
3298 | Pbm Medical College And Hospital | Multi-Para Monitor | Model not available | 3000045745 | Functional | Others
3299 | Nachna Chc | Hot Air Oven | Model not available | 3000056330 | Functional | Cmho Supply
3300 | City Dispensary Diggi Bazar | Freezes | MODEL NOT AVAILABLE | 47122 | Functional | Cmho Supply
3301 | Jln Central Store Medical College | Monocular Microscope | Model not available | 141174566 | Functional | Labomed
3302 | District Hospital Jalore Dh | SPHYGMOMANOMETER(BP APPRATUS) | MODEL NOT AVAILABLE | 98135615 | Functional | Others
3303 | Jawahar Hospital Jaisalmer Dh | ECG Machine (Single Channel) | Cardio Min 2K | 3000056437 | Functional | Others
3304 | City Dispensary Policeline | Freezes | Kelvinator KGE 193 | 47804 | Functional | Cmho Supply
3305 | Kawantia Hospital Dh | Nebulizer | MODEL NOT AVAILABLE | hbk/card/0001 | Functional | Others
3306 | Kawantia Hospital Dh | Nebulizer | MODEL NOT AVAILABLE | hbk/card/0002 | Functional | Others
3307 | Kawantia Hospital Dh | Nebulizer | MODEL NOT AVAILABLE | hbk/card/0003 | Functional | Others
3308 | City Dispensary Policeline | Blood Bank Refrigerator | Model not available | 25116375 | Not in use | Others
3309 | Hantra Phc | Hemoglobin meter | Model Not Available | 2000003280 | Functional | Metro Traiding Corporation
3310 | Jawahar Hospital Jaisalmer Dh | C. T. Scanner | TSX-021B | 6na1125617 | Functional | Others
3311 | District Hospital Jalore Dh | Radiant Heat Warmer | Meditrin - Heat Warmer | NRHM/WM09/167 | Functional | Meditrin Instruments
3312 | Rampura District Hospitalkota Dh | 300mA X-Ray Machine | Model not available | 05-36340 | Functional | Others
3313 | Hantra Phc | Glucometer | Model not available | 2000003279 | Functional | Metro Traiding Corporation
3314 | Jawahar Hospital Jaisalmer Dh | Dental X-Ray Machine | GME - Dentex 7008/1.5 | 3000056424 | Functional | Others
3315 | Hantra Phc | Suction Machine | Model Not Available | 2000003277 | Functional | Others
3316 | Rampura District Hospitalkota Dh | Freezes | MODEL NOT AVAILABLE | 307PRCMO015531 | Functional | Others
3317 | City Dispensary Ramnagar | Blood Bank Refrigerator | VersaMed iVent 201 | IV18119 | Functional | Wipro G E Healthcare Pvt Ltd
3318 | Rbm Hospital Bharatpur Dh | Binocular Microscope | RSL - 4B | 23682 | Functional | Manchanda Medicos Delhi
3319 | City Dispensary Ramnagar | Monocular Microscope | Model not available | M-29833 | Functional | Others
3320 | Pbm Medical College And Hospital | Ice lined refrigerator | Model Not Available | 2000035651 | Functional | Others
3321 | Jln Central Store Medical College | Monocular Microscope | Model not available | 141174562 | Functional | Labomed
3322 | Dh Hanumangarh Town Dh | SPHYGMOMANOMETER(BP APPRATUS) | MODEL NOT AVAILABLE | 19438138-46 | Functional | Others
3323 | Jln Central Store Medical College | Monocular Microscope | Model not available | 141174572 | Functional | Labomed
3324 | J.K.Loan Hospital, Kota | Suction Machine | Model Not Available | 3000046915 | Functional | Others
3325 | City Dispensary Diggi Bazar | Syringe Needle Destroyer | Model not available | 47128 | Functional | Others
3326 | Sms Hospital | Multi-Para Monitor | Model not available | 4335A31019 | Functional | Philips Electronics India Ltd
3327 | Sms Hospital | Multi-Para Monitor | Model not available | 4335A31028 | Functional | Philips Electronics India Ltd
3328 | Pbm Medical College And Hospital | Suction Machine | Model Not Available | 3000042696 | Functional | Others
3329 | Pbm Medical College And Hospital | Suction Machine | Model Not Available | 2000035961 | Functional | Others
3330 | Pbm Medical College And Hospital | Suction Machine | Model Not Available | 2000035583 | Functional | Others
3331 | Pbm Medical College And Hospital | Suction Machine | Model Not Available | 2000035584 | Functional | Others
3332 | Pbm Medical College And Hospital | Suction Machine | Model Not Available | 2000035585 | Functional | Others
3333 | Sms Hospital | Syringe Needle Destroyer | Model not available | 3000087595 | Functional | Others
3334 | Gov. Hospital, Sujangarh Sdh | Blood Mixer ( Roller Mixer ) | Model not available | 300129084 | Functional | Others
3335 | Sms Hospital | Cautry Machine | Model Not Available | F1F68124A | Functional | Others
3336 | Sms Hospital | O.T. Light Single Dome | MODEL NOT AVAILABLE | 2110414074039 | Functional | Others
3337 | Swaroopganj Phc | Blood Bank Refrigerator | MF114 | 2000035484 | Functional | Others
3338 | Reodar Chc | VDRL Rotator (Rotor and Shaker) | Model Not Available | 2000035442 | Functional | Others
3339 | Sms Hospital | SPHYGMOMANOMETER(BP APPRATUS) | MODEL NOT AVAILABLE | 3000087767 | Functional | Others
3340 | Sms Hospital | SPHYGMOMANOMETER(BP APPRATUS) | MODEL NOT AVAILABLE | 3000087769 | Functional | Others
3341 | Sms Hospital | Multi-Para Monitor | Model not available | 3000087773 | Functional | Others
3342 | Sms Hospital | O.T. Light Single Dome | MODEL NOT AVAILABLE | 3000085153 | Functional | Others
3343 | Mt Abu Chc | Binocular Microscope | Model Not Available | 3000045528 | Functional | Others
3344 | Pbm Medical College And Hospital | 300mA X-Ray Machine | GME - GMHF-32 | 2000035578 | Functional | Others
3345 | Pbm Medical College And Hospital | 300mA X-Ray Machine | GME - GMHF-32 | 2000035606 | Functional | Others
3346 | Mt Abu Chc | Incubator | MODEL NOT AVAILABLE | 3000045534 | Functional | Others
3347 | Mt Abu Chc | Phototherepy Unit | MODEL NOT AVAILABLE | 3000042590 | Functional | Others
3348 | Pbm Medical College And Hospital | Hemoglobin meter | Model Not Available | 3000045705 | Functional | Others
3349 | Pbm Medical College And Hospital | FOGGING MACHINE | MODEL NOT AVAILABLE | 3000045625 | Functional | Others
3350 | Pbm Medical College And Hospital | FOGGING MACHINE | MODEL NOT AVAILABLE | 3000045626 | Functional | Others
3351 | Abu Road Chc | Binocular Microscope | Model Not Available | 3000045479 | Functional | Others
3352 | Pbm Medical College And Hospital | Freezes | MODEL NOT AVAILABLE | 3000045725 | Functional | Others
3353 | Abu Road Chc | Incubator | MODEL NOT AVAILABLE | 1BLC-8763 | Functional | Others
3354 | Dehra Phc | Binocular Microscope | Microlux - 16 | 2000003548 | Functional | Scientific India
3355 | Jawahar Hospital Jaisalmer Dh | Syringe Needle Destroyer | Model not available | 14C160 | Functional | Others
3356 | Jawahar Hospital Jaisalmer Dh | Syringe Needle Destroyer | Model not available | 14C169 | Functional | Others
3357 | Jawahar Hospital Jaisalmer Dh | Syringe Needle Destroyer | Model not available | 14C156 | Functional | Others
3358 | Jawahar Hospital Jaisalmer Dh | Syringe Needle Destroyer | Model not available | 14C157 | Functional | Others
3359 | Bhaniyana Phc | Centrifuge Machine ( 4 Tube ) | Model Not Available | 2000021703 | Functional | Others
3360 | J.K.Loan Hospital, Kota | Pulse Oxymeter | Model Not Available | 136087 | Functional | Larsen And Tourbo Ltd
3361 | Rudawal Phc | SPHYGMOMANOMETER(BP APPRATUS) | MODEL NOT AVAILABLE | 2000003328 | Functional | Elite Scientific Corporation
3362 | Zanana Hospital Ajmer Medical Collage Hospital | Baby Weighing Machine | Model Not Available | 3000047061 | Functional | Others
3363 | Rbm Hospital Bharatpur Dh | Radiant Heat Warmer | Model Not Available | 2000003025 | Functional | Others
3364 | Bhaniyana Phc | Binocular Microscope | M L W Intermed | 3000056637 | Functional | Cmho Supply
3365 | Zanana Hospital Ajmer Medical Collage Hospital | Radiant Heat Warmer | Model Not Available | 3000047062 | Functional | Zeal Medical Pvt Ltd
3366 | Rampura District Hospitalkota Dh | Hot Air Oven | Model not available | 3000055313 | Functional | Others
3367 | Rbm Hospital Bharatpur Dh | Radiant Heat Warmer | Model Not Available | 2000003028 | Functional | Others
3368 | Rbm Hospital Bharatpur Dh | Radiant Heat Warmer | Model Not Available | 2000003029 | Functional | Others
3369 | Rampura District Hospitalkota Dh | Syringe Needle Destroyer | Nulife - Dots | NBDS0715304 | Functional | Mrk Healthcare Pvt Ltd Delhi
3370 | Bhaniyana Phc | Suction Machine | Model Not Available | 3000056640 | Functional | Cmho Supply
3371 | J.K.Loan Hospital, Kota | Pulse Oxymeter | Model Not Available | 136063 | Functional | Larsen And Tourbo Ltd
3372 | Zanana Hospital Ajmer Medical Collage Hospital | Autoclave | Model not available | SK-368 | Functional | Others
3373 | Jawahar Hospital Jaisalmer Dh | Suction Machine | EURUVAC Elite | 06EL0308 | Functional | Others
3374 | Nachna Chc | Hydraulic Operation Table | MODEL NOT AVAILABLE | 3000056327 | Functional | Cmho Supply
3375 | Zanana Hospital Ajmer Medical Collage Hospital | Blood Bank Refrigerator | Model not available | BD1-3769 | Functional | Remi Electrotechnik Ltd
3376 | Pbm Medical College And Hospital | Ventilator | Model Not Available | 3000045750 | Functional | Others
3377 | Pbm Medical College And Hospital | Ventilator | Model Not Available | 3000045751 | Functional | Others
3378 | Pbm Medical College And Hospital | Ventilator | Model Not Available | 3000045744 | Functional | Others
3379 | Pbm Medical College And Hospital | Ventilator | Model Not Available | 3000045739 | Functional | Others
3380 | Pbm Medical College And Hospital | Syringe Infusion Pump | Injectomat Agilia | 3000042665 | Functional | Others
3381 | Pbm Medical College And Hospital | Syringe Infusion Pump | Injectomat Agilia | 3000042666 | Functional | Others
3382 | Pbm Medical College And Hospital | Syringe Infusion Pump | Injectomat Agilia | 3000042667 | Functional | Others
3383 | Pbm Medical College And Hospital | Syringe Infusion Pump | Injectomat Agilia | 3000042668 | Functional | Others
3384 | Pbm Medical College And Hospital | Syringe Infusion Pump | Injectomat Agilia | 300004669 | Functional | Others
3385 | Pbm Medical College And Hospital | Syringe Infusion Pump | Injectomat Agilia | 3000042670 | Functional | Others
3386 | Pbm Medical College And Hospital | Syringe Infusion Pump | Injectomat Agilia | 3000042671 | Functional | Others
3387 | Pbm Medical College And Hospital | Syringe Infusion Pump | MODEL NOT AVAILABLE | 3000202620 | Functional | Others
3388 | Pbm Medical College And Hospital | Syringe Infusion Pump | Injectomat Agilia | 3000042673 | Functional | Others
3389 | Pbm Medical College And Hospital | Syringe Infusion Pump | Injectomat Agilia | 3000042674 | Functional | Others
3390 | Pbm Medical College And Hospital | Syringe Infusion Pump | Injectomat Agilia | 3000042675 | Functional | Others
3391 | Jln Central Store Medical College | Monocular Microscope | Model not available | 141174575 | Functional | Labomed
3392 | Zanana Hospital Ajmer Medical Collage Hospital | Freezes | MODEL NOT AVAILABLE | 12NRMK062495 | Functional | Others
3393 | Gov. Hospital, Ratangarh Sdh | Binocular Microscope | Model Not Available | 609143 | Functional | Others
3394 | Sam Chc | 100mA X-Ray Machine | Model not available | 3000056123 | Functional | Others
3395 | City Dispensary Diggi Bazar | SPHYGMOMANOMETER(BP APPRATUS) | MODEL NOT AVAILABLE | 47132 | Functional | Others
3396 | J.K.Loan Hospital, Kota | Syringe Infusion Pump | Model not available | 403134.5102 | Functional | Simtek Medico Systems Pvt Ltd
3397 | Sms Hospital | Ventilator | Model Not Available | MG130135 | Functional | Premier Medical Systems And Devices Pvt Ltd
3398 | Dh Hanumangarh Town Dh | Defibrillator with Cardiac Monitor | Concept | 2000031944 | Functional | Concept Integration
3399 | J.K.Loan Hospital, Kota | Syringe Infusion Pump | Model not available | 3000046868 | Functional | Others
3400 | Dh Hanumangarh Town Dh | Defibrillator with Cardiac Monitor | Concept | 2000031945 | Functional | Concept Integration
3401 | City Dispensary Srinagar Road | Ice lined refrigerator | MF - 144 | 90506116 | Functional | Vestfrost Solutions
3402 | Sam Chc | Radiant Heat Warmer | Model Not Available | NRHM/PT09118 | Functional | Meditrin Instruments
3403 | Sms Hospital | Defibrillator | MODEL NOT AVAILABLE | 30813 | Functional | Bpl Medical Technologies
3404 | Bajju Chc | SPHYGMOMANOMETER(BP APPRATUS) | MODEL NOT AVAILABLE | 2892 | Functional | Others
3405 | Jln Central Store Medical College | Dental Chair Unit | Model Not Available | RE10010681 | Functional | Others
3406 | Sms Hospital | Anesthesia Machine | MODEL NOT AVAILABLE | FOCU-101558 | Functional | Others
3407 | City Dispensary Srinagar Road | Centrifuge Machine ( 8 Tube) | Model Not Available | 34832 | Functional | Others
3408 | Sms Hospital | Suction Machine | Model Not Available | 3000087701 | Functional | Others
3409 | Gov. Hospital, Sujangarh Sdh | Fully Automated Clinical Chemistry Analyzer | Randox - RX IMOLA | 7201.0667 | Functional | Randox Laboratories ( India ) Pvt Ltd
3410 | Sms Hospital | Syringe Infusion Pump | SIMTEK - Infutek 405 | 04031145AJ10 | Functional | Simtek Medico Systems Pvt Ltd
3411 | City Dispensary Changate | Instrument Sterilizer | Model Not Available | 05C3778 | Functional | Others
3412 | J.K.Loan Hospital, Kota | Syringe Needle Destroyer | Model not available | 3000046882 | Functional | Others
3413 | Gov. Hospital, Sujangarh Sdh | Freezes | MODEL NOT AVAILABLE | 30001290053 | Functional | Rhsdp Supply
3414 | J.K.Loan Hospital, Kota | Radiant Heat Warmer | Meditrin - Heat Warmer | 518352 | Functional | Meditrin Instruments
3415 | Gov. Hospital, Ratangarh Sdh | Hemoglobin meter | HB 301 | 1343813039 | Functional | Others
3416 | Dh Hanumangarh Town Dh | Hydraulic Operation Table | MODEL NOT AVAILABLE | 2000037725 | Functional | Others
3417 | City Dispensary Nasirabaad | Freezes | MODEL NOT AVAILABLE | 3000047266 | Functional | Cmho Supply
3418 | Gov. Hospital, Sujangarh Sdh | Binocular Microscope | Labovision | 30001290055 | Functional | Labovision India
3419 | Dh Hanumangarh Town Dh | Syringe Needle Destroyer | Model not available | 142798 | Functional | Others
3420 | Bajju Chc | Autoclave | Model not available | 3000045365 | Functional | Others
3421 | Gov. Hospital, Sujangarh Sdh | Syringe Needle Destroyer | Microsil - ND350 | 6712 | Functional | Cmho Supply
3422 | Gov. Hospital, Sujangarh Sdh | Syringe Needle Destroyer | Microsil - ND350 | 5668 | Functional | Cmho Supply
3423 | Jawahar Hospital Jaisalmer Dh | Defibrillator | MODEL NOT AVAILABLE | 3000056557 | Functional | Others
3424 | J.K.Loan Hospital, Kota | FOGGING MACHINE | MODEL NOT AVAILABLE | 3000046888 | Non Functional Not Repairable | Others
3425 | Sms Hospital | Hydraulic Operation Table | MODEL NOT AVAILABLE | ETO11040 | Functional | Others
3426 | Sms Hospital | SPHYGMOMANOMETER(BP APPRATUS) | MODEL NOT AVAILABLE | 2000029332 | Non Functional Not Repairable | Others
3427 | Gov. Hospital, Sujangarh Sdh | Colorimeter | MODEL NOT AVAILABLE | 3000129072 | Functional | Others
3428 | Bajju Chc | Radiant Heat Warmer | Zeal - RHW 2101A | 2431 | Functional | Zeal Medical Pvt Ltd
3429 | Dh Hanumangarh Town Dh | SPHYGMOMANOMETER(BP APPRATUS) | MODEL NOT AVAILABLE | 2000037688 | Functional | Others
3430 | Bajju Chc | Phototherepy Unit | MODEL NOT AVAILABLE | 440206 | Functional | Fanem
3431 | Pbm Medical College And Hospital | Spot Light ( Portable ) | Model Not Available | 3000045715 | Functional | Others
3432 | Pbm Medical College And Hospital | Syringe Needle Destroyer | Model not available | 3000042743 | Functional | Others
3433 | Pbm Medical College And Hospital | Syringe Needle Destroyer | Model not available | 2000042748 | Functional | Others
3434 | Swaroopganj Phc | Dental Chair Unit | Model Not Available | 2000035502 | Functional | Others
3435 | Pbm Medical College And Hospital | Centrifuge Machine ( 8 Tube) | Model Not Available | 3000042747 | Functional | Others
3436 | Pbm Medical College And Hospital | Syringe Needle Destroyer | Model not available | 1725 | Functional | Others
3437 | Pbm Medical College And Hospital | Suction Machine | Model Not Available | 200003590 | Functional | Others
3438 | Sms Hospital | Ventilator | AVEA | BBVO1496 | Functional | Rohanika Electronics - Medical Systems
3439 | Sms Hospital | Ventilator | AVEA | BBVO1493 | Functional | Carefusion - Usa
3440 | A K Hospital Beawar Ajmer Dh | Centrifuge Machine ( 8 Tube) | REMI - R 8C | GGNC-8064 | Functional | Remi Electrotechnik Ltd
3441 | Sms Hospital | Ventilator | Schiller - Graphnet Advance | 140211321081AVI | Functional | Others
3442 | Sms Hospital | Ventilator | Model Not Available | 140211281081AIV | Functional | Schiller Healthcare India Pvt Ltd
3443 | A K Hospital Beawar Ajmer Dh | VDRL Rotator (Rotor and Shaker) | Yorco - YSI 148 | LXT0650 | Functional | Yorco Sales Pvt Ltd
3444 | Sms Hospital | ECG Machine (Six Channel ) | BPL - Cardiart 8408 | T200300001 | Functional | Bpl Medical Technologies
3445 | Rohida Chc | Freezes | MODEL NOT AVAILABLE | 2000035506 | Functional | Others
3446 | Sheoganj Chc | Baby Weighing Machine | Crown | 3000119098 | Functional | Others
3447 | A K Hospital Beawar Ajmer Dh | Ventilator | Schiller - Graphnet Advance | 140640351081A1V | Functional | Schiller Healthcare India Pvt Ltd
3448 | Abu Road Chc | Freezes | MODEL NOT AVAILABLE | 3000045496 | Functional | Others
3449 | Pbm Medical College And Hospital | Anesthesia Machine | MODEL NOT AVAILABLE | 2000035922 | Functional | Others
3450 | Pbm Medical College And Hospital | Anesthesia Machine | MODEL NOT AVAILABLE | 2000035945 | Functional | Others
3451 | Pbm Medical College And Hospital | Anesthesia Machine | MODEL NOT AVAILABLE | 2000035957 | Functional | Others
3452 | Rohida Chc | Centrifuge Machine ( 4 Tube ) | Model not available | 2000035508 | Functional | Others
3453 | Sms Hospital | Multi-Para Monitor | Schiller - Truscope Classic | MO14E004243 | Functional | Schiller Healthcare India Pvt Ltd
3454 | Sms Hospital | Operating Microscope | Model Not Available | 50896016 | Functional | Others
3455 | D B Government Hospital Churu Dh | Freezes | Allied - Syrn 200 | ASSVRN201420006 | Functional | Alleid Medical Limited
3456 | Jln Central Store Medical College | Freezes | MODEL NOT AVAILABLE | S09PRCLO-60851 | Functional | Others
3457 | Hindumalkot Phc | Freezes | MODEL NOT AVAILABLE | 25011341 | Functional | Cmho Supply
3458 | Pbm Medical College And Hospital | Ventilator | Model Not Available | 3000045735 | Functional | Others
3459 | Pbm Medical College And Hospital | Ventilator | Model Not Available | 3000045734 | Functional | Others
3460 | Zanana Hospital Ajmer Medical Collage Hospital | Binocular Microscope | Model Not Available | 4110872 | Functional | Labomed
3461 | Rbm Hospital Bharatpur Dh | Pulse Oxymeter | Model Not Available | 2000003045 | Functional | Others
3462 | Reodar Chc | Labour Table | Model Not Available | 3000042097 | Functional | Others
3463 | Pbm Medical College And Hospital | Spot Light ( Portable ) | Model Not Available | 3000045798 | Functional | Others
3464 | Reodar Chc | Spot Light ( Portable ) | Model Not Available | 3000042098 | Functional | Others
3465 | J.K.Loan Hospital, Kota | Blood Bank Refrigerator | REMI - BR 300 | BDI33531 | Functional | Remi Electrotechnik Ltd
3466 | Sankara Chc | Syringe Needle Destroyer | Model not available | 3000056675 | Functional | Cmho Supply
3467 | Reodar Chc | Suction Machine | Model Not Available | 3000042099 | Functional | Others
3468 | Pbm Medical College And Hospital | Syringe Infusion Pump | Model not available | 3000045738 | Functional | Others
3469 | Pbm Medical College And Hospital | Syringe Infusion Pump | Model not available | 3000045737 | Functional | Others
3470 | J.K.Loan Hospital, Kota | Freezes | MODEL NOT AVAILABLE | 3000055850 | Functional | Remi Electrotechnik Ltd
3471 | Rbm Hospital Bharatpur Dh | Syringe Needle Destroyer | Model not available | 2000003064 | Functional | Others
3472 | Sam Chc | Blood Cell Counter - 3 part | Model not available | N130589 | Functional | Horiba India Pvt Ltd
3473 | Sankara Chc | 100mA X-Ray Machine | Model not available | 2K1306307-T | Functional | Allengers Medical Systems Ltd
3474 | Sam Chc | Centrifuge Machine ( 8 Tube) | Model Not Available | LNLO-8489 | Functional | Cmho Supply
3475 | Sms Hospital | Ventilator | Model Not Available | MG130-136 | Functional | Premier Medical Systems And Devices Pvt Ltd
3476 | Sms Hospital | Ventilator | Model Not Available | MG130-138 | Functional | Premier Medical Systems And Devices Pvt Ltd
3477 | Reodar Chc | SPHYGMOMANOMETER(BP APPRATUS) | MODEL NOT AVAILABLE | 2000035415 | Functional | Others
3478 | Guhala Chc | Radiant Heat Warmer | Model Not Available | 2000031295 | Functional | Others
3479 | Guhala Chc | Radiant Heat Warmer | Model Not Available | 2000031296 | Functional | Others
3480 | Guhala Chc | Radiant Heat Warmer | Model Not Available | 2000031297 | Functional | Others
3481 | Sheoganj Chc | Suction Machine | Model Not Available | 3000119100 | Not in use | Others
3482 | Abu Road Chc | STABILIZER | MODEL NOT AVAILABLE | 776 | Functional | Others
3483 | Mohangarh Chc | Hydraulic Operation Table | Surgicoin | 156 | Functional | Surgicoin Medequip Pvt Ltd
3484 | J.K.Loan Hospital, Kota | Pulse Oxymeter | Model Not Available | 3000046872 | Functional | Others
3485 | Jawahar Hospital Jaisalmer Dh | SPHYGMOMANOMETER(BP APPRATUS) | MODEL NOT AVAILABLE | 3000056083 | Functional | Others
3486 | Jawahar Hospital Jaisalmer Dh | SPHYGMOMANOMETER(BP APPRATUS) | MODEL NOT AVAILABLE | 3000056082 | Functional | Others
3487 | Jawahar Hospital Jaisalmer Dh | SPHYGMOMANOMETER(BP APPRATUS) | MODEL NOT AVAILABLE | 3000056079 | Functional | Others
3488 | City Dispensary Srinagar Road | Hemoglobin meter | Model Not Available | 34836 | Functional | Others
3489 | Zanana Hospital Ajmer Medical Collage Hospital | Ultra Sonography (USG) & Colour Dopler Machine | Mindray DP 50 | PP-231929 | Functional | Others
3490 | Jawahar Hospital Jaisalmer Dh | Blood Cell Counter - 3 part | Model not available | 3000056470 | Functional | Others
3491 | City Dispensary Srinagar Road | Binocular Microscope | Model not available | 2000029329 | Functional | Others
3492 | Sms Hospital | Multi-Para Monitor | Model not available | A11S3530 | Functional | Larsen And Tourbo Ltd
3493 | Jln Central Store Medical College | Suction Machine | Model Not Available | 3000047826 | Functional | Others
3494 | J.K.Loan Hospital, Kota | Syringe Needle Destroyer | NSD100 | 3000046874 | Functional | Others
3495 | Pbm Medical College And Hospital | Radiant Heat Warmer | Model Not Available | 3000042647 | Functional | Others
3496 | J.K.Loan Hospital, Kota | Instrument Sterilizer | Model Not Available | 3000046875 | Functional | Others
3497 | J.K.Loan Hospital, Kota | Blood Bank Refrigerator | REMI - BR 300 | BDI3527 | Functional | Remi Electrotechnik Ltd
3498 | Pindwara Chc | Monocular Microscope | Model not available | 3000045550 | Functional | Others
3499 | Pbm Medical College And Hospital | Suction Machine | Model Not Available | 3000042648 | Functional | Others
3500 | Mt Abu Chc | ELECTRIC OT TABLE | MODEL NOT AVAILABLE | 3000042583 | Functional | Others
3501 | Jawahar Hospital Jaisalmer Dh | Freezes | MODEL NOT AVAILABLE | 3000056084 | Functional | Others
3502 | J.K.Loan Hospital, Kota | Freezes | MODEL NOT AVAILABLE | CR107/08-09/026 | Functional | Others
3503 | Jln Central Store Medical College | Monocular Microscope | Model not available | 130661039 | Functional | Others
3504 | Bajju Chc | Hemoglobin Analyzer | Model not available | 3000045357 | Functional | Others
3505 | J.K.Loan Hospital, Kota | Defibrillator | MODEL NOT AVAILABLE | 1310439 | Functional | Schiller Healthcare India Pvt Ltd
3506 | Jawahar Hospital Jaisalmer Dh | Spot Light ( Portable ) | Model Not Available | 3000056081 | Functional | Others
3507 | Pbm Medical College And Hospital | Ventilator | Model Not Available | 8071160107 | Functional | Others
3508 | City Dispensary Changate | Syringe Needle Destroyer | Model not available | 49433 | Not in use | Bhasin Sons Private Limited
3509 | J.K.Loan Hospital, Kota | O.T. Light Single Dome | MODEL NOT AVAILABLE | 3000046881 | Functional | Others
3510 | District Hospital Sattelite , Bikaner Dh | Dental X-ray unit | DENTAL X RAY | 2000030714 | Functional | Rhsdp Supply
3511 | District Hospital Sattelite , Bikaner Dh | Monocular Microscope | Model not available | 2000030707 | Functional | Others
3512 | Bager Chc | SPHYGMOMANOMETER(BP APPRATUS) | MODEL NOT AVAILABLE | 2000019274 | Functional | Zeal Medical Pvt Ltd
3513 | Gov. Hospital, Ratangarh Sdh | Syringe Needle Destroyer | Model not available | 14C-786 | Functional | Others
3514 | Satellite Hospital Adarsh Nagar Ajmer | Incubator | MODEL NOT AVAILABLE | 2000033591 | Functional | Others
3515 | Jawahar Hospital Jaisalmer Dh | Ice lined refrigerator | Model Not Available | 54278 | Functional | Others
3516 | Jawahar Hospital Jaisalmer Dh | Suction Machine | EURUVAC Elite | 3000056806 | Functional | Others
3517 | Dh Hanumangarh Town Dh | Freezes | MODEL NOT AVAILABLE | 2000037689 | Functional | Others
3518 | Pindwara Chc | Binocular Microscope | Model Not Available | 3000045552 | Functional | Others
3519 | Gov. Hospital, Sujangarh Sdh | Urine Test Strip Analyzer | Model Not Available | 30000129069 | Functional | Others
3520 | J.K.Loan Hospital, Kota | Suction Machine | Model Not Available | 3000046894 | Non Functional Not Repairable | Others
3521 | Sms Hospital | Suction Machine | Model Not Available | 3000087714 | Functional | Others
3522 | Jawahar Hospital Jaisalmer Dh | Oxygen Concentrator | Model Not Available | 3000056806 | Functional | Others
3523 | Sms Hospital | C-Arm Image Intensifier | Allengers - HF 49R | 360090 | Functional | Others
3524 | Jawahar Hospital Jaisalmer Dh | Phototherepy Unit | Delta Medical | 3000056802 | Functional | Others
3525 | Pindwara Chc | Blood Bank Refrigerator | Model not available | 3000045556 | Functional | Others
3526 | Sms Hospital | Syringe Needle Destroyer | NSD100 | 106379 | Functional | Others
3527 | Sms Hospital | Syringe Infusion Pump | SIMTEK - Infutek 405 | 2202114.5ST10 | Functional | Simtek Medico Systems Pvt Ltd
3528 | Sms Hospital | Ventilator | Model Not Available | 131210431081A1V | Functional | Tanco -P L Tondon Company
3529 | Pindwara Chc | Hot Air Oven | Model not available | 3000045559 | Not in use | Others
3530 | Sms Hospital | Multi-Para Monitor | Schiller - Truscope Classic | M014E004325 | Functional | Schiller Healthcare India Pvt Ltd
3531 | Sms Hospital | Multi-Para Monitor | Schiller - Truscope Classic | M014E004340 | Functional | Schiller Healthcare India Pvt Ltd
3532 | Sms Hospital | Multi-Para Monitor | Schiller - Truscope Classic | M014E004343 | Functional | Schiller Healthcare India Pvt Ltd
3533 | R D 820 Phc | Syringe Needle Destroyer | Model not available | 2000035234 | Functional | Mrk Healthcare Pvt Ltd Delhi
3534 | Jln Central Store Medical College | Ventilator | Model Not Available | 2000033238 | Functional | Others
3535 | Ramgarh Chc Jaisalmer | Weighing Machine | MODEL NOT AVAILABLE | 3000056844 | Functional | Others
3536 | Abu Road Chc | Radiant Heat Warmer | Model Not Available | RHW12101A/0813/831/8 | Functional | Others
3537 | Jln Central Store Medical College | Hot Air Oven | Yorco - YSI - 431D | 14A5303 | Functional | Others
3538 | Jln Central Store Medical College | Freezes | MODEL NOT AVAILABLE | 2300363 | Functional | Others
3539 | Sms Hospital | Multi-Para Monitor | Schiller - Truscope Classic | MO14E004272 | Functional | Schiller Healthcare India Pvt Ltd
3540 | Mohangarh Chc | Defibrillator with Cardiac Monitor | Schiller - Defigard 400 | J13D420 | Functional | Schiller Healthcare India Pvt Ltd
3541 | A K Hospital Beawar Ajmer Dh | Blood Bank Refrigerator | Model not available | BE06PME1T00B2BAU0009 | Functional | Others
3542 | Dh Hanumangarh Town Dh | Spot Light ( Portable ) | Model Not Available | 2000031655 | Functional | Others
3543 | Sms Hospital | Ice lined refrigerator | Model Not Available | CHF58012P01201 | Functional | Others
3544 | Pbm Medical College And Hospital | Radiant Heat Warmer | Zeal - RHW 2101A | 2000035737 | Functional | Others
3545 | Pbm Medical College And Hospital | Radiant Heat Warmer | Zeal - RHW 2101A | 2000035738 | Functional | Others
3546 | Pbm Medical College And Hospital | Radiant Heat Warmer | Zeal - RHW 2101A | 2000035739 | Functional | Others
3547 | Pbm Medical College And Hospital | Radiant Heat Warmer | Zeal - RHW 2101A | 2000035740 | Functional | Others
3548 | Pbm Medical College And Hospital | Radiant Heat Warmer | Zeal - RHW 2101A | 2000035741 | Functional | Others
3549 | Pbm Medical College And Hospital | Radiant Heat Warmer | Zeal - RHW 2101A | 2000035742 | Functional | Others
3550 | Pbm Medical College And Hospital | Radiant Heat Warmer | Zeal - RHW 2101A | 2000035743 | Functional | Others
3551 | Pbm Medical College And Hospital | Radiant Heat Warmer | Zeal - RHW 2101A | 2000035744 | Functional | Others
3552 | Pbm Medical College And Hospital | Radiant Heat Warmer | Zeal - RHW 2101A | 2000035745 | Functional | Others
3553 | Pbm Medical College And Hospital | Radiant Heat Warmer | Zeal - RHW 2101A | 2000035746 | Functional | Others
3554 | Pbm Medical College And Hospital | Radiant Heat Warmer | Zeal - RHW 2101A | 2000035747 | Functional | Others
3555 | Pbm Medical College And Hospital | Radiant Heat Warmer | Zeal - RHW 2101A | 2000035748 | Functional | Others
3556 | Pbm Medical College And Hospital | Radiant Heat Warmer | Zeal - RHW 2101A | 2000035749 | Functional | Others
3557 | Pbm Medical College And Hospital | Radiant Heat Warmer | Zeal - RHW 2101A | 2000035750 | Functional | Others
3558 | Pbm Medical College And Hospital | Radiant Heat Warmer | Zeal - RHW 2101A | 2000035751 | Functional | Others
3559 | Pbm Medical College And Hospital | Radiant Heat Warmer | Zeal - RHW 2101A | 2000035752 | Functional | Others
3560 | Pbm Medical College And Hospital | Radiant Heat Warmer | Zeal - RHW 2101A | 2000035753 | Functional | Others
3561 | Pbm Medical College And Hospital | Radiant Heat Warmer | Zeal - RHW 2101A | 2000035754 | Functional | Others
3562 | Dh Hanumangarh Town Dh | Blood Cell Counter - 3 part | Model not available | AN78DC0900 | Functional | Others
3563 | Zanana Hospital Ajmer Medical Collage Hospital | Centrifuge Machine ( 4 Tube ) | Model not available | 3000047119 | Functional | Remi Electrotechnik Ltd
3564 | Rbm Hospital Bharatpur Dh | Syringe Needle Destroyer | Model not available | 2000003499 | Functional | Scot Refrigeration Pvt Ltd
3565 | Zanana Hospital Ajmer Medical Collage Hospital | Incubator | MODEL NOT AVAILABLE | 3000047113 | Functional | Others
3566 | Jawahar Hospital Jaisalmer Dh | Blood Bank Refrigerator | REMI - BR 70 | 3000056398 | Functional | Others
3567 | Jawahar Hospital Jaisalmer Dh | Binocular Microscope | Model Not Available | 55647 | Functional | Others
3568 | J.K.Loan Hospital, Kota | Syringe Infusion Pump | SIMTEK - Infutek 405 | 1402134.5-05 | Functional | Simtek Medico Systems Pvt Ltd
3569 | Dh Hanumangarh Town Dh | Centrifuge Machine ( 8 Tube) | REMI - R 8C | GLC1930 | Functional | Remi Electrotechnik Ltd
3570 | Rbm Hospital Bharatpur Dh | SPHYGMOMANOMETER(BP APPRATUS) | MODEL NOT AVAILABLE | 2000003500 | Functional | Others
3571 | Bhaniyana Phc | Centrifuge Machine ( 8 Tube) | REMI - R 8C | LNLA-8482 | Functional | Cmho Supply
3572 | Jawahar Hospital Jaisalmer Dh | Double Puncture Laparoscope with Console Unit | Model Not Available | 3000056481 | Functional | Others
3573 | Zanana Hospital Ajmer Medical Collage Hospital | Suction Machine | Model Not Available | 2000034821 | Functional | Others
3574 | J.K.Loan Hospital, Kota | Multi-Para Monitor | Star 50 ( L and T ) | A100369 | Functional | Larsen And Tourbo Ltd
3575 | Dh Hanumangarh Town Dh | Blood Bank Refrigerator | Authentic - BBR 50 Dx R | 1642 | Functional | Authentic Instruments Ltd
3576 | District Hospital Sattelite , Bikaner Dh | Baby Weighing Machine | Model Not Available | 2000030664 | Functional | Bhaseen Health Products Pvt Ltd
3577 | Jawahar Hospital Jaisalmer Dh | Monocular Microscope | Model not available | 3000056465 | Functional | Others
3578 | J.K.Loan Hospital, Kota | Multi-Para Monitor | Model not available | 258008108 | Functional | Others
3579 | Zanana Hospital Ajmer Medical Collage Hospital | Suction Machine | Model Not Available | 2000034810 | Functional | Others
3580 | J.K.Loan Hospital, Kota | Pulse Oxymeter | Model Not Available | 136078 | Functional | Larsen And Tourbo Ltd
3581 | Jawahar Hospital Jaisalmer Dh | Autoclave | Model Not Available | 3000218488 | Functional | Others
3582 | Bhirani Phc | Binocular Microscope | PZB 22 | 3000043168 | Functional | Others
3583 | Jawahar Hospital Jaisalmer Dh | Ventilator | Philips - Ventilator | 3000056888 | Functional | Others
3584 | Jawahar Hospital Jaisalmer Dh | Ventilator | Philips - Ventilator | 3000056889 | Functional | Others
3585 | Dh Hanumangarh Town Dh | Ice lined refrigerator | Model Not Available | 35301849 | Functional | Others
3586 | J.K.Loan Hospital, Kota | Pulse Oxymeter | Model Not Available | 136084 | Functional | Larsen And Tourbo Ltd
3587 | J.K.Loan Hospital, Kota | Pulse Oxymeter | Model Not Available | 136079 | Functional | Larsen And Tourbo Ltd
3588 | City Dispensary Changate | SPHYGMOMANOMETER(BP APPRATUS) | MODEL NOT AVAILABLE | 62442 | Functional | Bhasin Sons Private Limited
3589 | Sms Hospital | Syringe Infusion Pump | Allied - Syrn 200 | As-syrn2014040228 | Functional | Alleid Medical Limited
3590 | Sms Hospital | Syringe Infusion Pump | SIMTEK - Infutek 405 | 1612104.5ST11 | Functional | Simtek Medico Systems Pvt Ltd
3591 | Sms Hospital | Syringe Infusion Pump | Allied - Syrn 200 | As-syrn2014040357 | Functional | Alleid Medical Limited
3592 | Bajju Chc | FOOT OPERATED SUCTION MACHINE | SU-101 | 10865 | Functional | Cmho Supply
3593 | Gov. Hospital, Sujangarh Sdh | Blood Cell Counter - 5 part | SFRI - Countender 80+ | 2040073 | Functional | Rhsdp Supply
3594 | Gov. Hospital, Ratangarh Sdh | Fetal Doppler | MODEL NOT AVAILABLE | 3000053261 | Functional | Others
3595 | Bajju Chc | Syringe Needle Destroyer | Model not available | 111 | Functional | Others
3596 | Sms Hospital | ECG Machine (Twelve Channel ) | Cardiotouch Bionet 3000 | T200300071 | Functional | Bionet Co Ltd
3597 | Dh Hanumangarh Town Dh | Autoclave | Model not available | 2000037686 | Functional | Others
3598 | J.K.Loan Hospital, Kota | Suction Machine | Model Not Available | 3000046889 | Non Functional Not Repairable | Others
3599 | Gov. Hospital, Sujangarh Sdh | Coagulation Analyzer | MODEL NOT AVAILABLE | 2000029333 | Non Functional Not Repairable | Others
3600 | J.K.Loan Hospital, Kota | O.T. Light Single Dome | MODEL NOT AVAILABLE | 3000046890 | Functional | Others
3601 | Sms Hospital | Anesthesia Machine | MODEL NOT AVAILABLE | FOCU101556 | Functional | Others
3602 | Gov. Hospital, Sujangarh Sdh | Colorimeter | MODEL NOT AVAILABLE | 3000129073 | Functional | Others
3603 | J.K.Loan Hospital, Kota | Radiant Heat Warmer | Model Not Available | 11/1108/252 | Non Functional Not Repairable | Trasasia Bio-Medicals Pvt
3604 | Sms Hospital | Defibrillator | MODEL NOT AVAILABLE | 3000087554 | Not in use | Bpl Medical Technologies
3605 | Bajju Chc | Baby Weighing Machine | Model Not Available | 3000045371 | Functional | Others
3606 | Sms Hospital | SPHYGMOMANOMETER(BP APPRATUS) | MODEL NOT AVAILABLE | 3000087553 | Functional | Others
3607 | Sms Hospital | Cautry Machine | Model Not Available | JM2373A | Functional | Others
3608 | Sms Hospital | ECG Machine (Six Channel ) | BPL - Cardiart 8408 | 3000087555 | Functional | Bpl Medical Technologies
3609 | Pindwara Chc | Syringe Needle Destroyer | Model not available | 3000045553 | Functional | Others
3610 | Bajju Chc | Suction Machine | Model Not Available | 3000045372 | Functional | Others
3611 | Jawahar Hospital Jaisalmer Dh | SPHYGMOMANOMETER(BP APPRATUS) | MODEL NOT AVAILABLE | 3000056797 | Functional | Others
3612 | Sms Hospital | Ventilator | Model Not Available | 120120 | Functional | Others
3613 | Pindwara Chc | Hemoglobin Analyzer | Model not available | 3000045554 | Functional | Others
3614 | J.K.Loan Hospital, Kota | Multi-Para Monitor | Model not available | 330076 | Functional | Larsen And Tourbo Ltd
3615 | Dh Hanumangarh Town Dh | Ice lined refrigerator | Model Not Available | 2000037668 | Functional | Others
3616 | Jawahar Hospital Jaisalmer Dh | ECG Machine (Single Channel) | EPG View | 8004671 | Functional | Schiller Healthcare India Pvt Ltd
3617 | Dh Hanumangarh Town Dh | Syringe Needle Destroyer | Nulife - Dots | NBSD07726-788 | Functional | Mrk Healthcare Pvt Ltd Delhi
3618 | Zanana Hospital Ajmer Medical Collage Hospital | Freezes | MODEL NOT AVAILABLE | 3000047078 | Functional | Others
3619 | Jawahar Hospital Jaisalmer Dh | O.T. Light Double Dome | MODEL NOT AVAILABLE | 3000056497 | Not in use | Others
3620 | Dh Hanumangarh Town Dh | BLOOD DONOR COUCH | MODEL NOT AVAILABLE | 2000037676 | Functional | Others
3621 | Zanana Hospital Ajmer Medical Collage Hospital | Centrifuge Machine ( 8 Tube) | REMI - R 8C | GOLC-5947 | Functional | Remi Electrotechnik Ltd
3622 | Nachna Chc | Autoclave | Model not available | 3000056346 | Functional | Others
3623 | Jawahar Hospital Jaisalmer Dh | ECG Machine (Three Channel ) | Medicaid - CardioFax 3R | C613250 | Functional | Others
3624 | Nachna Chc | Instrument Sterilizer | Model Not Available | 300056347 | Functional | Others
3625 | Zanana Hospital Ajmer Medical Collage Hospital | Freezes | MODEL NOT AVAILABLE | DRF5270000 | Functional | Videocon Industries Ltd
3626 | Nachna Chc | ECG Machine (Single Channel) | Medicaid - Cardio Fax | C613243 | Functional | Cmho Supply
3627 | Jawahar Hospital Jaisalmer Dh | STABILIZER | MODEL NOT AVAILABLE | 138 | Functional | Others
3628 | Jawahar Hospital Jaisalmer Dh | Defibrillator | MODEL NOT AVAILABLE | 98E1011120 | Functional | Others
3629 | J.K.Loan Hospital, Kota | Hot Air Oven | Model not available | 6698 | Functional | Maharana Instruments Manufacturing Company
3630 | Jln Central Store Medical College | Suction Machine | Model Not Available | 2000032304 | Functional | Others
3631 | J.K.Loan Hospital, Kota | Monocular Microscope | Model not available | 120749251 | Functional | Others
3632 | Jawahar Hospital Jaisalmer Dh | Anesthesia Machine | MODEL NOT AVAILABLE | D0906057 | Functional | Others
3633 | J.K.Loan Hospital, Kota | Syringe Infusion Pump | Model not available | 1602134.5EX15T07 | Functional | Simtek Medico Systems Pvt Ltd
3634 | Sms Hospital | Defibrillator | MODEL NOT AVAILABLE | AF12B021124 | Non Functional Not Repairable | Others
3635 | Reodar Chc | FOGGING MACHINE | MODEL NOT AVAILABLE | 2000035430 | Functional | Others
3636 | R D 820 Phc | Blood Bank Refrigerator | Model not available | 2000035237 | Functional | Others
3637 | Jln Central Store Medical College | Multi-Para Monitor | Star 50 ( L and T ) | 20000332160 | Functional | Others
3638 | Sms Hospital | Anesthesia Machine | MODEL NOT AVAILABLE | SIRI-005838 | Functional | Others
3639 | J.K.Loan Hospital, Kota | Syringe Infusion Pump | SIMTEK - Infutek 405 | 1302134.5EX1AJ13 | Functional | Simtek Medico Systems Pvt Ltd
3640 | Pbm Medical College And Hospital | Radiant Heat Warmer | Zeal - RHW 2101A | 2000035755 | Functional | Others
3641 | Pbm Medical College And Hospital | Radiant Heat Warmer | Zeal - RHW 2101A | 2000035756 | Functional | Others
3642 | D B Government Hospital Churu Dh | Hemoglobin meter | HB 301 | 1348813089 | Functional | Others
3643 | Sms Hospital | Ice lined refrigerator | Model Not Available | CHF50012P02269 | Functional | Others
3644 | Jln Central Store Medical College | Binocular Microscope | Labomed - Vision 2000 | 130358772 | Functional | N K Jain Instruments Pvt Ltd
3645 | J.K.Loan Hospital, Kota | Pulse Oxymeter | Model Not Available | 3000046858 | Functional | Others
3646 | Goluwala Chc | Monocular Microscope | Model not available | 3000044176 | Functional | Others
3647 | Guhala Chc | Nebulizer | MODEL NOT AVAILABLE | 2000031294 | Functional | Others
3648 | Sms Hospital | Ventilator | Model Not Available | 300085204 | Functional | Alleid Medical Limited
3649 | Jln Central Store Medical College | Binocular Microscope | Labomed - Vision 2000 | 130358789 | Functional | Others
3650 | A K Hospital Beawar Ajmer Dh | Blood Bank Refrigerator | Model not available | BDI-2898 | Functional | Others
3651 | Goluwala Chc | Semi Automated Chemistry Analyzer | Model not Available | 3000044177 | Functional | Others
3652 | Jln Central Store Medical College | Binocular Microscope | Labomed - Vision 2000 | 130358767 | Functional | N K Jain Instruments Pvt Ltd
3653 | Pbm Medical College And Hospital | Syringe Needle Destroyer | Model not available | 2000035841 | Functional | Others
3654 | A K Hospital Beawar Ajmer Dh | Freezes | MODEL NOT AVAILABLE | 80NLQF000116 | Functional | Others
3655 | D B Government Hospital Churu Dh | Freezes | MODEL NOT AVAILABLE | 2000029837 | Functional | Others
3656 | Guhala Chc | Hemoglobin Analyzer | Model not available | 12023925e | Functional | Others
3657 | Mohangarh Chc | ECG Machine (Single Channel) | Medicaid - Cardio Fax | C613238 | Functional | Cmho Supply
3658 | J.K.Loan Hospital, Kota | Syringe Needle Destroyer | Model not available | 3000046859 | Functional | Others
3659 | J.K.Loan Hospital, Kota | Autoclave | Model not available | 3000055411 | Functional | Surgicoin Medequip Pvt Ltd
3660 | Khandela Chc | Semi Automated Chemistry Analyzer | Model not Available | 2000037152 | Functional | Others
3661 | Jajod Chc | Binocular Microscope | Model Not Available | 2000037585 | Functional | Others
3662 | Sms Hospital | Intensive Care Bed | Janak | 201209121293 | Functional | Janak Healthcare Pvt Ltd
3663 | Sheoganj Chc | Radiant Heat Warmer | Meditrin - Heat Warmer | 3000119111 | Functional | Others
3664 | Jln Central Store Medical College | Binocular Microscope | Labomed - Vision 2000 | 130358769 | Functional | N K Jain Instruments Pvt Ltd
3665 | Goluwala Chc | Incubator | MODEL NOT AVAILABLE | 3000044178 | Functional | Others
3666 | District Hospital Jalore Dh | Spot Light ( Portable ) | Model Not Available | 3000045846 | Functional | Others
3667 | Rbm Hospital Bharatpur Dh | Radiant Heat Warmer | Model Not Available | 2000003033 | Functional | Others
3668 | Gov. Hospital, Ratangarh Sdh | Defibrillator | MODEL NOT AVAILABLE | J10D393 | Functional | Others
3669 | Gov. Hospital, Ratangarh Sdh | Defibrillator | MODEL NOT AVAILABLE | J10D392 | Functional | Others
3670 | District Hospital Jalore Dh | Instrument Sterilizer | Model Not Available | 3000045848 | Functional | Others
3671 | Gov. Hospital, Ratangarh Sdh | Defibrillator | MODEL NOT AVAILABLE | J10D391 | Functional | Others
3672 | City Dispensary Pahar Ganj | Freezes | MODEL NOT AVAILABLE | 110910223 | Functional | Others
3673 | J.K.Loan Hospital, Kota | Multi-Para Monitor | Model not available | 330083 | Functional | Larsen And Tourbo Ltd
3674 | Rbm Hospital Bharatpur Dh | Radiant Heat Warmer | Model Not Available | 2000003035 | Functional | Others
3675 | Jawahar Hospital Jaisalmer Dh | Blood Cell Counter - 3 part | Horiba - ABX Micros ES 60 | 309E50H06462 | Functional | Others
3676 | Nachna Chc | Blood Cell Counter - 3 part | Horiba - ABX Micros ES 60 | 305ES05592 | Functional | Horiba India Pvt Ltd
3677 | Rbm Hospital Bharatpur Dh | Centrifuge Machine (36 Tubes) | REMI - R 23 | 786 | Non Functional Repairable | Remi Electrotechnik Ltd
3678 | Sms Hospital | Shortwave Diathermy | MODEL NOT AVAILABLE | 012-013-613 | Functional | Others
3679 | J.K.Loan Hospital, Kota | Syringe Needle Destroyer | NSD100 | 1607/0607 | Functional | Others
3680 | City Dispensary Policeline | Blood Bank Refrigerator | Model not available | BE04GOE0100BCL87M052 | Functional | Haier Appliances India Pvt
3681 | Jln Central Store Medical College | Multi-Para Monitor | iPM 12Vet | FH-53016-266 | Functional | Mindray Medical Electronics Co Ltd
3682 | Jawahar Hospital Jaisalmer Dh | Nebulizer | MODEL NOT AVAILABLE | pcb102108 | Functional | Others
3683 | Gov. Hospital, Ratangarh Sdh | 100mA X-Ray Machine | Model not available | 2K110130046-X/HF | Functional | Others
3684 | Rampura District Hospitalkota Dh | SPHYGMOMANOMETER(BP APPRATUS) | MODEL NOT AVAILABLE | 3000055301 | Functional | Others
3685 | Jawahar Hospital Jaisalmer Dh | Instrument Sterilizer | Model Not Available | 3000056479 | Functional | Others
3686 | Jawahar Hospital Jaisalmer Dh | Hemoglobin meter | HB 301 | 1342813019 | Functional | Others
3687 | Jawahar Hospital Jaisalmer Dh | Hemoglobin meter | HB 301 | 13428131012 | Functional | Others
3688 | J.K.Loan Hospital, Kota | Baby Weighing Machine | Model Not Available | 3000055949 | Functional | Others
3689 | Jawahar Hospital Jaisalmer Dh | SPHYGMOMANOMETER(BP APPRATUS) | MODEL NOT AVAILABLE | 3000056296 | Functional | Others
3690 | Jawahar Hospital Jaisalmer Dh | SPHYGMOMANOMETER(BP APPRATUS) | MODEL NOT AVAILABLE | 3000056297 | Functional | Others
3691 | Jawahar Hospital Jaisalmer Dh | SPHYGMOMANOMETER(BP APPRATUS) | MODEL NOT AVAILABLE | 3000056298 | Functional | Others
3692 | Dh Hanumangarh Town Dh | 500mA X-Ray Machine | Wipro GE - DX - 525 | 5N155162A | Functional | Wipro G E Healthcare Pvt Ltd
3693 | Gov. Hospital, Sujangarh Sdh | Glucometer | Model not available | AES000297545 | Functional | Others
3694 | Pindwara Chc | Blood Bank Refrigerator | Model not available | 3000045557 | Not in use | Others
3695 | Bajju Chc | Blood Bank Refrigerator | Model not available | 8 | Functional | Haier Appliances India Pvt
3696 | Bajju Chc | Weighing Machine | MODEL NOT AVAILABLE | 3000045376 | Functional | Others
3697 | Pindwara Chc | Photoelectric Calorimeter | Calorimeter - 1312 | 3000045558 | Not in use | Others
3698 | J.K.Loan Hospital, Kota | Freezes | MODEL NOT AVAILABLE | 3000046896 | Functional | Others
3699 | Sms Hospital | Anesthesia Machine | Microlux - 16 | BJ13169 | Functional | Others
3700 | Bajju Chc | 300mA X-Ray Machine | GE Elpro - DX-300 | 12044 | Functional | Cmho Supply
3701 | Sms Hospital | Defibrillator | MODEL NOT AVAILABLE | 3000087718 | Functional | Others
3702 | R D 820 Phc | Binocular Microscope | Model Not Available | 2000035228 | Functional | Others
3703 | Sms Hospital | Multi-Para Monitor | Model not available | A1153257 | Functional | Others
3704 | Sms Hospital | Cautry Machine | Model Not Available | JM2381A | Functional | Others
3705 | Sms Hospital | Multi-Para Monitor | Schiller - Truscope Classic | M014E004273 | Functional | Schiller Healthcare India Pvt Ltd
3706 | R D 820 Phc | Glucometer | Model not available | 2000035230 | Functional | Others
3707 | J.K.Loan Hospital, Kota | Suction Machine | Model Not Available | 3000046900 | Functional | Others
3708 | Sms Hospital | Multi-Para Monitor | Schiller - Truscope Classic | M014E004323 | Functional | Schiller Healthcare India Pvt Ltd
3709 | Pindwara Chc | Water Bath | Model not available | 3000045560 | Not in use | Others
3710 | Sms Hospital | Suction Machine | SURGIX | 3000087724 | Functional | Anand Surgical Industries (India)
3711 | Sms Hospital | Centrifuge Machine ( 8 Tube) | Model Not Available | 3000085456 | Functional | Others
3712 | Sms Hospital | Suction Machine | Model Not Available | 3000087731 | Functional | Others
3713 | R D 820 Phc | Freezes | MODEL NOT AVAILABLE | 2000035235 | Functional | Others
3714 | Sms Hospital | Suction Machine | Model Not Available | 3000087732 | Functional | Others
3715 | J.K.Loan Hospital, Kota | Freezes | MODEL NOT AVAILABLE | 3000055434 | Functional | Videocon Industries Ltd
3716 | Sawar Chc | Monocular Microscope | Model not available | 2000033855 | Functional | Others
3717 | Sms Hospital | Cautry Machine | Model Not Available | 3000120560 | Functional | Appasamy Assoicates
3718 | Zanana Hospital Ajmer Medical Collage Hospital | Radiant Heat Warmer | Model Not Available | 3 | Functional | Others
3719 | Pandit Briz Sundar Sharma General Hospital Bundi Dh | Suction Machine | Model Not Available | 3000041804 | Functional | Others
3720 | Jln Central Store Medical College | Monocular Microscope | RMH-4 | 2000032246 | Functional | Radical Scientific Instruments Pvt Ltd
3721 | Pandit Briz Sundar Sharma General Hospital Bundi Dh | Ice lined refrigerator | Model Not Available | 3000041885 | Functional | Others
3722 | Govt Hospitls Sriganganagar Dh | Freezes | MODEL NOT AVAILABLE | 3000048328 | Functional | Others
3723 | Zanana Hospital Ajmer Medical Collage Hospital | Syringe Needle Destroyer | Model not available | 3000047067 | Functional | Others
3724 | Govt Hospitls Sriganganagar Dh | Freezes | MODEL NOT AVAILABLE | 880131169 | Functional | Others
3725 | Satellite Hospital Adarsh Nagar Ajmer | Binocular Microscope | Model Not Available | 9010250 | Functional | Ajay Optical India
3726 | Govt Hospitls Sriganganagar Dh | C. T. Scanner | TSX-021B | F5522596 | Functional | Toshiba Medical Systems
3727 | Jln Central Store Medical College | Monocular Microscope | RMH-4 | 2000032259 | Functional | Radical Scientific Instruments Pvt Ltd
3728 | Satellite Hospital Adarsh Nagar Ajmer | Ice lined refrigerator | Model Not Available | 20085180284 | Not in use | Others
3729 | Panchodi Phc | Pulse Oxymeter | Model Not Available | 3000041809 | Functional | Others
3730 | Satellite Hospital Adarsh Nagar Ajmer | Freezes | MODEL NOT AVAILABLE | 2000033586 | Functional | Others
3731 | Mt Abu Chc | Phototherepy Unit | MODEL NOT AVAILABLE | 3000045517 | Functional | Others
3732 | Ramgarh Chc Jaisalmer | Suction Machine | Model Not Available | 3000056848 | Functional | Others
3733 | Mt Abu Chc | Suction Machine | Model Not Available | 3000045518 | Functional | Others
3734 | Sms Hospital | 100mA X-Ray Machine | Model not available | 3000085386 | Functional | Others
3735 | Sms Hospital | Cautry Machine | Model Not Available | XL12101562 | Functional | Others
3736 | Dh Hanumangarh Town Dh | Pulse Oxymeter | Comet - P (L and T) | 2000031658 | Functional | Larsen And Tourbo Ltd
3737 | Mt Abu Chc | Weighing Machine | MODEL NOT AVAILABLE | 3000045519 | Functional | Others
3738 | Ramgarh Chc Jaisalmer | Anesthesia Machine | MODEL NOT AVAILABLE | 3000056853 | Functional | Others
3739 | Jln Central Store Medical College | Multi-Para Monitor | Star 50 ( L and T ) | 2000033261 | Functional | Others
3740 | Jln Central Store Medical College | Multi-Para Monitor | Star 50 ( L and T ) | 2000033260 | Functional | Others
3741 | Mohangarh Chc | Centrifuge Machine ( 8 Tube) | REMI - R 8C | 3000056314 | Functional | Cmho Supply
3742 | Gajner Chc | Instrument Sterilizer | Model Not Available | 3000042353 | Functional | Others
3743 | Sms Hospital | Glucometer | Model not available | 1450A7071581 | Functional | Bayer Diagnostics
3744 | A K Hospital Beawar Ajmer Dh | ELISA Reader | Model not available | 34746 | Functional | Others
3745 | Abu Road Chc | Baby Weighing Machine | Model Not Available | 3000045512 | Functional | Others
3746 | Guhala Chc | Binocular Microscope | Model Not Available | 2000031292 | Functional | Others
3747 | Pbm Medical College And Hospital | Monocular Microscope | Model not available | 2000035842 | Functional | Others
3748 | Pbm Medical College And Hospital | Monocular Microscope | Model not available | 2000035856 | Functional | Others
3749 | Pbm Medical College And Hospital | Monocular Microscope | Model not available | 2000035857 | Functional | Others
3750 | D B Government Hospital Churu Dh | Syringe Needle Destroyer | Model not available | 5772 | Functional | Others
3751 | Sms Hospital | Intensive Care Bed | Janak | 201211283769 | Functional | Janak Healthcare Pvt Ltd
3752 | Jln Central Store Medical College | Binocular Microscope | Labomed - Vision 2000 | 130358785 | Functional | N K Jain Instruments Pvt Ltd
3753 | Khandela Chc | Incubator | MODEL NOT AVAILABLE | 2000037153 | Functional | Others
3754 | A K Hospital Beawar Ajmer Dh | Incubator | Yorco : YSI - 431 | 912416 | Functional | Yorco Sales Pvt Ltd
3755 | Sheoganj Chc | Radiant Heat Warmer | Meditrin - Heat Warmer | 3000119112 | Functional | Others
3756 | Sheoganj Chc | Radiant Heat Warmer | Meditrin - Heat Warmer | 3000119113 | Functional | Others
3757 | Goluwala Chc | Blood Cell Counter - 3 part | Model not available | 3000044180 | Functional | Others
3758 | Gajner Chc | 100mA X-Ray Machine | Model not available | 3000042398 | Functional | Carestream Health India Pvt Ltd
3759 | J.K.Loan Hospital, Kota | O.T. Light Single Dome | MODEL NOT AVAILABLE | 3000055414 | Functional | A K Surgicals
3760 | Dh Hanumangarh Town Dh | Phototherepy Unit | Fenam, Bilitron Sky 5006 | 450068 | Functional | Fanem
3761 | D B Government Hospital Churu Dh | BLOOD DONOR COUCH | MODEL NOT AVAILABLE | ZACNIO134 | Functional | Remi Electrotechnik Ltd
3762 | Jln Central Store Medical College | Centrifuge Machine (36 Tubes) | REMI - R 23 | VCE1-6798 | Functional | Others
3763 | Sms Hospital | Intensive Care Bed | Janak | 201211283679 | Functional | Janak Healthcare Pvt Ltd
3764 | J.K.Loan Hospital, Kota | Suction Machine | Model Not Available | 12399 | Functional | Niscomed Electro Medical Devices
3765 | Goluwala Chc | Blood Mixer ( Roller Mixer ) | Model not available | 3000044182 | Functional | Others
3766 | Gajner Chc | C R System | Classic CR+DV 6850 Printer | 3000042399 | Functional | Carestream Health India Pvt Ltd
3767 | Jajod Chc | Autoclave | Model not available | 2000037575 | Functional | Others
3768 | Mohangarh Chc | Pulse Oxymeter | Model Not Available | 3000056927 | Functional | Cmho Supply
3769 | Sms Hospital | Binocular Microscope | Labomed - Vision 2000 | 8372 | Functional | Others
3770 | J.K.Loan Hospital, Kota | Syringe Infusion Pump | SIMTEK - Infutek 405 | 1302134.5EXAJ-08 | Functional | Simtek Medico Systems Pvt Ltd
3771 | Pandit Briz Sundar Sharma General Hospital Bundi Dh | Freezes | MODEL NOT AVAILABLE | 3000041874 | Functional | Others
3772 | J.K.Loan Hospital, Kota | Syringe Infusion Pump | SIMTEK - Infutek 405 | 1902134.5EX-15710 | Functional | Simtek Medico Systems Pvt Ltd
3773 | Dh Hanumangarh Town Dh | Semi Automated Chemistry Analyzer | CLINDIAG - SA 20 | SA2DRO-18 | Functional | Clindiag Systems Bvba
3774 | Dh Hanumangarh Town Dh | Semi Automated Chemistry Analyzer | Micro Lab - RX 50V | 12110141 | Functional | Micro Lab Instruments Ahmedabad
3775 | Dh Hanumangarh Town Dh | Glucometer | Model not available | Y4222-05L-000123 | Functional | Others
3776 | Jawahar Hospital Jaisalmer Dh | Centrifuge Machine ( 16 Tube ) | Model not available | 3000056411 | Functional | Others
3777 | Dh Hanumangarh Town Dh | Hemoglobin meter | Model Not Available | 13438133-48 | Functional | Others
3778 | J.K.Loan Hospital, Kota | Centrifuge Machine ( 4 Tube ) | Model not available | CGLC-5436 | Functional | Remi Electrotechnik Ltd
3779 | Dehra Phc | Ice lined refrigerator | Model Not Available | 90409583 | Functional | Vestfrost Solutions
3780 | J.K.Loan Hospital, Kota | Syringe Infusion Pump | SIMTEK - Infutek 405 | 3000055915 | Functional | Simtek Medico Systems Pvt Ltd
3781 | J.K.Loan Hospital, Kota | Freezes | MODEL NOT AVAILABLE | BE075GSE0N082A8G0012 | Functional | Haier Appliances India Pvt
3782 | Jawahar Hospital Jaisalmer Dh | Ventilator | Philips - Ventilator | VS3015069 | Functional | Others
3783 | Rbm Hospital Bharatpur Dh | SPHYGMOMANOMETER(BP APPRATUS) | MODEL NOT AVAILABLE | 20000035251 | Functional | Others
3784 | Rudawal Phc | Instrument Sterilizer | Model Not Available | 2000003333 | Non Functional Repairable | Others
3785 | Dh Hanumangarh Town Dh | Syringe Needle Destroyer | Model not available | 2000037647 | Functional | Others
3786 | J.K.Loan Hospital, Kota | Semi Automated Chemistry Analyzer | Model not Available | A140146 | Functional | Trasasia Bio-Medicals Pvt
3787 | Jawahar Hospital Jaisalmer Dh | SPHYGMOMANOMETER(BP APPRATUS) | MODEL NOT AVAILABLE | 3000056299 | Functional | Others
3788 | Jawahar Hospital Jaisalmer Dh | SPHYGMOMANOMETER(BP APPRATUS) | MODEL NOT AVAILABLE | 3000056300 | Functional | Others
3789 | Jawahar Hospital Jaisalmer Dh | SPHYGMOMANOMETER(BP APPRATUS) | MODEL NOT AVAILABLE | 3000056301 | Functional | Others
3790 | Jawahar Hospital Jaisalmer Dh | SPHYGMOMANOMETER(BP APPRATUS) | MODEL NOT AVAILABLE | 3000056302 | Functional | Others
3791 | Jawahar Hospital Jaisalmer Dh | SPHYGMOMANOMETER(BP APPRATUS) | MODEL NOT AVAILABLE | 3000056303 | Functional | Others
3792 | Jawahar Hospital Jaisalmer Dh | SPHYGMOMANOMETER(BP APPRATUS) | MODEL NOT AVAILABLE | 3000056304 | Functional | Others
3793 | Jawahar Hospital Jaisalmer Dh | SPHYGMOMANOMETER(BP APPRATUS) | MODEL NOT AVAILABLE | 3000056305 | Functional | Others
3794 | District Hospital Jalore Dh | Spot Light ( Portable ) | Model Not Available | 3000045861 | Functional | Others
3795 | Nachna Chc | ELECTRIC OT TABLE | MODEL NOT AVAILABLE | 3000056223 | Functional | Cmho Supply
3796 | R D 820 Phc | Hemoglobin meter | Model Not Available | 2000035233 | Functional | Others
3797 | R D 820 Phc | Syringe Needle Destroyer | Model not available | 2000035236 | Functional | Others
3798 | Dh Hanumangarh Town Dh | Defibrillator | MODEL NOT AVAILABLE | J09D072 | Functional | Others
3799 | Sms Hospital | Multi-Para Monitor | Star 50 ( L and T ) | A11S3256 | Functional | Others
3800 | Dh Hanumangarh Town Dh | Hydraulic Operation Table | Surgicoin | 2000031667 | Functional | Surgicoin Medequip Pvt Ltd
3801 | J.K.Loan Hospital, Kota | 100mA X-Ray Machine | Model not available | 3000055432 | Functional | Allengers Medical Systems Ltd
3802 | Sms Hospital | ECG Machine (Six Channel ) | Pisces A-103 | 3000085459 | Functional | Others
3803 | J.K.Loan Hospital, Kota | 500mA X-Ray Machine | Model not available | 3000055430 | Non Functional Not Repairable | Allengers Medical Systems Ltd
3804 | Dh Hanumangarh Town Dh | Spot Light ( Portable ) | Model Not Available | 2000031665 | Functional | Others
3805 | Dh Hanumangarh Town Dh | Suction Machine | Model Not Available | 2000031663 | Functional | Others
3806 | Sms Hospital | O.T. Light Single Dome | Model Not Available | M014E004307 | Functional | Schiller Healthcare India Pvt Ltd
3807 | Sms Hospital | Blood Bank Refrigerator | Model not available | 3000085471 | Functional | Others
3808 | Sms Hospital | Hydraulic Operation Table | MODEL NOT AVAILABLE | 3000087736 | Functional | Others
3809 | Sawar Chc | Ice lined refrigerator | Model Not Available | B1614667 | Functional | Others
3810 | Sawar Chc | Ice lined refrigerator | Model Not Available | 2000033808 | Functional | Others
3811 | Sms Hospital | Defibrillator | MODEL NOT AVAILABLE | 0604ER | Non Functional Not Repairable | Schiller Healthcare India Pvt Ltd
3812 | Dh Hanumangarh Town Dh | C-Arm Image Intensifier | Allengers - HF 49R | 2000031662 | Functional | Allengers Medical Systems Ltd
3813 | J.K.Loan Hospital, Kota | 800mA X-Ray Machine | Diagnox - 4050 | 3000055426 | Non Functional Not Repairable | Allengers Medical Systems Ltd
3814 | Sms Hospital | Cautry Machine | Model Not Available | JM2382A | Functional | Others
3815 | J.K.Loan Hospital, Kota | C R System | Model not available | 3000055424 | Functional | Kodak Dental Systems
3816 | Swaroopganj Phc | Syringe Needle Destroyer | Nulife - Dots | NBSDO725012 | Functional | Others
3817 | J.K.Loan Hospital, Kota | 100mA X-Ray Machine | Model not available | 11361524 | Functional | Siemens Limited
3818 | Sms Hospital | Syringe Infusion Pump | Allied - Syrn 200 | As-syrn2014040046 | Non Functional Not Repairable | Alleid Medical Limited
3819 | R D 820 Phc | Weighing Machine | MODEL NOT AVAILABLE | 2000035241 | Functional | Bhaseen Health Products Pvt Ltd
3820 | Pbm Medical College And Hospital | Weighing Machine | MODEL NOT AVAILABLE | 3000042651 | Functional | Others
3821 | Gajner Chc | SPHYGMOMANOMETER(BP APPRATUS) | MODEL NOT AVAILABLE | 3000042355 | Functional | Others
3822 | Jawahar Hospital Jaisalmer Dh | Centrifuge Machine ( 4 Tube ) | Remi 4C | 3000056463 | Functional | Others
3823 | Bhaniyana Phc | Binocular Microscope | PZB 22 | 55933 | Functional | Cmho Supply
3824 | J.K.Loan Hospital, Kota | Centrifuge Machine ( 4 Tube ) | Model not available | 3000046608 | Functional | Remi Electrotechnik Ltd
3825 | Rbm Hospital Bharatpur Dh | Radiant Heat Warmer | Model Not Available | 2000003026 | Functional | Others
3826 | Bhaniyana Phc | Spot Light ( Portable ) | Model Not Available | 3000056639 | Functional | Cmho Supply
3827 | Jawahar Hospital Jaisalmer Dh | SPHYGMOMANOMETER(BP APPRATUS) | MODEL NOT AVAILABLE | 931311419 | Functional | Others
3828 | Jawahar Hospital Jaisalmer Dh | SPHYGMOMANOMETER(BP APPRATUS) | MODEL NOT AVAILABLE | 98237548 | Functional | Others
3829 | Jawahar Hospital Jaisalmer Dh | Binocular Microscope | Model Not Available | 140872878 | Functional | Others
3830 | Jawahar Hospital Jaisalmer Dh | Binocular Microscope | Model Not Available | 140872912 | Functional | Others
3831 | Jawahar Hospital Jaisalmer Dh | Syringe Needle Destroyer | Model not available | 14G1442 | Functional | Others
3832 | Jawahar Hospital Jaisalmer Dh | Syringe Needle Destroyer | Model not available | 14G1448 | Functional | Others
3833 | Jawahar Hospital Jaisalmer Dh | Syringe Needle Destroyer | Model not available | 14G1098 | Functional | Others
3834 | Jawahar Hospital Jaisalmer Dh | Syringe Needle Destroyer | Model not available | 14G1441 | Functional | Others
3835 | J.K.Loan Hospital, Kota | VDRL Rotator (Rotor and Shaker) | Model Not Available | 3000046609 | Functional | Others
3836 | Bhaniyana Phc | SPHYGMOMANOMETER(BP APPRATUS) | MODEL NOT AVAILABLE | 3000056641 | Functional | Cmho Supply
3837 | J.K.Loan Hospital, Kota | Water Bath | Model not available | 13C4617 | Functional | Yorco Sales Pvt Ltd
3838 | Rampura District Hospitalkota Dh | Hemoglobin meter | Model Not Available | 3000055311 | Functional | Others
3839 | District Hospital Jalore Dh | SPHYGMOMANOMETER(BP APPRATUS) | MODEL NOT AVAILABLE | 61516 | Functional | Others
3840 | R D 820 Phc | FOOT OPERATED SUCTION MACHINE | MODEL NOT AVAILABLE | 2000035245 | Functional | Others
3841 | Sam Chc | SPHYGMOMANOMETER(BP APPRATUS) | MODEL NOT AVAILABLE | 201309231 | Functional | Omron Health Care
3842 | Gajner Chc | Baby Weighing Machine | Pricision Goldtech | 3000042357 | Functional | Others
3843 | J.K.Loan Hospital, Kota | Suction Machine | HI VAC | 122 | Functional | Others
3844 | Sms Hospital | Centrifuge Machine (36 Tubes) | Model Not Available | 3000087811 | Functional | Others
3845 | Sms Hospital | ECG Machine (Twelve Channel ) | Cardiotouch Bionet 3000 | T200300039 | Functional | Bionet Co Ltd
3846 | Mt Abu Chc | Freezes | MODEL NOT AVAILABLE | 3000045525 | Functional | Others
3847 | Pbm Medical College And Hospital | SPHYGMOMANOMETER(BP APPRATUS) | MODEL NOT AVAILABLE | 3000045736 | Functional | Others
3848 | Chanibari Chc | Blood Cell Counter - 3 part | Model not available | 2000037957 | Functional | Horiba India Pvt Ltd
3849 | Sms Hospital | Intensive Care Bed | Janak | 201211283767 | Functional | Janak Healthcare Pvt Ltd
3850 | J.K.Loan Hospital, Kota | Autoclave | Model not available | 3000055410 | Non Functional Not Repairable | Others
3851 | Goluwala Chc | VDRL Rotator (Rotor and Shaker) | Model Not Available | 3000044183 | Functional | Others
3852 | A K Hospital Beawar Ajmer Dh | Water Bath | Model not available | 34749 | Functional | Others
3853 | D B Government Hospital Churu Dh | BLOOD DONOR COUCH | MODEL NOT AVAILABLE | 2000029840 | Functional | Authentic Instruments Ltd
3854 | Guhala Chc | Syringe Needle Destroyer | Model not available | 2000031291 | Functional | Others
3855 | Hingoniya Phc Jaipur | Nebulizer | MODEL NOT AVAILABLE | 3000089589 | Functional | Others
3856 | Shergarh Phc | Oxygen Concentrator | BPL - OG 4203 | 3000119114 | Functional | Others
3857 | Sms Hospital | Defibrillator | MODEL NOT AVAILABLE | 14021251080A1V | Functional | Schiller Healthcare India Pvt Ltd
3858 | Mohangarh Chc | Pulse Oxymeter | Model Not Available | 3000056928 | Functional | Cmho Supply
3859 | Goluwala Chc | Centrifuge Machine ( 4 Tube ) | Model not available | 3000044184 | Functional | Others
3860 | Sms Hospital | Intensive Care Bed | Janak | 201211283732 | Functional | Janak Healthcare Pvt Ltd
3861 | Dh Hanumangarh Town Dh | Phototherepy Unit | Fenam, Bilitron Sky 5006 | 450065 | Functional | Fanem
3862 | Sms Hospital | Monocular Microscope | Model Not Available | 3000089064 | Functional | Others
3863 | Pbm Medical College And Hospital | Freezes | MODEL NOT AVAILABLE | 2000035977 | Functional | Others
3864 | Pbm Medical College And Hospital | Freezes | MODEL NOT AVAILABLE | 2000035982 | Functional | Others
3865 | J.K.Loan Hospital, Kota | Ventilator | Model Not Available | M1240151081A1V | Functional | Others
3866 | D B Government Hospital Churu Dh | Centrifuge Machine ( 4 Tube ) | Model not available | FJLC-408Z | Functional | Remi Electrotechnik Ltd
3867 | Sms Hospital | Monocular Microscope | Model not available | 110337721 | Functional | Others
3868 | Mohangarh Chc | Hemoglobin meter | HB 301 | 300005629 | Functional | Hemocue India
3869 | Sms Hospital | Intensive Care Bed | Janak | 201211283770 | Functional | Janak Healthcare Pvt Ltd
3870 | District Sahadat Hospital Tonk Dh | Syringe Needle Destroyer | Model not available | 3000088269 | Functional | Others
3871 | Sms Hospital | Monocular Microscope | Model not available | 110337711 | Functional | Others
3872 | Sheoganj Chc | Baby Weighing Machine | Model Not Available | 3000119115 | Functional | Others
3873 | Sms Hospital | Intensive Care Bed | Janak | 201303024730 | Functional | Janak Healthcare Pvt Ltd
3874 | Gov. Hospital, Ratangarh Sdh | Hot Air Oven | DEL - 624 | 1001r | Functional | Others
3875 | Pandit Briz Sundar Sharma General Hospital Bundi Dh | Syringe Needle Destroyer | Model not available | 3000041803 | Functional | Others
3876 | Govt Hospitls Sriganganagar Dh | ELISA Washer | Model not available | 3000048314 | Functional | Robonik India Pvt Ltd
3877 | Rbm Hospital Bharatpur Dh | Syringe Needle Destroyer | Model not available | 3000086008 | Functional | Others
3878 | Jln Central Store Medical College | Monocular Microscope | RMH-4 | 2000032247 | Functional | Radical Scientific Instruments Pvt Ltd
3879 | Govt Hospitls Sriganganagar Dh | Blood Bank Refrigerator | Model not available | 3000048326 | Functional | Others
3880 | Satellite Hospital Adarsh Nagar Ajmer | Water Bath | Yorco - YSI-413D | 211884 | Functional | Yorco Sales Pvt Ltd
3881 | Satellite Hospital Adarsh Nagar Ajmer | Incubator | Yorco : YSI - 431 | 212191 | Functional | Yorco Sales Pvt Ltd
3882 | Satellite Hospital Adarsh Nagar Ajmer | Centrifuge Machine ( 8 Tube) | Model Not Available | 2000033519 | Functional | Chesa Inc
3883 | Satellite Hospital Adarsh Nagar Ajmer | Weighing Machine | MODEL NOT AVAILABLE | 1269385 | Functional | Cognate India
3884 | Pandit Briz Sundar Sharma General Hospital Bundi Dh | Phototherepy Unit | MODEL NOT AVAILABLE | 3000041814 | Functional | Others
3885 | Govt Hospitls Sriganganagar Dh | Syringe Needle Destroyer | Model not available | 95 | Functional | Others
3886 | Pandit Briz Sundar Sharma General Hospital Bundi Dh | Radiant Heat Warmer | Zeal - RHW 2101A | 3000041807 | Functional | Others
3887 | District Hospital Sattelite , Bikaner Dh | Ultra Sonography (USG) & Colour Dopler Machine | Median - Sono Scape SSI - 6000 | 2000030741 | Functional | Medion Healthcare Pvt Ltd
3888 | Bager Chc | Weighing Machine | MODEL NOT AVAILABLE | 2000019272 | Functional | Others
3889 | District Hospital Sattelite , Bikaner Dh | C R System | Classic CR+DV 6850 Printer | 2000030715 | Functional | Carestream Health India Pvt Ltd
3890 | Pandit Briz Sundar Sharma General Hospital Bundi Dh | Ice lined refrigerator | Model Not Available | 3000041871 | Functional | Others
3891 | Pandit Briz Sundar Sharma General Hospital Bundi Dh | SPHYGMOMANOMETER(BP APPRATUS) | Pagoda | 3000041873 | Functional | Others
3892 | Jln Central Store Medical College | Multi-Para Monitor | iPM 12Vet | FH-53016-264 | Functional | Mindray Medical Electronics Co Ltd
3893 | Kawantia Hospital Dh | Nebulizer | MODEL NOT AVAILABLE | hbk/card/0004 | Functional | Others
3894 | Kawantia Hospital Dh | Nebulizer | MODEL NOT AVAILABLE | hbk/card/0005 | Functional | Others
3895 | Rampura District Hospitalkota Dh | 300mA X-Ray Machine | Model not available | 2K10023006-X | Functional | Others
3896 | Nachna Chc | Autoclave | Model not available | 3000056345 | Functional | Cmho Supply
3897 | Zanana Hospital Ajmer Medical Collage Hospital | Freezes | MODEL NOT AVAILABLE | 3000047092 | Functional | Videocon Industries Ltd
3898 | Jawahar Hospital Jaisalmer Dh | Defibrillator | MODEL NOT AVAILABLE | 3000056883 | Functional | Others
3899 | Sms Hospital | Centrifuge Machine (36 Tubes) | Model Not Available | ccc448 | Functional | Others
3900 | Sms Hospital | Centrifuge Machine (36 Tubes) | Model Not Available | 3000087810 | Functional | Others
3901 | Gajner Chc | Spot Light ( Portable ) | Model Not Available | 3000042358 | Functional | Others
3902 | J.K.Loan Hospital, Kota | Autoclave | Model not available | 3000046842 | Functional | Others
3903 | Mt Abu Chc | Labour Table | Model Not Available | 3000045522 | Functional | Others
3904 | Ramgarh Chc Jaisalmer | Water Bath | Model not available | 3000056865 | Functional | Yorco Sales Pvt Ltd
3905 | Pindwara Chc | Instrument Sterilizer | Model Not Available | 3000045567 | Functional | Others
3906 | Jln Central Store Medical College | Intensive Care Bed | Janak | 2000033251 | Functional | Janak Healthcare Pvt Ltd
3907 | Pbm Medical College And Hospital | Nebulizer | MODEL NOT AVAILABLE | 3000045730 | Functional | Others
3908 | Sms Hospital | Ice lined refrigerator | Model Not Available | 3000087816 | Functional | Others
3909 | Mohangarh Chc | Syringe Needle Destroyer | Microsil ND 20 | 3000056321 | Functional | Cmho Supply
3910 | Jln Central Store Medical College | Intensive Care Bed | Janak | 101227 | Functional | Janak Healthcare Pvt Ltd
3911 | Swaroopganj Phc | Radiant Heat Warmer | Meditrin - Heat Warmer | 2000035478 | Functional | Others
3912 | Pbm Medical College And Hospital | Syringe Needle Destroyer | Model not available | 3000045731 | Functional | Others
3913 | Mohangarh Chc | Suction Machine | Model Not Available | 3000056306 | Functional | Cmho Supply
3914 | Sms Hospital | Syringe Needle Destroyer | Model not available | 2000022984 | Functional | Others
3915 | Sms Hospital | Syringe Needle Destroyer | Model not available | NBSD0719325 | Functional | Others
3916 | J.K.Loan Hospital, Kota | STABILIZER | MODEL NOT AVAILABLE | 3000046849 | Functional | Others
3917 | J.K.Loan Hospital, Kota | SPHYGMOMANOMETER(BP APPRATUS) | MODEL NOT AVAILABLE | 64069 | Functional | Others
3918 | J.K.Loan Hospital, Kota | Suction Machine | Model Not Available | 3000046852 | Functional | Others
3919 | J.K.Loan Hospital, Kota | Nebulizer | Aero | 1302727 | Functional | Hemant Surgicals
3920 | Sms Hospital | Tube Sealer for Blood bags | Model Not Available | 2021471 | Functional | Others
3921 | Pbm Medical College And Hospital | Multi-Para Monitor | Model not available | 3000045628 | Functional | Others
3922 | Pbm Medical College And Hospital | Multi-Para Monitor | Model not available | 3000045629 | Functional | Others
3923 | Pbm Medical College And Hospital | Multi-Para Monitor | Model not available | 3000045630 | Functional | Others
3924 | Pbm Medical College And Hospital | Multi-Para Monitor | Model not available | 3000045631 | Functional | Others
3925 | Zanana Hospital Ajmer Medical Collage Hospital | Syringe Infusion Pump | Model not available | C-138007 | Functional | Others
3926 | Zanana Hospital Ajmer Medical Collage Hospital | Syringe Needle Destroyer | Model not available | 3000047066 | Functional | Others
3927 | Gov. Hospital, Sujangarh Sdh | Radiant Heat Warmer | Zeal - RHW 2101A | RHW2101A/12/3/2658 | Functional | Zeal Medical Pvt Ltd
3928 | Satellite Hospital Adarsh Nagar Ajmer | Autoclave | Model not available | 4184 | Not in use | Others
3929 | Satellite Hospital Adarsh Nagar Ajmer | Weighing Machine | MODEL NOT AVAILABLE | 2255461 | Functional | Others
3930 | Govt Hospitls Sriganganagar Dh | Blood Bank Refrigerator | Model not available | 3000048325 | Functional | Oertli Instrumente Ag
3931 | Satellite Hospital Adarsh Nagar Ajmer | Centrifuge Machine ( 8 Tube) | Model Not Available | KKLC-8589 | Functional | Remi Electrotechnik Ltd
3932 | Jln Central Store Medical College | Monocular Microscope | RMH-4 | 2000032253 | Functional | Radical Scientific Instruments Pvt Ltd
3933 | Jln Central Store Medical College | Monocular Microscope | RMH-4 | 2000032254 | Functional | Radical Scientific Instruments Pvt Ltd
3934 | Satellite Hospital Adarsh Nagar Ajmer | Freezes | MODEL NOT AVAILABLE | 186277F99 | Functional | Others
3935 | Pandit Briz Sundar Sharma General Hospital Bundi Dh | Multi-Para Monitor | Model Not Available | 3000088337 | Functional | Others
3936 | Satellite Hospital Adarsh Nagar Ajmer | Phototherepy Unit | Meditrin - Digital Bilitimer Phototherapy | 2000033497 | Functional | Meditrin Instruments
3937 | Gov. Hospital, Ratangarh Sdh | Baby Weighing Machine | Model Not Available | 3000053167 | Functional | Others
3938 | Jln Central Store Medical College | Syringe Infusion Pump | ZION PLUS | 2000034197 | Functional | Others
3939 | District Hospital Jalore Dh | BLOOD DONOR COUCH | MODEL NOT AVAILABLE | 566 | Functional | Others
3940 | City Dispensary Ram Ganj | Freezes | MODEL NOT AVAILABLE | 25011739 | Functional | Others
3941 | District Hospital Jalore Dh | Blood Collection Monitor | Model Not Available | 914-5110 | Functional | Authentic Instruments Ltd
3942 | Jln Central Store Medical College | Syringe Infusion Pump | ZION PLUS | 3000047882 | Functional | Others
3943 | District Hospital Jalore Dh | Blood Bank Refrigerator | Model not available | 3000045822 | Functional | Others
3944 | Jln Central Store Medical College | Syringe Infusion Pump | ZION PLUS | 3000047881 | Functional | Others
3945 | Harmara Chc | Colorimeter | MODEL NOT AVAILABLE | 201109091 | Functional | Others
3946 | Rbm Hospital Bharatpur Dh | Syringe Needle Destroyer | Model not available | 2000003074 | Non Functional Repairable | Others
3947 | Gov. Hospital, Ratangarh Sdh | Syringe Infusion Pump | SIMTEK - Infutek 405 | 2503114.5AJ13 | Functional | Others
3948 | Bhaniyana Phc | Suction Machine | Model Not Available | 3000056649 | Functional | Cmho Supply
3949 | Rudawal Phc | Weighing Machine | MODEL NOT AVAILABLE | 2000003329 | Functional | Crown Digital Scales Inc
3950 | Gov. Hospital, Ratangarh Sdh | Syringe Infusion Pump | Model not available | 1603114.5ST08 | Functional | Others
3951 | Gajner Chc | ECG Machine (Single Channel) | BPL - Cardiart 108T | 3000042402 | Functional | Bpl Medical Technologies
3952 | Khandela Chc | Centrifuge Machine ( 8 Tube) | Model Not Available | 3000089065 | Functional | Others
3953 | Goluwala Chc | Binocular Microscope | Model Not Available | 3000044194 | Functional | Others
3954 | J.K.Loan Hospital, Kota | Ventilator | Model Not Available | 1573 | Functional | Hamilton Medical
3955 | Sms Hospital | Ventilator | Model Not Available | 3000085206 | Functional | Others
3956 | Guhala Chc | Semi Automated Chemistry Analyzer | Model not Available | 1211161 | Functional | Others
3957 | Pbm Medical College And Hospital | Baby Weighing Machine | Model Not Available | 2000035736 | Functional | Others
3958 | Pbm Medical College And Hospital | Hydraulic Operation Table | MODEL NOT AVAILABLE | 2000035934 | Functional | Others
3959 | Pbm Medical College And Hospital | Hydraulic Operation Table | MODEL NOT AVAILABLE | 2000035933 | Functional | Others
3960 | D B Government Hospital Churu Dh | ELISA Reader | Model not available | 3520900584 | Functional | Others
3961 | Gopalpura Phc | Freezes | MODEL NOT AVAILABLE | 3.9101e+17 | Functional | Videocon Industries Ltd
3962 | Jajod Chc | Centrifuge Machine ( 8 Tube) | Model Not Available | 2000037586 | Functional | Others
3963 | Dh Hanumangarh Town Dh | Phototherepy Unit | Fenam, Bilitron Sky 5006 | 450067 | Functional | Fanem
3964 | Sms Hospital | Monocular Microscope | Model not available | 110337726 | Functional | Others
3965 | Guhala Chc | Centrifuge Machine ( 4 Tube ) | Model not available | 2000031288 | Functional | Others
3966 | Pbm Medical College And Hospital | Defibrillator | MODEL NOT AVAILABLE | 2000035732 | Functional | Others
3967 | Pbm Medical College And Hospital | Defibrillator | MODEL NOT AVAILABLE | 2000035733 | Functional | Others
3968 | A K Hospital Beawar Ajmer Dh | Radiant Heat Warmer | Meditrin - Heat Warmer | NRHM/WM09/132 | Functional | Others
3969 | Sheoganj Chc | Freezes | MODEL NOT AVAILABLE | 3000119116 | Functional | Others
3970 | Khandela Chc | Monocular Microscope | Model not available | 2000037164 | Functional | Others
3971 | Gajner Chc | Ice lined refrigerator | MK - 142 | 3000042404 | Functional | Vestfrost Solutions
3972 | Guhala Chc | Incubator | RSL - 4B | 3000089067 | Non Functional Repairable | Others
3973 | J.K.Loan Hospital, Kota | Pulse Oxymeter | Model Not Available | 3300-005011 | Functional | Others
3974 | Jln Central Store Medical College | Binocular Microscope | Labomed - Vision 2000 | 11108 | Functional | Others
3975 | Gajner Chc | SPHYGMOMANOMETER(BP APPRATUS) | MODEL NOT AVAILABLE | 3000042405 | Functional | Others
3976 | Sms Hospital | Intensive Care Bed | Janak | 201211283768 | Functional | Janak Healthcare Pvt Ltd
3977 | Satellite Hospital Adarsh Nagar Ajmer | Freezes | MODEL NOT AVAILABLE | 2000033499 | Functional | Others
3978 | Satellite Hospital Adarsh Nagar Ajmer | Fetal Monitor | EDAN F-6 | 2000033494 | Functional | Rhsdp Supply
3979 | Jln Central Store Medical College | Syringe Infusion Pump | ZION PLUS | 354 | Functional | Others
3980 | Gov. Hospital, Ratangarh Sdh | Defibrillator | MODEL NOT AVAILABLE | US00458577 | Functional | Others
3981 | District Hospital Jalore Dh | Centrifuge Machine ( 8 Tube) | REMI - R4C | CPLC-1971 | Functional | Remi Electrotechnik Ltd
3982 | District Hospital Jalore Dh | Semi Automated Chemistry Analyzer | Adonis - Ado Chem 7 | N130128 | Functional | Others
3983 | Satellite Hospital Adarsh Nagar Ajmer | Blood Cell Counter - 3 part | Horiba - ABX Micros ES 60 | 211PCP11689 | Functional | Universal Medicalinstruments
3984 | District Hospital Jalore Dh | Incubator | Yorco - YSI - 438D | 1304146 | Functional | Yorco Sales Pvt Ltd
3985 | Jln Central Store Medical College | Syringe Infusion Pump | ZION PLUS | 2000034193 | Functional | Others
3986 | Rbm Hospital Bharatpur Dh | Pulse Oxymeter | Model Not Available | 2000003816 | Functional | Concept Integration
3987 | City Dispensary Ram Ganj | Freezes | MODEL NOT AVAILABLE | 3069RH4068513 | Functional | Others
3988 | Jln Central Store Medical College | Syringe Infusion Pump | ZION PLUS | 2000034189 | Functional | Others
3989 | Rbm Hospital Bharatpur Dh | SPHYGMOMANOMETER(BP APPRATUS) | MODEL NOT AVAILABLE | 2000003077 | Non Functional Repairable | Others
3990 | Tatarpur Chc | Nebulizer | MODEL NOT AVAILABLE | 529122 | Functional | Others
3991 | Jln Central Store Medical College | Syringe Infusion Pump | AKAS Terumax RX | RX01151017 | Functional | Akas Medical
3992 | Jln Central Store Medical College | Syringe Infusion Pump | AKAS Terumax RX | RX01151016 | Functional | Akas Medical
3993 | Jawahar Hospital Jaisalmer Dh | Defibrillator | MODEL NOT AVAILABLE | 3000056884 | Functional | Others
3994 | Jawahar Hospital Jaisalmer Dh | Defibrillator | MODEL NOT AVAILABLE | 3000056885 | Functional | Others
3995 | Zanana Hospital Ajmer Medical Collage Hospital | Centrifuge Machine ( 4 Tube ) | Model not available | 51210828 | Functional | Bio Laboratories Pvt Ltd
3996 | J.K.Loan Hospital, Kota | Monocular Microscope | Model not available | 90323721 | Functional | Others
3997 | Jawahar Hospital Jaisalmer Dh | Blood Collection Monitor | Model Not Available | 730760 | Functional | Others
3998 | Nachna Chc | ECG Machine (Single Channel) | Medicaid - Cardio Fax | C613230 | Functional | Cmho Supply
3999 | J.K.Loan Hospital, Kota | Nebulizer | MODEL NOT AVAILABLE | 105771 | Functional | Mrk Healthcare Pvt Ltd Delhi
4000 | Padampur Chc | Semi Automated Chemistry Analyzer | Statfax 2000 | 3000041202 | Functional | Horiba India Pvt Ltd
4001 | Nachna Chc | Suction Machine | Model Not Available | C-35-008 | Functional | Anand Surgical Industries (India)
4002 | Jawahar Hospital Jaisalmer Dh | Syringe Needle Destroyer | Model not available | 3000056531 | Functional | Others
4003 | J.K.Loan Hospital, Kota | O.T. Light Double Dome | MODEL NOT AVAILABLE | 3000046855 | Functional | Others
4004 | Gov. Hospital, Sujangarh Sdh | ECG Machine (Single Channel) | BPL - Cardiart 108T | AVMQ4H23991 | Functional | Bpl Medical Technologies
4005 | Sms Hospital | Operating Microscope | MODEL NOT AVAILABLE | 2000022919 | Functional | Anupam Surgicals
4006 | Sms Hospital | Multi-Para Monitor | Schiller - Truscope Classic | M014E004327 | Functional | Schiller Healthcare India Pvt Ltd
4007 | Sms Hospital | Hydraulic Operation Table | MODEL NOT AVAILABLE | 2249 | Functional | Others
4008 | Sms Hospital | O.T. Light Single Dome | MODEL NOT AVAILABLE | 3000085141 | Functional | Others
4009 | Gov. Hospital, Sujangarh Sdh | Blood Bank Refrigerator | Model not available | BOI-3825 | Functional | Others
4010 | Sms Hospital | Coagulation Analyzer | Model not available | 999732 | Functional | Others
4011 | Sms Hospital | Intensive Care Bed | Janak | 3000087762 | Functional | Others
4012 | Gov. Hospital, Sujangarh Sdh | Binocular Microscope | Quasmo | 30000129089 | Functional | Rhsdp Supply
4013 | Gov. Hospital, Sujangarh Sdh | Binocular Microscope | Quasmo | 30000129090 | Functional | Rhsdp Supply
4014 | Sms Hospital | SPHYGMOMANOMETER(BP APPRATUS) | MODEL NOT AVAILABLE | 17012 | Functional | Others
4015 | Sms Hospital | SPHYGMOMANOMETER(BP APPRATUS) | MODEL NOT AVAILABLE | 1202003048856 | Functional | Others
4016 | Pbm Medical College And Hospital | Incubator | MODEL NOT AVAILABLE | 2000035581 | Functional | Others
4017 | Sms Hospital | SPHYGMOMANOMETER(BP APPRATUS) | MODEL NOT AVAILABLE | 37457 | Functional | Others
4018 | Gov. Hospital, Sujangarh Sdh | Binocular Microscope | Model Not Available | 30000129093 | Functional | Others
4019 | Godu Phc | Weighing Machine | Model Not Available | 3000262246 | Functional | Others
4020 | Swaroopganj Phc | Spot Light ( Portable ) | Model Not Available | 2000035482 | Functional | Others
4021 | Gov. Hospital, Sujangarh Sdh | Freezes | MODEL NOT AVAILABLE | 30000129098 | Functional | Others
4022 | Pbm Medical College And Hospital | ELECTRIC OT TABLE | MODEL NOT AVAILABLE | 2000035588 | Functional | Others
4023 | Reodar Chc | Centrifuge Machine ( 8 Tube) | REMI - R4C | FGLC7577 | Functional | Others
4024 | Reodar Chc | Centrifuge Machine ( 8 Tube) | REMI - R4C | FOLC4746 | Functional | Others
4025 | Sms Hospital | Defibrillator | MODEL NOT AVAILABLE | 3000085149 | Functional | Mindray Medical Electronics Co Ltd
4026 | Swaroopganj Phc | Blood Bank Refrigerator | Model not available | 2000035483 | Functional | Others
4027 | Reodar Chc | Blood Cell Counter - 3 part | Horiba - ABX Micros ES 60 | 305ESOH05704 | Functional | Others
4028 | Reodar Chc | Incubator | MODEL NOT AVAILABLE | 2000035443 | Functional | Others
4029 | Gov. Hospital, Ratangarh Sdh | Hemoglobin meter | HB 301 | 134813017 | Functional | Others
4030 | Govt Hospitls Sriganganagar Dh | Freezes | MODEL NOT AVAILABLE | 3000048322 | Functional | Others
4031 | Pandit Briz Sundar Sharma General Hospital Bundi Dh | Radiant Heat Warmer | Model Not Available | 3000041819 | Functional | Others
4032 | Zanana Hospital Ajmer Medical Collage Hospital | 100mA X-Ray Machine | Model not available | 2K1209521340-P | Functional | Allengers Medical Systems Ltd
4033 | Pandit Briz Sundar Sharma General Hospital Bundi Dh | Oxygen Concentrator | Model Not Available | 3000041820 | Functional | Others
4034 | Satellite Hospital Adarsh Nagar Ajmer | ELISA READR WITH WASHER | RT 2100C AND RT 2600C | 9020035 | Functional | Rayto Life And Analytical Sciences Co Ltd
4035 | Jln Central Store Medical College | Monocular Microscope | RMH-4 | 2000032262 | Functional | Radical Scientific Instruments Pvt Ltd
4036 | Pandit Briz Sundar Sharma General Hospital Bundi Dh | Phototherepy Unit | MODEL NOT AVAILABLE | 3000041812 | Functional | Others
4037 | City Dispensary Ram Ganj | Autoclave | Model not available | 2000033849 | Functional | Others
4038 | Tatgarh Chc | Autoclave | Model not available | 49222 | Functional | Others
4039 | Jawahar Hospital Jaisalmer Dh | Syringe Needle Destroyer | Model not available | 14c181 | Functional | Others
4040 | Jawahar Hospital Jaisalmer Dh | Syringe Needle Destroyer | Model not available | 14c185 | Functional | Others
4041 | Jawahar Hospital Jaisalmer Dh | Syringe Needle Destroyer | Model not available | 14c164 | Functional | Others
4042 | Jawahar Hospital Jaisalmer Dh | ECG Machine (Single Channel) | RMS - Vista 101 | 8004666 | Functional | Schiller Healthcare India Pvt Ltd
4043 | Rbm Hospital Bharatpur Dh | Radiant Heat Warmer | Model Not Available | 2000003020 | Functional | Others
4044 | Gov. Hospital, Ratangarh Sdh | Syringe Infusion Pump | Model not available | 1603114.5ST03 | Functional | Others
4045 | Bhaniyana Phc | Monocular Microscope | Model not available | 3000056634 | Functional | Cmho Supply
4046 | District Hospital Sattelite , Bikaner Dh | Water Bath | Model not available | 3000045833 | Functional | Others
4047 | Zanana Hospital Ajmer Medical Collage Hospital | Anesthesia Machine | MODEL NOT AVAILABLE | 3000047048 | Functional | Ads Diagnostic Ltd
4048 | Gov. Hospital, Ratangarh Sdh | Syringe Infusion Pump | Model not available | 1304114.5ST07 | Functional | Others
4049 | J.K.Loan Hospital, Kota | Pulse Oxymeter | Model Not Available | 136075 | Functional | Larsen And Tourbo Ltd
4050 | Zanana Hospital Ajmer Medical Collage Hospital | O.T. Light Single Dome | MODEL NOT AVAILABLE | 3000047058 | Functional | Pawar Electro Systems Pvt Ltd
4051 | Rampura District Hospitalkota Dh | Binocular Microscope | Labomed - Vision 2000 | 90121835 | Functional | Labomed
4052 | Jawahar Hospital Jaisalmer Dh | STABILIZER | MODEL NOT AVAILABLE | 3000056544 | Functional | Others
4053 | District Hospital Jalore Dh | Centrifuge Machine ( 16 Tube ) | Model not available | 3000045835 | Functional | Others
4054 | Zanana Hospital Ajmer Medical Collage Hospital | Radiant Heat Warmer | Meditrin - Heat Warmer | 3000047062 | Functional | Zeal Medical Pvt Ltd
4055 | Gopalpura Phc | Syringe Needle Destroyer | Model not available | 3000121078 | Functional | Others
4056 | J.K.Loan Hospital, Kota | O.T. Light Single Dome | Model not available | 3000089068 | Functional | Others
4057 | Sms Hospital | Intensive Care Bed | Janak | 201211283684 | Functional | Janak Healthcare Pvt Ltd
4058 | Pbm Medical College And Hospital | Blood Bank Refrigerator | Model not available | 2000035845 | Functional | Others
4059 | Pbm Medical College And Hospital | Blood Bank Refrigerator | Model not available | 2000035846 | Functional | Others
4060 | Pbm Medical College And Hospital | Blood Bank Refrigerator | Model not available | 2000035849 | Functional | Others
4061 | Jln Central Store Medical College | Binocular Microscope | Labomed - Vision 2000 | 11011 | Functional | Others
4062 | Pbm Medical College And Hospital | Radiant Heat Warmer | Meditrin - Heat Warmer | 2000035735 | Functional | Others
4063 | A K Hospital Beawar Ajmer Dh | 70mA X-Ray Machine | Allengers - MARS 3.5 | 2K110303104-X.HF | Functional | Allengers Medical Systems Ltd
4064 | Rohida Chc | Blood Bank Refrigerator | Model not available | 2000035515 | Functional | Others
4065 | Gopalpura Phc | Syringe Needle Destroyer | Model not available | 3000121080 | Functional | Others
4066 | Jln Central Store Medical College | Urine Test Strip Analyzer | Erba Lachema Laura M | 1261230213 | Functional | Others
4067 | Sms Hospital | Intensive Care Bed | Janak | 201209121271 | Functional | Janak Healthcare Pvt Ltd
4068 | Khandela Chc | Monocular Microscope | Yorco - YSI - 438D | 1504561 | Functional | Metro Traiding Corporation
4069 | Mohangarh Chc | Instrument Sterilizer | Model Not Available | 06D4331 | Functional | Cmho Supply
4070 | Jajod Chc | Semi Automated Chemistry Analyzer | RSL - 4B | 3000089071 | Non Functional Repairable | Cmho Supply
4071 | Sms Hospital | Intensive Care Bed | Janak | 201211283681 | Functional | Janak Healthcare Pvt Ltd
4072 | Rohida Chc | Syringe Needle Destroyer | Nulife - Dots | 2000035516 | Functional | Others
4073 | Dh Hanumangarh Town Dh | Radiant Heat Warmer | Meditrin - Heat Warmer | 2000031709 | Functional | Meditrin Instruments
4074 | Rohida Chc | Ice lined refrigerator | Model Not Available | 2000035517 | Functional | Others
4075 | Mohangarh Chc | Instrument Sterilizer | Model Not Available | 06D4307 | Functional | Cmho Supply
4076 | Chanibari Chc | Hemoglobin meter | Model Not Available | 2000037963 | Functional | Others
4077 | Pbm Medical College And Hospital | Pulse Oxymeter | Model Not Available | 2000035770 | Functional | Others
4078 | Pbm Medical College And Hospital | Pulse Oxymeter | Model Not Available | 2000035771 | Functional | Others
4079 | Pbm Medical College And Hospital | Pulse Oxymeter | Model Not Available | 2000035772 | Functional | Others
4080 | Pbm Medical College And Hospital | Pulse Oxymeter | Model Not Available | 2000035773 | Functional | Others
4081 | Jawahar Hospital Jaisalmer Dh | Monocular Microscope | Model not available | 3000056553 | Functional | Others
4082 | Jawahar Hospital Jaisalmer Dh | Suction Machine | Model Not Available | 3000056904 | Functional | Others
4083 | Jawahar Hospital Jaisalmer Dh | Suction Machine | Model Not Available | 3000056905 | Functional | Others
4084 | Jawahar Hospital Jaisalmer Dh | Suction Machine | Model Not Available | 3000056906 | Functional | Others
4085 | Jawahar Hospital Jaisalmer Dh | Suction Machine | Model Not Available | 3000056907 | Functional | Others
4086 | Dh Hanumangarh Town Dh | Blood Bank Refrigerator | Authentic - BBR 50 Dx R | 1641 | Functional | Authentic Instruments Ltd
4087 | Jawahar Hospital Jaisalmer Dh | Ice lined refrigerator | Model Not Available | 3000056460 | Functional | Others
4088 | Jawahar Hospital Jaisalmer Dh | Suction Machine | Model Not Available | 10125 | Functional | Others
4089 | Jawahar Hospital Jaisalmer Dh | Suction Machine | Model Not Available | 10383 | Functional | Others
4090 | Jawahar Hospital Jaisalmer Dh | Suction Machine | Model Not Available | 10316 | Functional | Others
4091 | Jawahar Hospital Jaisalmer Dh | Suction Machine | Model Not Available | 10277 | Functional | Others
4092 | Rbm Hospital Bharatpur Dh | Radiant Heat Warmer | Model Not Available | 2000003021 | Functional | Others
4093 | Rampura District Hospitalkota Dh | Hemoglobin meter | HB 301 | 3000055317 | Functional | Hemocue India
4094 | Jawahar Hospital Jaisalmer Dh | Sahlis HB Meter | Model not available | 3000056453 | Functional | Others
4095 | Rampura District Hospitalkota Dh | Binocular Microscope | MLW - Easy View | 3000055316 | Functional | Mlw Intermed
4096 | Rbm Hospital Bharatpur Dh | Radiant Heat Warmer | Model Not Available | 2000003023 | Functional | Others
4097 | Dh Hanumangarh Town Dh | Weighing Machine | MODEL NOT AVAILABLE | 2000037667 | Functional | Others
4098 | J.K.Loan Hospital, Kota | Pulse Oxymeter | Model Not Available | 136059 | Functional | Larsen And Tourbo Ltd
4099 | Jln Central Store Medical College | Syringe Infusion Pump | AKAS Terumax RX | 204063 | Functional | Akas Medical
4100 | Rbm Hospital Bharatpur Dh | Ice lined refrigerator | Model Not Available | 151 | Functional | Others
4101 | City Dispensary Ramnagar | Freezes | Kelvinator KGE 193 | 33702 | Functional | Others
4102 | Zanana Hospital Ajmer Medical Collage Hospital | Centrifuge Machine ( 6 Tube ) | BPMR-112 | 3000202475 | Functional | Cmho Supply
4103 | Zanana Hospital Ajmer Medical Collage Hospital | Radiant Heat Warmer | Meditrin - Heat Warmer | 3000047104 | Functional | Others
4104 | Pbm Medical College And Hospital | Ventilator | Model Not Available | ASBA0008 | Functional | Others
4105 | Jawahar Hospital Jaisalmer Dh | ECG Machine (Single Channel) | BPL - Cardiart 108T | AUMLOG16088 | Functional | Others
4106 | J.K.Loan Hospital, Kota | Phototherepy Unit | Meditrin - Digital Bilitimer Phototherapy | 3000055980 | Functional | Others
4107 | Pbm Medical College And Hospital | Urine Test Strip Analyzer | Model Not Available | 2000035604 | Functional | Others
4108 | Godu Phc | Nebulizer | MODEL NOT AVAILABLE | 3000045404 | Functional | Omron Health Care
4109 | Godu Phc | FOOT OPERATED SUCTION MACHINE | SU-101 | 3000045406 | Functional | Others
4110 | Sms Hospital | Cautry Machine | Model Not Available | E07A1259 | Non Functional Repairable | Others
4111 | Pbm Medical College And Hospital | Syringe Infusion Pump | Model not available | 2000035605 | Functional | Others
4112 | Sms Hospital | Defibrillator | MODEL NOT AVAILABLE | 3000087782 | Functional | Others
4113 | Mt Abu Chc | Monocular Microscope | Model not available | 3000045528 | Functional | Others
4114 | Sms Hospital | Multi-Para Monitor | Model not available | 3000087783 | Functional | Larsen And Tourbo Ltd
4115 | Sms Hospital | Syringe Infusion Pump | Allied - Syrn 200 | 3000085159 | Functional | Alleid Medical Limited
4116 | Godu Phc | Binocular Microscope | Model Not Available | 2000035260 | Functional | Labomed
4117 | Pugal Phc | Centrifuge Machine ( 8 Tube) | Model Not Available | 2000035261 | Functional | Others
4118 | Sms Hospital | Syringe Infusion Pump | Allied - Syrn 200 | 3000085160 | Functional | Alleid Medical Limited
4119 | Mt Abu Chc | Sahlis HB Meter | Model not available | 1343813165 | Functional | Others
4120 | Swaroopganj Phc | ECG Machine (Single Channel) | Medicaid - Cardio Fax | 2000035487 | Functional | Others
4121 | Mt Abu Chc | Glucometer | Model not available | XCA155036 | Functional | Others
4122 | Sms Hospital | Syringe Infusion Pump | Allied - Syrn 200 | 3000085162 | Functional | Alleid Medical Limited
4123 | Mt Abu Chc | Glucometer | Model not available | 10024B003496 | Functional | Others
4124 | Pugal Phc | Glucometer | Model not available | 2000035625 | Functional | Others
4125 | Pbm Medical College And Hospital | Suction Machine | Model Not Available | 3000045619 | Functional | Others
4126 | Pbm Medical College And Hospital | Suction Machine | Model Not Available | 3000045620 | Functional | Others
4127 | Sms Hospital | Syringe Infusion Pump | Allied - Syrn 200 | 3000085163 | Functional | Alleid Medical Limited
4128 | Mt Abu Chc | Glucometer | Model not available | 103L1031917 | Functional | Others
4129 | Mt Abu Chc | Glucometer | Model not available | 3000045540 | Functional | Others
4130 | Sms Hospital | Syringe Infusion Pump | Allied - Syrn 200 | 3000085164 | Functional | Alleid Medical Limited
4131 | Pbm Medical College And Hospital | Instrument Sterilizer | Model Not Available | 2000035607 | Functional | Others
4132 | Gajner Chc | FOOT OPERATED SUCTION MACHINE | MODEL NOT AVAILABLE | 3000042366 | Functional | Others
4133 | Pandit Briz Sundar Sharma General Hospital Bundi Dh | Pulse Oxymeter | Model Not Available | 450038 | Functional | Others
4134 | New Govt Medical College Kota | Ventilator | Philips - Ventilator | 3000055185 | Functional | Others
4135 | New Govt Medical College Kota | Centrifuge Machine (24 Tubes) | Model no available | ZBAN-771 | Functional | Others
4136 | J.K.Loan Hospital, Kota | Centrifuge Machine ( 8 Tube) | REMI - R 8C | 3279 | Functional | Remi Electrotechnik Ltd
4137 | Pandit Briz Sundar Sharma General Hospital Bundi Dh | Incubator | MODEL NOT AVAILABLE | 3000041662 | Functional | Others
4138 | New Govt Medical College Kota | Binocular Microscope | Model Not Available | 33145 | Functional | Others
4139 | Pandit Briz Sundar Sharma General Hospital Bundi Dh | Hemoglobin Analyzer | Model not available | 3000041664 | Functional | Others
4140 | Bager Chc | Binocular Microscope | Model Not Available | 2000019239 | Functional | Remi Electrotechnik Ltd
4141 | New Govt Medical College Kota | Water Bath | Yorco - YSI-413D | 13c4620 | Functional | Yorco Sales Pvt Ltd
4142 | Pandit Briz Sundar Sharma General Hospital Bundi Dh | Syringe Needle Destroyer | Model not available | 14C844 | Functional | Others
4143 | J.K.Loan Hospital, Kota | Syringe Infusion Pump | SIMTEK - Infutek 405 | 4 | Functional | Simtek Medico Systems Pvt Ltd
4144 | Pandit Briz Sundar Sharma General Hospital Bundi Dh | Suction Machine | Model Not Available | 3000041869 | Functional | Others
4145 | Jawahar Hospital Jaisalmer Dh | Blood Gas Analyzer (ABG Machine) | Model not available | 3000056402 | Functional | Others
4146 | Zanana Hospital Ajmer Medical Collage Hospital | Hot Air Oven | Model not available | 13F51821.5K11 | Functional | Yorco Sales Pvt Ltd
4147 | Zanana Hospital Ajmer Medical Collage Hospital | Freezes | MODEL NOT AVAILABLE | 3000047112 | Functional | Others
4148 | J.K.Loan Hospital, Kota | Syringe Infusion Pump | SIMTEK - Infutek 405 | 1902134.5114 | Functional | Simtek Medico Systems Pvt Ltd
4149 | Jawahar Hospital Jaisalmer Dh | SPHYGMOMANOMETER(BP APPRATUS) | MODEL NOT AVAILABLE | 3000056065 | Functional | Others
4150 | Rbm Hospital Bharatpur Dh | Suction Machine | Model Not Available | 2000003497 | Functional | Others
4151 | J.K.Loan Hospital, Kota | Pulse Oxymeter | Model Not Available | 136077 | Functional | Larsen And Tourbo Ltd
4152 | Zanana Hospital Ajmer Medical Collage Hospital | Autoclave | Model not available | 3000047055 | Functional | Others
4153 | District Hospital Jalore Dh | Freezes | MODEL NOT AVAILABLE | 3000045839 | Functional | Others
4154 | Zanana Hospital Ajmer Medical Collage Hospital | Autoclave | Model not available | 3000047057 | Functional | Others
4155 | Bhaniyana Phc | Baby Weighing Machine | Model Not Available | 3000056642 | Functional | Others
4156 | J.K.Loan Hospital, Kota | Multi-Para Monitor | Model not available | 330081 | Functional | Larsen And Tourbo Ltd
4157 | Reodar Chc | Syringe Needle Destroyer | Microsil ND 20 | 2000035436 | Functional | Others
4158 | Swaroopganj Phc | Radiant Heat Warmer | Model Not Available | 2000035479 | Functional | Others
4159 | Pbm Medical College And Hospital | Pulse Oxymeter | Model Not Available | 2000035774 | Functional | Others
4160 | Pbm Medical College And Hospital | Pulse Oxymeter | Model Not Available | 2000035775 | Functional | Others
4161 | Pbm Medical College And Hospital | Pulse Oxymeter | Model Not Available | 2000035776 | Functional | Others
4162 | Pbm Medical College And Hospital | Pulse Oxymeter | Model Not Available | 2000035777 | Functional | Others
4163 | A K Hospital Beawar Ajmer Dh | Freezes | MODEL NOT AVAILABLE | 34686 | Functional | Others
4164 | Khandwa Phc | Freezes | MODEL NOT AVAILABLE | 2000037167 | Functional | Others
4165 | Sheoganj Chc | Baby Weighing Machine | Model Not Available | 3000119119 | Functional | Others
4166 | D B Government Hospital Churu Dh | Centrifuge Machine ( 16 Tube ) | Model not available | 1763-B | Functional | Authentic Instruments Ltd
4167 | Mohangarh Chc | Instrument Sterilizer | Model Not Available | 3000056940 | Functional | Cmho Supply
4168 | Fatehpur Chc Sikar | SPHYGMOMANOMETER(BP APPRATUS) | MODEL NOT AVAILABLE | 2000037295 | Functional | Others
4169 | Sheoganj Chc | Radiant Heat Warmer | Meditrin - Heat Warmer | 3000119120 | Functional | Others
4170 | A K Hospital Beawar Ajmer Dh | Suction Machine | Model Not Available | 34687 | Functional | Zeal Medical Pvt Ltd
4171 | Pbm Medical College And Hospital | Multi-Para Monitor | Model not available | 2000035725 | Not in use | Others
4172 | Pbm Medical College And Hospital | Multi-Para Monitor | Model not available | 2000035726 | Not in use | Others
4173 | Pbm Medical College And Hospital | Multi-Para Monitor | Model not available | 2000035727 | Not in use | Others
4174 | Pbm Medical College And Hospital | Multi-Para Monitor | Model not available | 200003578 | Not in use | Others
4175 | A K Hospital Beawar Ajmer Dh | Radiant Heat Warmer | Meditrin - Heat Warmer | NRHM/MPT09/106 | Functional | Others
4176 | Dh Hanumangarh Town Dh | Radiant Heat Warmer | Meditrin - Heat Warmer | 2000031707 | Functional | Meditrin Instruments
4177 | Gopalpura Phc | Radiant Heat Warmer | Zeal - RHW 2101A | 3000121086 | Functional | Others
4178 | Chanibari Chc | Neubaurs Chamber | Model not available | 2000037968 | Functional | Others
4179 | Sheoganj Chc | Fetal Doppler | MODEL NOT AVAILABLE | 3000119122 | Functional | Others
4180 | A K Hospital Beawar Ajmer Dh | Radiant Heat Warmer | Meditrin - Heat Warmer | NRHM/MPT09/167 | Functional | Others
4181 | Jln Central Store Medical College | Coagulation Analyzer | Sysmex - CA 50 | F6731 | Functional | Others
4182 | Rohida Chc | FOOT OPERATED SUCTION MACHINE | MODEL NOT AVAILABLE | 2000035520 | Functional | Others
4183 | D B Government Hospital Churu Dh | Freezes | MODEL NOT AVAILABLE | 2000029850 | Functional | Others
4184 | A K Hospital Beawar Ajmer Dh | Radiant Heat Warmer | Meditrin - Heat Warmer | NRHM/MPT09/172 | Functional | Others
4185 | Goluwala Chc | ECG Machine (Single Channel) | EPG View | 3000044196 | Functional | Others
4186 | Jawahar Hospital Jaisalmer Dh | ELISA Reader | Model not available | 3000056416 | Not in use | Others
4187 | Rbm Hospital Bharatpur Dh | Centrifuge Machine (36 Tubes) | REMI - R 23 | 6140 | Functional | Remi Electrotechnik Ltd
4188 | Nachna Chc | SPHYGMOMANOMETER(BP APPRATUS) | Bhasin Sons | 58563 | Functional | Cmho Supply
4189 | Jawahar Hospital Jaisalmer Dh | Suction Machine | Model Not Available | 3000056087 | Functional | Others
4190 | J.K.Loan Hospital, Kota | Radiant Heat Warmer | Model Not Available | 260313 | Functional | Meditrin Instruments
4191 | Hantra Phc | Syringe Needle Destroyer | Model not available | 2000003274 | Functional | Others
4192 | J.K.Loan Hospital, Kota | Radiant Heat Warmer | Model Not Available | 3000055986 | Functional | Meditrin Instruments
4193 | Rbm Hospital Bharatpur Dh | Blood Gas Analyzer (ABG Machine) | Model not available | 33112 | Non Functional Not Repairable | Others
4194 | Gov. Hospital, Ratangarh Sdh | Phototherepy Unit | MODEL NOT AVAILABLE | DPH2K8011025/38 | Functional | Others
4195 | Gov. Hospital, Ratangarh Sdh | Radiant Heat Warmer | Zeal - RHW 2101A | RHW2101A/1213/2656 | Functional | Others
4196 | J.K.Loan Hospital, Kota | Phototherepy Unit | Meditrin - Digital Bilitimer Phototherapy | 9863 | Functional | Meditrin Instruments
4197 | Gov. Hospital, Ratangarh Sdh | Radiant Heat Warmer | Model Not Available | NRHM/WM09/77 | Functional | Others
4198 | Sarwar Chc | SPHYGMOMANOMETER(BP APPRATUS) | MODEL NOT AVAILABLE | 2000033851 | Functional | Others
4199 | Gov. Hospital, Sujangarh Sdh | Syringe Needle Destroyer | Model not available | 30001290031 | Functional | Cmho Supply
4200 | Gov. Hospital, Sujangarh Sdh | Fetal Doppler | MODEL NOT AVAILABLE | 30001290033 | Functional | Others
4201 | City Dispensary Beawar | Suction Machine | Model Not Available | 49448 | Functional | Mico
4202 | City Dispensary Gulabbadi | Ice lined refrigerator | Model Not Available | 90409644 | Functional | Others
4203 | City Dispensary Gulabbadi | Freezes | MODEL NOT AVAILABLE | 47737 | Functional | Others
4204 | Jln Central Store Medical College | Monocular Microscope | Model not available | 141174607 | Functional | Labomed
4205 | City Dispensary Gulabbadi | SPHYGMOMANOMETER(BP APPRATUS) | MODEL NOT AVAILABLE | 47738 | Functional | Others
4206 | Sms Hospital | Multi-Para Monitor | Model not available | 3000087375 | Functional | Larsen And Tourbo Ltd
4207 | Gov. Hospital, Ratangarh Sdh | Blood Bank Refrigerator | Model not available | BDI-811 | Functional | Others
4208 | Sankara Chc | O.T. Light Single Dome | MODEL NOT AVAILABLE | 3000056682 | Functional | Cmho Supply
4209 | Dh Hanumangarh Town Dh | Blood Bank Refrigerator | Model not available | BI2853 | Functional | Remi Electrotechnik Ltd
4210 | Zanana Hospital Ajmer Medical Collage Hospital | Blood Mixer ( Roller Mixer ) | Model not available | 3000047086 | Functional | Authentic Instruments Ltd
4211 | Sms Hospital | Syringe Infusion Pump | Allied - Syrn 200 | 3000085166 | Functional | Alleid Medical Limited
4212 | Gajner Chc | Baby Weighing Machine | Model Not Available | 3000042367 | Functional | Others
4213 | Pugal Phc | ELECTRIC OT TABLE | MODEL NOT AVAILABLE | 2000035269 | Functional | Others
4214 | Gajner Chc | Spot Light ( Portable ) | Model Not Available | 3000042369 | Functional | Others
4215 | Gajner Chc | FOOT OPERATED SUCTION MACHINE | MODEL NOT AVAILABLE | 3000042371 | Functional | Others
4216 | Gajner Chc | Autoclave | Model not available | 3000042373 | Functional | Others
4217 | Sms Hospital | Syringe Infusion Pump | Allied - Syrn 200 | 3000085172 | Functional | Alleid Medical Limited
4218 | Swaroopganj Phc | Hemoglobin Analyzer | Model not available | 2000035493 | Functional | Others
4219 | Swaroopganj Phc | Hemoglobin Analyzer | Model not available | 2000035494 | Functional | Others
4220 | Gajner Chc | SPHYGMOMANOMETER(BP APPRATUS) | MODEL NOT AVAILABLE | 3000042375 | Non Functional Not Repairable | Others
4221 | Pugal Phc | Suction Machine | Model Not Available | 2000035273 | Functional | Others
4222 | Pbm Medical College And Hospital | Syringe Needle Destroyer | Model not available | 3000042741 | Functional | Others
4223 | Swaroopganj Phc | Hemoglobin meter | HB 301 | 1344513019 | Functional | Others
4224 | Swaroopganj Phc | Hemoglobin meter | HB 301 | 2000035496 | Functional | Others
4225 | 17 Z Phc | Freezes | MODEL NOT AVAILABLE | 3000042752 | Functional | Others
4226 | Pbm Medical College And Hospital | Defibrillator | MODEL NOT AVAILABLE | J09D166 | Functional | Others
4227 | Abu Road Chc | Centrifuge Machine ( 12 Tube ) | Model Not Available | 3000045483 | Functional | Others
4228 | Swaroopganj Phc | Centrifuge Machine ( 4 Tube ) | Model not available | 2000035497 | Functional | Others
4229 | Swaroopganj Phc | Binocular Microscope | Model Not Available | 2000035498 | Functional | Others
4230 | Abu Road Chc | Automated Urine Analyzer | Model not available | 3000045484 | Functional | Others
4231 | Swaroopganj Phc | Glucometer | Model not available | 2000035499 | Functional | Others
4232 | Pbm Medical College And Hospital | C R System | Model not available | 3000045706 | Functional | Others
4233 | Pbm Medical College And Hospital | C R System | Model not available | 3000045708 | Functional | Others
4234 | Sms Hospital | Ventilator | Model Not Available | 3000085174 | Functional | Others
4235 | Abu Road Chc | Freezes | MODEL NOT AVAILABLE | 3000045488 | Functional | Others
4236 | Swaroopganj Phc | Syringe Needle Destroyer | Model not available | 2000035500 | Functional | Others
4237 | Pbm Medical College And Hospital | Freezes | MODEL NOT AVAILABLE | 3000042751 | Functional | Others
4238 | Zanana Hospital Ajmer Medical Collage Hospital | Syringe Needle Destroyer | Model not available | 2000034803 | Functional | Others
4239 | Jawahar Hospital Jaisalmer Dh | STABILIZER | MODEL NOT AVAILABLE | 3000056485 | Functional | Others
4240 | Bhaniyana Phc | Centrifuge Machine ( 4 Tube ) | Remi 4C | 3000056650 | Functional | Cmho Supply
4241 | Jawahar Hospital Jaisalmer Dh | Blood Bank Refrigerator | Model not available | 3000056461 | Functional | Others
4242 | Dh Hanumangarh Town Dh | Incubator | MODEL NOT AVAILABLE | 200003737663 | Functional | Others
4243 | Pindwara Chc | SPHYGMOMANOMETER(BP APPRATUS-Digital) | Model Not Available | 3000045571 | Functional | Others
4244 | Mt Abu Chc | Automated Urine Analyzer | Model not available | 3000045525 | Functional | Others
4245 | J.K.Loan Hospital, Kota | Weighing Machine | MODEL NOT AVAILABLE | 3000046851 | Functional | Others
4246 | Pbm Medical College And Hospital | ELECTRIC OT TABLE | MODEL NOT AVAILABLE | 3000045602 | Functional | Others
4247 | Pbm Medical College And Hospital | ELECTRIC OT TABLE | MODEL NOT AVAILABLE | 3000045622 | Functional | Others
4248 | Gov. Hospital, Sujangarh Sdh | Incubator | MODEL NOT AVAILABLE | 910 | Functional | Others
4249 | Gov. Hospital, Sujangarh Sdh | Freezes | MODEL NOT AVAILABLE | 30000129077 | Functional | Rhsdp Supply
4250 | Gov. Hospital, Sujangarh Sdh | Centrifuge Machine ( 8 Tube) | REMI - R4C | JBLC-8541 | Functional | Rhsdp Supply
4251 | Sms Hospital | Cautry Machine | Model Not Available | JM5584P | Functional | Others
4252 | Sms Hospital | Weighing Machine | MODEL NOT AVAILABLE | 3000087599 | Functional | Others
4253 | Gov. Hospital, Sujangarh Sdh | Binocular Microscope | Model Not Available | 13C179 | Functional | Others
4254 | Sms Hospital | Blood Collection Monitor | Model Not Available | GFCM-1166 | Functional | Others
4255 | Sms Hospital | Blood Collection Monitor | Model Not Available | GFCM-1164 | Functional | Others
4256 | Sms Hospital | Tube Sealer for Blood bags | Model Not Available | RFK14070446 | Functional | Others
4257 | Sms Hospital | Blood Collection Monitor | Model Not Available | 2000022975 | Functional | Others
4258 | Sms Hospital | Ventilator | Model Not Available | 50959 | Functional | Others
4259 | Sms Hospital | Blood Collection Monitor | Model Not Available | 2000022976 | Functional | Others
4260 | A K Hospital Beawar Ajmer Dh | VDRL Rotator (Rotor and Shaker) | Model Not Available | 34753 | Functional | Others
4261 | Sheoganj Chc | SPHYGMOMANOMETER(BP APPRATUS) | Pagoda | 3000119096 | Functional | Others
4262 | Sheoganj Chc | SPHYGMOMANOMETER(BP APPRATUS) | Pagoda | 3000119097 | Functional | Others
4263 | A K Hospital Beawar Ajmer Dh | Tube Sealer for Blood bags | Model Not Available | 11738 | Functional | Others
4264 | Jln Central Store Medical College | Pulse Oxymeter | Comet - P (L and T) | C11P2474 | Functional | Others
4265 | Sheoganj Chc | FOOT OPERATED SUCTION MACHINE | MODEL NOT AVAILABLE | 3000119123 | Functional | Others
4266 | A K Hospital Beawar Ajmer Dh | Radiant Heat Warmer | Meditrin - Heat Warmer | NRHM/MPT09/55 | Functional | Others
4267 | Beswa Chc | SPHYGMOMANOMETER(BP APPRATUS) | MODEL NOT AVAILABLE | 98135166 | Functional | Others
4268 | Gopalpura Phc | Syringe Needle Destroyer | Model not available | 3000121087 | Functional | Others
4269 | Mohangarh Chc | Baby Weighing Machine | Model Not Available | 3000056942 | Functional | Ramon Surgical Company
4270 | Chanibari Chc | Neubaurs Chamber | Model not available | 2000037969 | Functional | Marienfeld
4271 | Dh Hanumangarh Town Dh | Multi-Para Monitor | Model not available | A10SE0297 | Functional | Others
4272 | D B Government Hospital Churu Dh | Freezes | BG-03 | 3000089128 | Functional | Metro Traiding Corporation
4273 | Gopalpura Phc | Syringe Needle Destroyer | Model not available | 3000121088 | Functional | Others
4274 | Khandela Chc | Digital Photo Calorimeter | Model not available | 2000037170 | Not in use | Others
4275 | Chanibari Chc | Glucometer | Model not available | 686 | Functional | Others
4276 | Mohangarh Chc | Weighing Machine | MODEL NOT AVAILABLE | 3000056943 | Functional | Others
4277 | Sheoganj Chc | Labour Table | Model Not Available | 3000119124 | Functional | Others
4278 | Gopalpura Phc | Syringe Needle Destroyer | Microsil - ND350 | 3000121090 | Functional | Others
4279 | Dh Hanumangarh Town Dh | Multi-Para Monitor | Model not available | A10SE0286 | Functional | Others
4280 | D B Government Hospital Churu Dh | Blood Mixer ( Roller Mixer ) | Model not available | 1646-4 | Functional | Authentic Instruments Ltd
4281 | Dholipal Chc Hanumangarh | Semi Automated Chemistry Analyzer | CPC - STAT FAX 3300 | 7591 | Functional | Awarness Technologies
4282 | Beswa Chc | 100mA X-Ray Machine | Model not available | sr2k13.06xrha019 | Functional | Others
4283 | District Sahadat Hospital Tonk Dh | Syringe Infusion Pump | Model not available | 21270239 | Functional | Others
4284 | Sms Hospital | Ventilator | Schiller - Graphnet Advance | 140211121081 | Functional | Schiller Healthcare India Pvt Ltd
4285 | Chanibari Chc | Syringe Needle Destroyer | Model not available | 2000037971 | Functional | Others
4286 | Rohida Chc | Labour Table | Model Not Available | 2000035521 | Functional | Others
4287 | Gopalpura Phc | Syringe Needle Destroyer | Microsil - ND350 | 3000121091 | Functional | Others
4288 | Beswa Chc | Monocular Microscope | Model not available | 2000037511 | Functional | Others
4289 | Pbm Medical College And Hospital | Syringe Infusion Pump | Model not available | 2000035780 | Functional | Others
4290 | Pbm Medical College And Hospital | Syringe Infusion Pump | Model not available | 2000035783 | Functional | Others
4291 | Rampura District Hospitalkota Dh | Hydraulic Operation Table | MODEL NOT AVAILABLE | 3000046997 | Functional | Others
4292 | Rampura District Hospitalkota Dh | Suction Machine | Model Not Available | 3000046998 | Functional | Cmho Supply
4293 | New Govt Medical College Kota | Hot Air Oven | Yorco - YSI - 431D | 13c5099 | Functional | Yorco Sales Pvt Ltd
4294 | Bager Chc | Hemoglobin meter | HB 301 | 13428/3237 | Functional | Others
4295 | Dh Hanumangarh Town Dh | Radiant Heat Warmer | Meditrin - Heat Warmer | 2000031696 | Functional | Meditrin Instruments
4296 | New Govt Medical College Kota | Syringe Infusion Pump | Model not available | 0903134.5EX15T | Functional | Others
4297 | Dh Hanumangarh Town Dh | Radiant Heat Warmer | Meditrin - Heat Warmer | 2000031694 | Functional | Meditrin Instruments
4298 | New Govt Medical College Kota | Binocular Microscope | Labomed - Vision 2000 | 3000055232 | Functional | Labomed
4299 | J.K.Loan Hospital, Kota | Weighing Machine | Crown | 3000046767 | Functional | Ramon Surgical Company
4300 | J.K.Loan Hospital, Kota | Syringe Infusion Pump | SIMTEK - Infutek 405 | 2602134 | Functional | Simtek Medico Systems Pvt Ltd
4301 | Pandit Briz Sundar Sharma General Hospital Bundi Dh | Syringe Needle Destroyer | Model not available | 3000041709 | Functional | Others
4302 | Pandit Briz Sundar Sharma General Hospital Bundi Dh | SPHYGMOMANOMETER(BP APPRATUS) | MODEL NOT AVAILABLE | 3000041672 | Functional | Others
4303 | Pandit Briz Sundar Sharma General Hospital Bundi Dh | Pulse Oxymeter | Model Not Available | 3000041829 | Functional | Others
4304 | J.K.Loan Hospital, Kota | Syringe Infusion Pump | SIMTEK - Infutek 405 | 3000055889 | Functional | Simtek Medico Systems Pvt Ltd
4305 | J.K.Loan Hospital, Kota | Baby Weighing Machine | Model Not Available | 27252320711613 | Functional | Others
4306 | Jln Central Store Medical College | Monocular Microscope | Model not available | 141174493 | Functional | Labomed
4307 | Gov. Hospital, Sujangarh Sdh | Binocular Microscope | Model Not Available | 13C417 | Functional | Others
4308 | Pindwara Chc | Centrifuge Machine ( 8 Tube) | Model Not Available | 3000045543 | Functional | Others
4309 | J.K.Loan Hospital, Kota | Incubator | MODEL NOT AVAILABLE | 3000046645 | Functional | Tanco -P L Tondon Company
4310 | Dh Hanumangarh Town Dh | Defibrillator | MODEL NOT AVAILABLE | 2000037732 | Functional | Others
4311 | Nachna Chc | SPHYGMOMANOMETER(BP APPRATUS) | MODEL NOT AVAILABLE | 30000562335 | Functional | Cmho Supply
4312 | Dh Hanumangarh Town Dh | O.T. Light Double Dome | MODEL NOT AVAILABLE | 7K3320 | Functional | Others
4313 | Rbm Hospital Bharatpur Dh | Pulse Oxymeter | Model Not Available | 2000003042 | Functional | Others
4314 | Gov. Hospital, Ratangarh Sdh | Binocular Microscope | Model Not Available | 3000053242 | Functional | Others
4315 | Pbm Medical College And Hospital | Blood Cell Counter - 5 part | SFRI - Countender 80+ | 2000035711 | Functional | Others
4316 | Pindwara Chc | Centrifuge Machine ( 8 Tube) | Model Not Available | 3000045544 | Functional | Others
4317 | Pugal Phc | Baby Weighing Machine | Model Not Available | 2000035128 | Functional | Others
4318 | Pugal Phc | Instrument Sterilizer | Model Not Available | 2000035129 | Functional | Others
4319 | Abu Road Chc | Hemoglobin meter | Model Not Available | 3000045489 | Functional | Others
4320 | Abu Road Chc | Hemoglobin meter | Model Not Available | 3000045491 | Functional | Others
4321 | Abu Road Chc | Glucometer | Model not available | M06557 | Functional | Others
4322 | Sms Hospital | Ventilator | Model Not Available | 17448 | Functional | Others
4323 | Gajner Chc | VDRL Rotator (Rotor and Shaker) | Model Not Available | 3000042392 | Functional | Others
4324 | Sms Hospital | Ventilator | Model Not Available | 7926 | Functional | Hamilton Medical
4325 | Swaroopganj Phc | Suction Machine | Model Not Available | 2000035504 | Functional | Others
4326 | Gajner Chc | Monocular Microscope | Model not available | 3000042393 | Functional | Others
4327 | Sms Hospital | Ventilator | Model Not Available | 17443 | Functional | Others
4328 | Sms Hospital | Ventilator | Model Not Available | 7927 | Functional | Hamilton Medical
4329 | Gajner Chc | Monocular Microscope | Model not available | 3000042394 | Non Functional Not Repairable | Labomed
4330 | Sms Hospital | Ventilator | Model Not Available | k-386707 | Functional | Others
4331 | Sms Hospital | Ventilator | Model Not Available | k-391707 | Functional | Others
4332 | Pugal Phc | Ice lined refrigerator | Model Not Available | 2000035131 | Functional | Others
4333 | Gajner Chc | Freezes | MODEL NOT AVAILABLE | 3000042395 | Non Functional Not Repairable | Others
4334 | Pugal Phc | Ice lined refrigerator | Model Not Available | 2000035132 | Functional | Others
4335 | Pbm Medical College And Hospital | Instrument Sterilizer | Model Not Available | 3000042751 | Functional | Others
4336 | Pugal Phc | SPHYGMOMANOMETER(BP APPRATUS) | MODEL NOT AVAILABLE | 2000035133 | Functional | Others
4337 | Pbm Medical College And Hospital | VDRL Rotator (Rotor and Shaker) | Model Not Available | 3000042749 | Functional | Others
4338 | Sms Hospital | Syringe Infusion Pump | Allied - Syrn 200 | 3000085183 | Functional | Alleid Medical Limited
4339 | Sms Hospital | Syringe Infusion Pump | Allied - Syrn 200 | 3000085184 | Functional | Alleid Medical Limited
4340 | Pbm Medical College And Hospital | ELECTRIC OT TABLE | MODEL NOT AVAILABLE | 3000042746 | Functional | Others
4341 | Sms Hospital | Syringe Infusion Pump | Allied - Syrn 200 | 3000085185 | Functional | Alleid Medical Limited
4342 | Sms Hospital | Syringe Infusion Pump | Allied - Syrn 200 | 3000085186 | Functional | Alleid Medical Limited
4343 | Sms Hospital | Incubator | MODEL NOT AVAILABLE | 1403073 | Functional | Others
4344 | Sms Hospital | Incubator | MODEL NOT AVAILABLE | 1107 | Functional | Others
4345 | Chc Sambhar | SPHYGMOMANOMETER(BP APPRATUS) | MODEL NOT AVAILABLE | 3000089332 | Functional | Cmho Supply
4346 | Jln Central Store Medical College | Semi Automated Chemistry Analyzer | Randox Monza | 5826-0744 | Functional | Others
4347 | Jln Central Store Medical College | Semi Automated Chemistry Analyzer | Model not Available | 410309020 | Functional | Others
4348 | Pindwara Chc | Syringe Needle Destroyer | Model not available | 3000045574 | Functional | Others
4349 | Sms Hospital | Multi-Para Monitor | Schiller - Truscope Classic | MO14E004278 | Functional | Schiller Healthcare India Pvt Ltd
4350 | Khandela Chc | Syringe Needle Destroyer | Model not available | 100019 | Functional | Others
4351 | Jln Central Store Medical College | Incubator | Yorco - YSI - 438D | 1314345 | Functional | Yorco Sales Pvt Ltd
4352 | Abu Road Chc | SPHYGMOMANOMETER(BP APPRATUS) | MODEL NOT AVAILABLE | 662 | Functional | Others
4353 | Guhala Chc | Phototherepy Unit | MODEL NOT AVAILABLE | 2000031298 | Functional | Others
4354 | Pindwara Chc | Suction Machine | Model Not Available | 3000045578 | Functional | Others
4355 | Sms Hospital | Ventilator | Model Not Available | X6A314031652 | Functional | Janak Healthcare Pvt Ltd
4356 | Sheoganj Chc | Suction Machine | Model Not Available | 3000119104 | Functional | Others
4357 | Jajod Chc | Syringe Needle Destroyer | Model not available | 2000037596 | Functional | Others
4358 | Jajod Chc | Syringe Needle Destroyer | Model not available | 10619 | Functional | Others
4359 | Jajod Chc | Syringe Needle Destroyer | Model not available | 2000037594 | Functional | Others
4360 | Sheoganj Chc | Dental Chair Unit | Model Not Available | 3000119105 | Functional | Others
4361 | Abu Road Chc | Blood Bank Refrigerator | Model not available | BE04G4E2600B2A8C0047 | Functional | Others
4362 | Abu Road Chc | Blood Bank Refrigerator | Model not available | BE04G4E2600B2A880151 | Functional | Others
4363 | Jln Central Store Medical College | Binocular Microscope | Labomed - Vision 2000 | 130358777 | Functional | Others
4364 | D B Government Hospital Churu Dh | Centrifuge Machine ( 4 Tube ) | Model not available | 2000029833 | Functional | Remi Electrotechnik Ltd
4365 | Guhala Chc | Ice lined refrigerator | Model Not Available | 2000031306 | Functional | Others
4366 | Abu Road Chc | 100mA X-Ray Machine | Model not available | S-3169 | Functional | Others
4367 | Khandela Chc | Incubator | MODEL NOT AVAILABLE | 200037150 | Functional | Others
4368 | Sms Hospital | Defibrillator | MODEL NOT AVAILABLE | 3000085202 | Functional | Others
4369 | Pbm Medical College And Hospital | Syringe Infusion Pump | Model not available | 2000035782 | Functional | Others
4370 | Pbm Medical College And Hospital | Syringe Infusion Pump | Model not available | 2000035784 | Functional | Others
4371 | Pbm Medical College And Hospital | Syringe Infusion Pump | Model not available | 2000035785 | Functional | Others
4372 | Goluwala Chc | Radiant Heat Warmer | Model Not Available | 3000044209 | Functional | Zeal Medical Pvt Ltd
4373 | Dh Hanumangarh Town Dh | Suction Machine | Model Not Available | 2000031683 | Functional | Others
4374 | D B Government Hospital Churu Dh | Tube Sealer for Blood bags | Model Not Available | 1857-A | Functional | Others
4375 | Khandela Chc | ECG Machine (Single Channel) | Medicaid - Cardio Fax | 2000037171 | Functional | Others
4376 | Rohida Chc | Freezes | MODEL NOT AVAILABLE | 2000035522 | Functional | Others
4377 | Chanibari Chc | Autoclave | Model not available | 2000037972 | Functional | Others
4378 | Beswa Chc | Hemoglobin Analyzer | Model not available | 2000037512 | Functional | Others
4379 | Pbm Medical College And Hospital | Multi-Para Monitor | Model not available | 2000035728 | Functional | Others
4380 | Dholipal Chc Hanumangarh | Centrifuge Machine ( 4 Tube ) | Model not available | 3000044328 | Functional | Remi Electrotechnik Ltd
4381 | J.K.Loan Hospital, Kota | Suction Machine | Model Not Available | X6A314100382 | Functional | Janak Healthcare Pvt Ltd
4382 | Goluwala Chc | Radiant Heat Warmer | Model Not Available | 3000044210 | Functional | Zeal Medical Pvt Ltd
4383 | Beswa Chc | Binocular Microscope | Model Not Available | 2000037513 | Functional | Others
4384 | Fatehpur Chc Sikar | Hemoglobin Analyzer | Model not available | 1344513012 | Functional | Others
4385 | Dholipal Chc Hanumangarh | Binocular Microscope | Model Not Available | 3000044329 | Functional | Others
4386 | Chanibari Chc | Syringe Needle Destroyer | Model not available | 15501 | Functional | Others
4387 | Rohida Chc | SPHYGMOMANOMETER(BP APPRATUS) | MODEL NOT AVAILABLE | 2000035523 | Functional | Others
4388 | Goluwala Chc | Phototherepy Unit | MODEL NOT AVAILABLE | 3000044211 | Functional | Fanem
4389 | Pbm Medical College And Hospital | Syringe Infusion Pump | Model not available | 2000035729 | Functional | Others
4390 | Pbm Medical College And Hospital | Syringe Infusion Pump | Model not available | 2000035730 | Functional | Others
4391 | Pbm Medical College And Hospital | Syringe Infusion Pump | Model not available | 2000035731 | Functional | Others
4392 | Mohangarh Chc | ECG Machine (Single Channel) | Medicaid - Cardio Fax | C613228 | Functional | Medicaid Systems
4393 | Beswa Chc | Glucometer | Model not available | 2000037515 | Functional | Others
4394 | Sms Hospital | Plasma extractor or Expresser | Model Not Available | 105121 | Functional | Others
4395 | Rbm Hospital Bharatpur Dh | Radiant Heat Warmer | Model Not Available | 2000003032 | Functional | Others
4396 | Jawahar Hospital Jaisalmer Dh | Pulse Oxymeter | Model Not Available | c109-150 | Functional | Others
4397 | Jawahar Hospital Jaisalmer Dh | Pulse Oxymeter | Model Not Available | 3000056549 | Functional | Others
4398 | Jawahar Hospital Jaisalmer Dh | Pulse Oxymeter | Model Not Available | 3000056550 | Functional | Others
4399 | Rbm Hospital Bharatpur Dh | Blood Bank Refrigerator | Model not available | 2000003123 | Non Functional Repairable | Authentic Instruments Ltd
4400 | Rbm Hospital Bharatpur Dh | Radiant Heat Warmer | Model Not Available | 2000003034 | Functional | Oertli Instrumente Ag
4401 | Kawantia Hospital Dh | AC SPLIT TYPE | MODEL NOT AVAILABLE | 130c13343138213389 | Functional | Others
4402 | Kawantia Hospital Dh | AC SPLIT TYPE | MODEL NOT AVAILABLE | se130c0548705715100 | Functional | Others
4403 | Kawantia Hospital Dh | AC SPLIT TYPE | MODEL NOT AVAILABLE | hssh932058387628827 | Functional | Others
4404 | Rbm Hospital Bharatpur Dh | Syringe Needle Destroyer | Model not available | 2000003125 | Non Functional Repairable | Others
4405 | City Dispensary Pahar Ganj | Centrifuge Machine ( 8 Tube) | Model Not Available | 33860 | Functional | Others
4406 | Rbm Hospital Bharatpur Dh | Binocular Microscope | Model Not Available | 12960 | Non Functional Repairable | Others
4407 | Gov. Hospital, Ratangarh Sdh | Anesthesia Machine | MODEL NOT AVAILABLE | 2002195 | Functional | Others
4408 | District Hospital Jalore Dh | Weighing Machine | Crown | 3000045866 | Functional | Others
4409 | Sawar Chc | Suction Machine | Model Not Available | 2000033850 | Functional | Others
4410 | Rampura District Hospitalkota Dh | Freezes | MODEL NOT AVAILABLE | 3000055306 | Functional | Others
4411 | Hantra Phc | Spot Light ( Portable ) | Model Not Available | 2000003276 | Functional | Others
4412 | Gov. Hospital, Ratangarh Sdh | Radiant Heat Warmer | MODEL NOT AVAILABLE | 2000029499 | Non Functional Not Repairable | Others
4413 | District Hospital Jalore Dh | SPHYGMOMANOMETER(BP APPRATUS) | MODEL NOT AVAILABLE | 981360 | Functional | Others
4414 | Rbm Hospital Bharatpur Dh | Centrifuge Machine ( 8 Tube) | REMI - R 8C | 1124 | Functional | Remi Electrotechnik Ltd
4415 | City Dispensary Beawar | Ice lined refrigerator | Model Not Available | 31614622 | Functional | Others
4416 | Gov. Hospital, Ratangarh Sdh | ECG Machine (Three Channel ) | SE-300 | H10050610 | Functional | Others
4417 | Gov. Hospital, Ratangarh Sdh | 100mA X-Ray Machine | Model not available | 3000053229 | Functional | Others
4418 | Sankara Chc | Anesthesia Machine | MODEL NOT AVAILABLE | 3000056680 | Functional | Cmho Supply
4419 | Gov. Hospital, Sujangarh Sdh | Dental X-Ray Machine | GME - Dentex 7008/1.5 | 4 | Functional | Rhsdp Supply
4420 | Gov. Hospital, Ratangarh Sdh | Centrifuge Machine ( 8 Tube) | MODEL NOT AVAILABLE | 3000202480 | Functional | Others
4421 | Sms Hospital | Syringe Infusion Pump | Allied - Syrn 200 | 3000085187 | Functional | Alleid Medical Limited
4422 | Sms Hospital | Ventilator | Schiller - Graphnet Advance | 140211301081A1v | Functional | Schiller Healthcare India Pvt Ltd
4423 | Sms Hospital | Ventilator | Model Not Available | 3000085193 | Functional | Others
4424 | Pbm Medical College And Hospital | Multi-Para Monitor | Model not available | 2000035890 | Functional | Others
4425 | Pbm Medical College And Hospital | Defibrillator | MODEL NOT AVAILABLE | 0559ESNR | Functional | Others
4426 | Sms Hospital | Ventilator | Model Not Available | 3000085197 | Functional | Others
4427 | Pbm Medical College And Hospital | Suction Machine | Model Not Available | 2000035890 | Functional | Others
4428 | Sms Hospital | Ventilator | Model Not Available | K392707 | Functional | Others
4429 | Sms Hospital | Ventilator | AVEA | BBVO1059 | Functional | Carefusion - Usa
4430 | Sms Hospital | Blood Collection Monitor | Model Not Available | GFCM-1169 | Functional | Others
4431 | Sms Hospital | Blood Collection Monitor | Model Not Available | GFCM-1161 | Functional | Others
4432 | Sms Hospital | Ventilator | Model Not Available | 140211321081AVI | Functional | Others
4433 | A K Hospital Beawar Ajmer Dh | Urine Test Strip Analyzer | Erba Lachema Laura M | 34760 | Functional | Erba Diagnostics
4434 | Sms Hospital | Ventilator | Schiller - Graphnet Advance | 140211191081AIV | Functional | Schiller Healthcare India Pvt Ltd
4435 | A K Hospital Beawar Ajmer Dh | Water Bath | Yorco - YSI-413D | 9L1434 | Functional | Yorco Sales Pvt Ltd
4436 | Sms Hospital | Ventilator | Schiller - Graphnet Advance | 140211091081AIV | Functional | Schiller Healthcare India Pvt Ltd
4437 | Gov. Hospital, Sujangarh Sdh | Dental Chair Unit | Model Not Available | 30000129111 | Functional | Others
4438 | A K Hospital Beawar Ajmer Dh | Hot Air Oven | Model not available | 2000034750 | Functional | Elite Scientific Corporation
4439 | Abu Road Chc | Radiant Heat Warmer | Model Not Available | RMW2101/0813/832 | Functional | Others
4440 | A K Hospital Beawar Ajmer Dh | Incubator | MODEL NOT AVAILABLE | 34751 | Functional | Others
4441 | Jln Central Store Medical College | Suction Machine | Model not available | 2000029129 | Non Functional Not Repairable | Paras Enterprises
4442 | Chc Sambhar | SPHYGMOMANOMETER(BP APPRATUS) | MODEL NOT AVAILABLE | 58013109 | Functional | Bhasin Sons Private Limited
4443 | Sms Hospital | Ultra Sonography (USG) & Colour Dopler Machine | Model not available | 15221595 | Functional | Others
4444 | Gov. Hospital, Sujangarh Sdh | Freezes | MODEL NOT AVAILABLE | 30000129116 | Functional | Rhsdp Supply
4445 | Gov. Hospital, Sujangarh Sdh | Oxygen Concentrator | BPL - OG 4203 | AXTLOB4858 | Functional | Cmho Supply
4446 | Jln Central Store Medical College | Syringe Infusion Pump | ZION PLUS | 364 | Functional | Others
4447 | Jln Central Store Medical College | Syringe Infusion Pump | ZION PLUS | 365 | Functional | Others
4448 | Jln Central Store Medical College | Syringe Infusion Pump | ZION PLUS | 2000034199 | Functional | Others
4449 | District Hospital Jalore Dh | Blood Bank Refrigerator | Model not available | BOIT-1123 | Functional | Remi Electrotechnik Ltd
4450 | District Hospital Jalore Dh | SPHYGMOMANOMETER(BP APPRATUS) | MODEL NOT AVAILABLE | 98134524 | Functional | Others
4451 | District Hospital Jalore Dh | SPHYGMOMANOMETER(BP APPRATUS) | MODEL NOT AVAILABLE | 9813561 | Functional | Others
4452 | Rbm Hospital Bharatpur Dh | Syringe Needle Destroyer | Model not available | 2000003006 | Non Functional Repairable | Others
4453 | Rbm Hospital Bharatpur Dh | SPHYGMOMANOMETER(BP APPRATUS) | MODEL NOT AVAILABLE | 2000003245 | Non Functional Repairable | Elite Scientific Corporation
4454 | Hantra Phc | Centrifuge Machine ( 4 Tube ) | Model not available | 2000003286 | Functional | Metro Traiding Corporation
4455 | Rbm Hospital Bharatpur Dh | Blood Bank Refrigerator | Model not available | 2000003120 | Functional | Authentic Instruments Ltd
4456 | Rbm Hospital Bharatpur Dh | Centrifuge Machine ( 8 Tube) | Model Not Available | 2000003124 | Non Functional Repairable | Alco Medical Microscopes
4457 | Hantra Phc | Centrifuge Machine ( 4 Tube ) | Model not available | 2000003285 | Functional | Others
4458 | Rampura District Hospitalkota Dh | Freezes | MODEL NOT AVAILABLE | 3000055303 | Functional | Others
4459 | Jawahar Hospital Jaisalmer Dh | Suction Machine | Model Not Available | 3000056439 | Functional | Others
4460 | City Dispensary Policeline | SPHYGMOMANOMETER(BP APPRATUS) | MODEL NOT AVAILABLE | 47802 | Functional | Cmho Supply
4461 | City Dispensary Policeline | SPHYGMOMANOMETER(BP APPRATUS) | MODEL NOT AVAILABLE | 3000047800 | Functional | Others
4462 | District Hospital Jalore Dh | Suction Machine | Model Not Available | 3000045865 | Functional | Others
4463 | District Hospital Jalore Dh | Labour Table | Model Not Available | 3000045869 | Functional | Others
4464 | District Hospital Jalore Dh | FOOT OPERATED SUCTION MACHINE | Model Not Available | AXTC16352 | Non Functional Not Repairable | Bpl Medical Technologies
4465 | Hantra Phc | Autoclave | Elpro - Stallion 100 Simplex Table | 95602 | Non Functional Repairable | G E Medical Systems
4466 | Pbm Medical College And Hospital | Defibrillator with Cardiac Monitor | Microsil - ND350 | 3000202472 | Functional | Others
4467 | Pbm Medical College And Hospital | Defibrillator with Cardiac Monitor | Concept | 2000035641 | Functional | Others
4468 | Pbm Medical College And Hospital | Defibrillator with Cardiac Monitor | Concept | 2000035642 | Functional | Others
4469 | Pbm Medical College And Hospital | Defibrillator with Cardiac Monitor | Concept | 2000035643 | Functional | Others
4470 | Piprali Chc | 100mA X-Ray Machine | GME - GMHF-6 | SR2K13.06XMRA | Functional | Others
4471 | Gopalpura Phc | Instrument Sterilizer | Model Not Available | 3000121075 | Functional | Others
4472 | Dh Hanumangarh Town Dh | Syringe Infusion Pump | SIMTEK - Infutek 405 | 2000031712 | Functional | Simtek Medico Systems Pvt Ltd
4473 | Dholipal Chc Hanumangarh | Monocular Microscope | Model not available | 3000044330 | Functional | Others
4474 | Sms Hospital | Defibrillator | MODEL NOT AVAILABLE | 3000085210 | Functional | Others
4475 | Beswa Chc | Binocular Microscope | Model Not Available | 2000037516 | Functional | Others
4476 | Pbm Medical College And Hospital | Ventilator | Model Not Available | 2000035767 | Functional | Others
4477 | Pbm Medical College And Hospital | Ventilator | Model Not Available | 2000035768 | Functional | Others
4478 | Pbm Medical College And Hospital | Ventilator | Model Not Available | 2000035781 | Functional | Others
4479 | Pbm Medical College And Hospital | Ventilator | Model Not Available | 2000035788 | Functional | Others
4480 | Pbm Medical College And Hospital | Ventilator | Model Not Available | 2000035789 | Functional | Others
4481 | Goluwala Chc | Phototherepy Unit | MODEL NOT AVAILABLE | 440220 | Functional | Fanem
4482 | Chanibari Chc | X-Ray Viewer Box | Model Not Available | 2000037974 | Functional | Elpro (Ige) International Ltd
4483 | Gachhipura Chc | Instrument Sterilizer | Model Not Available | 3000121081 | Functional | Others
4484 | Mahroli Chc | Freezes | MODEL NOT AVAILABLE | 2000037042 | Functional | Others
4485 | Mahroli Chc | Freezes | MODEL NOT AVAILABLE | 2000037055 | Functional | Others
4486 | Beswa Chc | Hemoglobin Analyzer | Model not available | 2000037517 | Functional | Others
4487 | Sms Hospital | Plasma extractor or Expresser | Model Not Available | 2535 | Functional | Others
4488 | Dh Hanumangarh Town Dh | Syringe Infusion Pump | SIMTEK - Infutek 405 | 2000031711 | Functional | Simtek Medico Systems Pvt Ltd
4489 | Fatehpur Chc Sikar | STABILIZER | MODEL NOT AVAILABLE | 2000037297 | Functional | Others
4490 | Beswa Chc | Blood Cell Counter - 3 part | Model not available | 2000037518 | Functional | Others
4491 | Dholipal Chc Hanumangarh | Syringe Needle Destroyer | Model not available | 3000044331 | Functional | Life Medical Equipment
4492 | Gopalpura Phc | Blood Bank Refrigerator | Model not available | 3000121083 | Functional | Haier Appliances India Pvt
4493 | Rundal Phc | Binocular Microscope | RSL - 4B | 27072 | Functional | Radical Scientific Instruments Pvt Ltd
4494 | Pbm Medical College And Hospital | Phototherepy Unit | Fenam, Bilitron Sky 5006 | 2000035761 | Functional | Others
4495 | Pbm Medical College And Hospital | Phototherepy Unit | Fenam, Bilitron Sky 5006 | 2000035762 | Functional | Others
4496 | Satellite Hospital Adarsh Nagar Ajmer | Spot Light ( Portable ) | Model Not Available | 2000033496 | Functional | Others
4497 | Jln Central Store Medical College | Syringe Infusion Pump | ZION PLUS | 20000341286 | Functional | Others
4498 | Jln Central Store Medical College | Syringe Infusion Pump | ZION PLUS | 2000034184 | Functional | Others
4499 | District Hospital Jalore Dh | Blood Gas Analyzer (ABG Machine) | Cobas b 121 | 3000045811 | Functional | Others
4500 | District Hospital Jalore Dh | BLOOD DONOR COUCH | MODEL NOT AVAILABLE | 1824.D | Functional | Others
4501 | Jawahar Hospital Jaisalmer Dh | O.T. Light Single Dome | MODEL NOT AVAILABLE | 3000056370 | Functional | Others
4502 | Jawahar Hospital Jaisalmer Dh | Ice lined refrigerator | Model Not Available | 3000056371 | Functional | Others
4503 | Jawahar Hospital Jaisalmer Dh | Ice lined refrigerator | Model Not Available | 3000056522 | Functional | Others
4504 | Tatgarh Chc | Hemoglobin meter | Model Not Available | 3000049220 | Functional | Others
4505 | Gov. Hospital, Ratangarh Sdh | Syringe Infusion Pump | SIMTEK - Infutek 405 | 130411.5SK05 | Functional | Others
4506 | Jln Central Store Medical College | Ventilator | HAMILTON-C2 | 6726 | Functional | Hamilton Medical
4507 | Kawantia Hospital Dh | Weighing Machine | MODEL NOT AVAILABLE | hbk/gen/0008 | Functional | Others
4508 | Rbm Hospital Bharatpur Dh | Incubator | MODEL NOT AVAILABLE | 2000003116 | Non Functional Repairable | Others
4509 | District Hospital Jalore Dh | SPHYGMOMANOMETER(BP APPRATUS) | MODEL NOT AVAILABLE | 135619 | Functional | Others
4510 | Rbm Hospital Bharatpur Dh | Radiant Heat Warmer | Model Not Available | 2000003030 | Functional | Others
4511 | Gov. Hospital, Ratangarh Sdh | Syringe Infusion Pump | Model not available | 1304114.5SK09 | Functional | Others
4512 | City Dispensary Pahar Ganj | Monocular Microscope | Model not available | 33861 | Functional | Others
4513 | District Hospital Jalore Dh | Multi-Para Monitor | Star 50 ( L and T ) | A10SE0331 | Functional | Others
4514 | Rbm Hospital Bharatpur Dh | Tube Sealer for Blood bags | MODEL NOT AVAILABLE | 3000055855 | Functional | Others
4515 | District Hospital Jalore Dh | Syringe Needle Destroyer | Model not available | 3000045859 | Functional | Others
4516 | District Hospital Jalore Dh | Radiant Heat Warmer | Model Not Available | 3000045863 | Functional | Others
4517 | Rbm Hospital Bharatpur Dh | Cautry Machine | Model Not Available | 2000003247 | Functional | Bpl Medical Technologies
4518 | District Hospital Jalore Dh | Instrument Sterilizer | MODEL NOT AVAILABLE | 2000029491 | Non Functional Not Repairable | Zeal Medical Pvt Ltd
4519 | Hantra Phc | Weighing Machine | MODEL NOT AVAILABLE | 2000003270 | Functional | Others
4520 | District Hospital Jalore Dh | Labour Table | Model Not Available | 3000045868 | Functional | Others
4521 | Rbm Hospital Bharatpur Dh | Centrifuge Machine ( 8 Tube) | Model Not Available | 1552 | Non Functional Not Repairable | Others
4522 | Jln Central Store Medical College | Suction Machine | Model Not Available | 2000032272 | Functional | Others
4523 | Pbm Medical College And Hospital | Suction Machine | Model Not Available | 3000045593 | Functional | Others
4524 | Pbm Medical College And Hospital | Suction Machine | Model Not Available | 2000035930 | Functional | Others
4525 | Pbm Medical College And Hospital | Suction Machine | Model Not Available | 2000035936 | Functional | Others
4526 | Pbm Medical College And Hospital | Suction Machine | Model Not Available | 2000035937 | Functional | Others
4527 | Pbm Medical College And Hospital | Suction Machine | Model Not Available | 2000035940 | Functional | Others
4528 | Pbm Medical College And Hospital | Suction Machine | Model Not Available | 2000035959 | Functional | Others
4529 | Pbm Medical College And Hospital | Suction Machine | Model Not Available | 2000035960 | Functional | Others
4530 | A K Hospital Beawar Ajmer Dh | Suction Machine | Bhasin Sons | 2000033599 | Functional | Bhaseen Health Products Pvt Ltd
4531 | Chc Sambhar | SPHYGMOMANOMETER(BP APPRATUS) | MODEL NOT AVAILABLE | 57984 | Functional | Bhasin Sons Private Limited
4532 | Abu Road Chc | SPHYGMOMANOMETER(BP APPRATUS) | MODEL NOT AVAILABLE | 4692 | Functional | Others
4533 | Sms Hospital | Defibrillator with Cardiac Monitor | Schiller - Defigard 400 | J13377 | Functional | Schiller Healthcare India Pvt Ltd
4534 | Jln Central Store Medical College | Syringe Needle Destroyer | Model not available | 2000032281 | Functional | Others
4535 | Sms Hospital | Apnea Monitor | MODEL NOT AVAILABLE | 17447 | Functional | Others
4536 | A K Hospital Beawar Ajmer Dh | Multi-Para Monitor | Schiller - Truscope Classic | MO14E006369 | Functional | Schiller Healthcare India Pvt Ltd
4537 | Pindwara Chc | Dental Chair Unit | Model Not Available | 3000045573 | Functional | Others
4538 | Sms Hospital | Multi-Para Monitor | Schiller - Truscope Classic | MO14E004284 | Functional | Schiller Healthcare India Pvt Ltd
4539 | Rohida Chc | Incubator | MODEL NOT AVAILABLE | 2000035507 | Functional | Others
4540 | Abu Road Chc | Suction Machine | Model Not Available | 3000045498 | Functional | Others
4541 | Mohangarh Chc | 100mA X-Ray Machine | Model not available | 3000086080 | Non Functional Repairable | Others
4542 | Jln Central Store Medical College | Semi Automated Chemistry Analyzer | Randox Monza | 7201-07337 | Functional | Others
4543 | Abu Road Chc | Anesthesia Machine | MODEL NOT AVAILABLE | 3000045501 | Functional | Others
4544 | A K Hospital Beawar Ajmer Dh | Monocular Microscope | Model not available | 347331 | Functional | Others
4545 | Pbm Medical College And Hospital | Suction Machine | Model Not Available | 2000035765 | Functional | Others
4546 | Pbm Medical College And Hospital | Suction Machine | Model Not Available | 2000035766 | Functional | Others
4547 | Pbm Medical College And Hospital | Suction Machine | Model Not Available | 2000035798 | Functional | Others
4548 | Rbm Hospital Bharatpur Dh | Blood Bank Refrigerator | Model not available | 2000003121 | Non Functional Repairable | Remi Electrotechnik Ltd
4549 | Jawahar Hospital Jaisalmer Dh | Phototherepy Unit | MODEL NOT AVAILABLE | 3000056805 | Functional | Others
4550 | Rbm Hospital Bharatpur Dh | Radiant Heat Warmer | Model Not Available | 2000003036 | Functional | Zeal Medical Pvt Ltd
4551 | Gov. Hospital, Ratangarh Sdh | Pulse Oxymeter | MEDITEC P201 | GR11/12-019 | Functional | Others
4552 | District Hospital Jalore Dh | Suction Machine | Bhasin Sons | 3000045850 | Functional | Bhasin Sons Private Limited
4553 | Hantra Phc | Monocular Microscope | Model not available | 2000003284 | Functional | Others
4554 | District Hospital Jalore Dh | SPHYGMOMANOMETER(BP APPRATUS) | MODEL NOT AVAILABLE | 3000045851 | Functional | Others
4555 | Hantra Phc | Monocular Microscope | Model not available | 2000003283 | Functional | Others
4556 | Rbm Hospital Bharatpur Dh | Hemoglobin meter | HB 301 | 813087 | Non Functional Repairable | Hamilton Medical
4557 | Pbm Medical College And Hospital | Defibrillator with Cardiac Monitor | Concept | 2000035647 | Functional | Others
4558 | City Dispensary Ramnagar | Ice lined refrigerator | HBD-116 | BE04G/4E260/0B2A5/60 | Functional | Haier Appliances India Pvt
4559 | Rbm Hospital Bharatpur Dh | Blood Bank Refrigerator | MODEL NOT AVAILABLE | 2000029498 | Non Functional Not Repairable | Others
4560 | City Dispensary Ramnagar | Freezes | MODEL NOT AVAILABLE | 33703 | Functional | Others
4561 | Rbm Hospital Bharatpur Dh | Centrifuge Machine ( 8 Tube) | REMI - R 8C | 3784 | Non Functional Not Repairable | Others
4562 | Rbm Hospital Bharatpur Dh | Centrifuge Machine ( 4 Tube ) | Model not available | 1564 | Non Functional Not Repairable | Others
4563 | Pbm Medical College And Hospital | Defibrillator with Cardiac Monitor | Concept | aiis3395 | Functional | Others
4564 | Pbm Medical College And Hospital | Defibrillator with Cardiac Monitor | Concept | aiis3803 | Functional | Others
4565 | Rbm Hospital Bharatpur Dh | Centrifuge Machine ( 8 Tube) | REMI - R 8C | 8653 | Non Functional Not Repairable | Remi Electrotechnik Ltd
4566 | Gov. Hospital, Ratangarh Sdh | Fetal Doppler | MODEL NOT AVAILABLE | 3000053217 | Functional | Others
4567 | Gov. Hospital, Ratangarh Sdh | Blood Bank Refrigerator | Model not available | 3000053218 | Functional | Others
4568 | Kadera Chc | Ice lined refrigerator | Model Not Available | 3161588 | Functional | Others
4569 | Kadera Chc | Suction Machine | Model Not Available | 2000034547 | Functional | Others
4570 | City Dispensary Beawar | Monocular Microscope | Model not available | 49444 | Functional | Others
4571 | Gov. Hospital, Ratangarh Sdh | 100mA X-Ray Machine | Model not available | 212811121 | Functional | Others
4572 | Gov. Hospital, Ratangarh Sdh | 100mA X-Ray Machine | Model not available | 2K1002030870-X/HF | Functional | Others
4573 | Pbm Medical College And Hospital | Phototherepy Unit | Fenam, Bilitron Sky 5006 | 2000035763 | Functional | Others
4574 | Pbm Medical College And Hospital | Phototherepy Unit | Fenam, Bilitron Sky 5006 | 2000035764 | Functional | Others
4575 | J.K.Loan Hospital, Kota | Syringe Needle Destroyer | Model not available | 3000055443 | Functional | Others
4576 | Beswa Chc | Centrifuge Machine ( 8 Tube) | Model Not Available | 2000037519 | Functional | Others
4577 | Chanibari Chc | Suction Machine | Model Not Available | 2000037975 | Functional | Surgicoin Medequip Pvt Ltd
4578 | Dholipal Chc Hanumangarh | Glucometer | Model not available | 3000044347 | Functional | Others
4579 | Mahroli Chc | Hemoglobin Analyzer | Model not available | 215115 | Functional | Others
4580 | Mohangarh Chc | Weighing Machine | MODEL NOT AVAILABLE | 3000056949 | Functional | Others
4581 | Gopalpura Phc | Ice lined refrigerator | Model Not Available | 3000121082 | Functional | Haier Appliances India Pvt
4582 | Beswa Chc | Syringe Needle Destroyer | Model not available | 2000037520 | Functional | Others
4583 | Fatehpur Chc Sikar | Phototherepy Unit | MODEL NOT AVAILABLE | 2000037298 | Functional | Others
4584 | Dh Hanumangarh Town Dh | Syringe Infusion Pump | SIMTEK - Infutek 405 | 2000031721 | Functional | Simtek Medico Systems Pvt Ltd
4585 | Sms Hospital | Ventilator | Model Not Available | 3000085213 | Functional | Others
4586 | Dholipal Chc Hanumangarh | Instrument Sterilizer | Model Not Available | 3000044332 | Non Functional Not Repairable | Others
4587 | Sms Hospital | Centrifuge Machine ( 12 Tube ) | Model Not Available | 20003317 | Functional | Others
4588 | J.K.Loan Hospital, Kota | SPHYGMOMANOMETER(BP APPRATUS) | MODEL NOT AVAILABLE | 3000055442 | Functional | Others
4589 | J.K.Loan Hospital, Kota | SPHYGMOMANOMETER(BP APPRATUS) | MODEL NOT AVAILABLE | 28820 | Functional | Others
4590 | Gopalpura Phc | Ice lined refrigerator | Model Not Available | BE07FAEONOOBO1O8 | Functional | Haier Appliances India Pvt
4591 | Piprali Chc | 100mA X-Ray Machine | Model not available | 1236 | Functional | Others
4592 | Dholipal Chc Hanumangarh | Spot Light ( Portable ) | Model Not Available | 3000044333 | Functional | Others
4593 | Bidasar Chc | Blood Cell Counter - 3 part | Model not available | RP-99103483 | Functional | Trivitron Healthcare Pvt Ltd
4594 | Mohangarh Chc | SPHYGMOMANOMETER(BP APPRATUS) | MODEL NOT AVAILABLE | 3000056950 | Functional | Others
4595 | Chanibari Chc | Baby Weighing Machine | Model Not Available | 2000037976 | Functional | Others
4596 | Dh Hanumangarh Town Dh | Syringe Infusion Pump | SIMTEK - Infutek 405 | 2000031720 | Functional | Simtek Medico Systems Pvt Ltd
4597 | Sms Hospital | Plasma extractor or Expresser | Model Not Available | 107171 | Functional | Others
4598 | Gopalpura Phc | Fetal Doppler | ND - 102 | 3000121092 | Functional | Niscomed Electro Medical Devices
4599 | Pandit Briz Sundar Sharma General Hospital Bundi Dh | Hydraulic Operation Table | MODEL NOT AVAILABLE | 666 | Functional | Others
4600 | J.K.Loan Hospital, Kota | SPHYGMOMANOMETER(BP APPRATUS) | MODEL NOT AVAILABLE | 286544 | Functional | Others
4601 | Dh Hanumangarh Town Dh | Radiant Heat Warmer | Meditrin - Heat Warmer | 2000031699 | Functional | Meditrin Instruments
4602 | New Govt Medical College Kota | Ventilator | Philips - Ventilator | EVL11024-IR | Functional | Others
4603 | New Govt Medical College Kota | Syringe Infusion Pump | SIMTEK - Infutek 405 | 2702134.5EX15T | Functional | Others
4604 | Pandit Briz Sundar Sharma General Hospital Bundi Dh | Freezes | MODEL NOT AVAILABLE | 3000041671 | Functional | Others
4605 | Pandit Briz Sundar Sharma General Hospital Bundi Dh | O.T. Light Double Dome | MODEL NOT AVAILABLE | 3000041710 | Functional | Others
4606 | Pandit Briz Sundar Sharma General Hospital Bundi Dh | Semi Automated Chemistry Analyzer | Model not Available | 3000041665 | Functional | Others
4607 | J.K.Loan Hospital, Kota | Syringe Infusion Pump | SIMTEK - Infutek 405 | 3000055895 | Functional | Simtek Medico Systems Pvt Ltd
4608 | J.K.Loan Hospital, Kota | Syringe Infusion Pump | SIMTEK - Infutek 405 | 712 | Functional | Simtek Medico Systems Pvt Ltd
4609 | Rbm Hospital Bharatpur Dh | O.T. Light Single Dome | MODEL NOT AVAILABLE | 2000003514 | Functional | Others
4610 | District Hospital Sattelite , Bikaner Dh | Weighing Machine | MODEL NOT AVAILABLE | 2000030756 | Functional | Others
4611 | Dh Hanumangarh Town Dh | Ice lined refrigerator | Model Not Available | 2000037418 | Functional | Others
4612 | Dh Hanumangarh Town Dh | Hot Air Oven | Yorco - YSI - 431D | 950588 | Functional | Yorco Sales Pvt Ltd
4613 | Dh Hanumangarh Town Dh | Ice lined refrigerator | Model Not Available | 2000037642 | Functional | Others
4614 | Rbm Hospital Bharatpur Dh | Defibrillator | MODEL NOT AVAILABLE | 2000003492 | Functional | Schiller Healthcare India Pvt Ltd
4615 | Jawahar Hospital Jaisalmer Dh | SPHYGMOMANOMETER(BP APPRATUS) | MODEL NOT AVAILABLE | 3000056057 | Functional | Others
4616 | J.K.Loan Hospital, Kota | Freezes | MODEL NOT AVAILABLE | 3000055804 | Functional | Haier Appliances India Pvt
4617 | Zanana Hospital Ajmer Medical Collage Hospital | Multi-Para Monitor | Model not available | 2000034809 | Functional | Others
4618 | Jawahar Hospital Jaisalmer Dh | Suction Machine | Model Not Available | 3000056484 | Functional | Others
4619 | J.K.Loan Hospital, Kota | Incubator | MODEL NOT AVAILABLE | 13C4174 | Functional | Yorco Sales Pvt Ltd
4620 | District Hospital Sattelite , Bikaner Dh | ECG Machine (Single Channel) | BPL - Cardiart 108T | 2000030662 | Functional | Others
4621 | Jawahar Hospital Jaisalmer Dh | Single Puncture Laparoscope with Console Unit | 26034AAV | 7J3268 | Functional | Others
4622 | Jawahar Hospital Jaisalmer Dh | Single Puncture Laparoscope with Console Unit | 26034AAV | UX273978 | Functional | Others
4623 | Zanana Hospital Ajmer Medical Collage Hospital | O.T. Light Single Dome | MODEL NOT AVAILABLE | 3000047045 | Functional | Others
4624 | Rbm Hospital Bharatpur Dh | Radiant Heat Warmer | Meditrin - Heat Warmer | 2000003024 | Functional | Others
4625 | Pbm Medical College And Hospital | Suction Machine | Model Not Available | 2000035805 | Functional | Others
4626 | J.K.Loan Hospital, Kota | Nebulizer | MODEL NOT AVAILABLE | 1302713 | Functional | Others
4627 | Sms Hospital | Blood Bank Refrigerator | Model not available | WS07130415 | Functional | Others
4628 | D B Government Hospital Churu Dh | Blood Collection Monitor | Model Not Available | AYCM-06 | Functional | Others
4629 | Jln Central Store Medical College | Incubator | MODEL NOT AVAILABLE | 100 | Functional | Others
4630 | Sheoganj Chc | SPHYGMOMANOMETER(BP APPRATUS) | MODEL NOT AVAILABLE | 3000119102 | Functional | Others
4631 | Sheoganj Chc | SPHYGMOMANOMETER(BP APPRATUS) | MODEL NOT AVAILABLE | 3000119103 | Functional | Others
4632 | Abu Road Chc | Autoclave | Model not available | 2135 | Functional | Others
4633 | Mohangarh Chc | Syringe Needle Destroyer | Model not available | 3000056920 | Functional | Cmho Supply
4634 | A K Hospital Beawar Ajmer Dh | Freezes | MODEL NOT AVAILABLE | 34744 | Functional | Others
4635 | Sms Hospital | Multi-Para Monitor | Schiller - Truscope Classic | MO14E004287 | Functional | Schiller Healthcare India Pvt Ltd
4636 | Guhala Chc | SPHYGMOMANOMETER(BP APPRATUS-Digital) | Model Not Available | 201304019861V | Functional | Others
4637 | Sms Hospital | Multi-Para Monitor | Schiller - Truscope Classic | MO14E004270 | Functional | Schiller Healthcare India Pvt Ltd
4638 | Sms Hospital | Multi-Para Monitor | Schiller - Truscope Classic | MO14E004286 | Functional | Schiller Healthcare India Pvt Ltd
4639 | Sms Hospital | Blood Bank Refrigerator | REMI - BR 300 | 71120205 | Functional | Others
4640 | Ramgarh Chc Jaisalmer | Syringe Needle Destroyer | Model not available | 3000056871 | Functional | Others
4641 | Guhala Chc | Hemoglobin Analyzer | Model not available | 1344813025 | Functional | Others
4642 | Sms Hospital | Ice lined refrigerator | Model Not Available | 2000022967 | Functional | Others
4643 | A K Hospital Beawar Ajmer Dh | Sahlis HB Meter | HB Meter | 1342813074 | Functional | Others
4644 | Ramgarh Chc Jaisalmer | Hydraulic Operation Table | MODEL NOT AVAILABLE | 151 | Functional | Surgicoin Medequip Pvt Ltd
4645 | Sms Hospital | Ventilator | Schiller - Graphnet Advance | 140211121081A1V | Functional | Schiller Healthcare India Pvt Ltd
4646 | Sms Hospital | Multi-Para Monitor | Schiller - Truscope Classic | MO14E004252 | Functional | Schiller Healthcare India Pvt Ltd
4647 | Sms Hospital | Multi-Para Monitor | Schiller - Truscope Classic | MO14E004231 | Functional | Schiller Healthcare India Pvt Ltd
4648 | Sms Hospital | Multi-Para Monitor | Schiller - Truscope Classic | MO14E004248 | Functional | Schiller Healthcare India Pvt Ltd
4649 | Jln Central Store Medical College | Binocular Microscope | Model Not Available | 2000020670 | Functional | Others
4650 | Sheoganj Chc | 100mA X-Ray Machine | Model not available | 3000119106 | Functional | Others
4651 | J.K.Loan Hospital, Kota | Syringe Infusion Pump | SIMTEK - Infutek 405 | 1302134/5EX-1-11AJ | Functional | Others
4652 | Pandit Briz Sundar Sharma General Hospital Bundi Dh | Multi-Para Monitor | Model not available | FDPA4F1038 | Functional | Others
4653 | Pandit Briz Sundar Sharma General Hospital Bundi Dh | Radiant Heat Warmer | Model Not Available | 3000041839 | Functional | Others
4654 | J.K.Loan Hospital, Kota | Syringe Infusion Pump | SIMTEK - Infutek 405 | 160 | Functional | Simtek Medico Systems Pvt Ltd
4655 | J.K.Loan Hospital, Kota | SPHYGMOMANOMETER(BP APPRATUS) | MODEL NOT AVAILABLE | 3000046768 | Functional | Others
4656 | Pandit Briz Sundar Sharma General Hospital Bundi Dh | Radiant Heat Warmer | Model Not Available | 3000041837 | Functional | Others
4657 | New Govt Medical College Kota | Syringe Infusion Pump | SIMTEK - Infutek 405 | 2202134.5EX1ST | Functional | Others
4658 | Dh Hanumangarh Town Dh | Binocular Microscope | Model Not Available | 39495 | Functional | Others
4659 | Dh Hanumangarh Town Dh | Binocular Microscope | MODEL NOT AVAILABLE | 2000019491 | Functional | Others
4660 | Gov. Hospital, Sujangarh Sdh | Ultra Sonography (USG) & Colour Dopler Machine | Mindray - DP 2200 | ML8C1026167 | Functional | Cmho Supply
4661 | Gov. Hospital, Sujangarh Sdh | Mobile ( Portable ) X-Ray Machine | Allengers - MARS 3.5 | 2K110130052-X/HF | Functional | Rhsdp Supply
4662 | Jln Central Store Medical College | Monocular Microscope | Model not available | 141174565 | Functional | Labomed
4663 | Dh Hanumangarh Town Dh | Blood Mixer ( Roller Mixer ) | Model not available | 524 | Functional | Others
4664 | Jln Central Store Medical College | Monocular Microscope | Model not available | 141174615 | Functional | Labomed
4665 | Gov. Hospital, Ratangarh Sdh | Blood Bank Refrigerator | REMI - BR 300 | BDIT-1155 | Functional | Others
4666 | Gov. Hospital, Sujangarh Sdh | Centrifuge Machine ( 8 Tube) | Model Not Available | 30001290044 | Functional | Others
4667 | Gov. Hospital, Sujangarh Sdh | Semi Automated Chemistry Analyzer | Model not Available | N130117 | Functional | Rhsdp Supply
4668 | Sankara Chc | SPHYGMOMANOMETER(BP APPRATUS) | MODEL NOT AVAILABLE | 58582 | Functional | Cmho Supply
4669 | Sms Hospital | Ventilator | AVEA | BBL102324 | Functional | Carefusion - Usa
4670 | Gov. Hospital, Ratangarh Sdh | Incubator | MODEL NOT AVAILABLE | 3000053237 | Functional | Others
4671 | Dh Hanumangarh Town Dh | BLOOD DONOR COUCH | REMI ULTIMATE | ZACM-0132 | Functional | Remi Electrotechnik Ltd
4672 | Jln Central Store Medical College | Monocular Microscope | Model not available | 141174604 | Functional | Labomed
4673 | Dh Hanumangarh Town Dh | Blood Bank Refrigerator | REMI - BR 70 | BDI-3575 | Functional | Remi Electrotechnik Ltd
4674 | City Dispensary Diggi Bazar | Freezes | MODEL NOT AVAILABLE | 47123 | Functional | Others
4675 | City Dispensary Diggi Bazar | Centrifuge Machine ( 8 Tube) | Model Not Available | 47124 | Functional | Others
4676 | Sms Hospital | Ventilator | Model Not Available | 17444 | Functional | Others
4677 | Dholipal Chc Hanumangarh | Baby Weighing Machine | Crown | 3000044334 | Functional | Crown Digital Scales Inc
4678 | Piprali Chc | Ice lined refrigerator | Model Not Available | 90506635 | Functional | Others
4679 | Mohangarh Chc | SPHYGMOMANOMETER(BP APPRATUS) | MODEL NOT AVAILABLE | 300005651 | Functional | Cmho Supply
4680 | J.K.Loan Hospital, Kota | Ultra Sonography (USG) & Colour Dopler Machine | Model not available | 3000055439 | Functional | Siemens Limited
4681 | Sms Hospital | Plasma extractor or Expresser | Model Not Available | 106167 | Functional | Others
4682 | Bidasar Chc | Semi Automated Chemistry Analyzer | Model not Available | 33006717 | Functional | Awarness Technologies
4683 | Goluwala Chc | SPHYGMOMANOMETER(BP APPRATUS) | MODEL NOT AVAILABLE | 3000044224 | Functional | Others
4684 | Dh Hanumangarh Town Dh | Syringe Infusion Pump | SIMTEK - Infutek 405 | 2000031719 | Functional | Simtek Medico Systems Pvt Ltd
4685 | Chanibari Chc | Fetal Doppler | MODEL NOT AVAILABLE | 2000037978 | Functional | Others
4686 | Sms Hospital | Plasma extractor or Expresser | Model Not Available | 107172 | Functional | Others
4687 | Dholipal Chc Hanumangarh | Syringe Needle Destroyer | Model not available | 3000044335 | Functional | Linco Scientific Instruments And Chemicals (P) Ltd
4688 | Mahroli Chc | Centrifuge Machine ( 8 Tube) | REMI - R 8C | 2000037045 | Functional | Others
4689 | Sms Hospital | Plasma extractor or Expresser | Model Not Available | 107169 | Functional | Others
4690 | Pbm Medical College And Hospital | Baby Weighing Machine | Model Not Available | 2000035769 | Functional | Others
4691 | Sheoganj Chc | Nebulizer | MODEL NOT AVAILABLE | 3000119126 | Functional | Others
4692 | Goluwala Chc | SPHYGMOMANOMETER(BP APPRATUS) | MODEL NOT AVAILABLE | 3000044225 | Functional | Others
4693 | Sms Hospital | Plasma extractor or Expresser | Model Not Available | 107170 | Functional | Others
4694 | Bidasar Chc | Blood Mixer ( Roller Mixer ) | Model not available | 3388 | Functional | Others
4695 | Chanibari Chc | Hemoglobin meter | HB 301 | 1345813021 | Functional | Hemocue India
4696 | Dholipal Chc Hanumangarh | FOOT OPERATED SUCTION MACHINE | MODEL NOT AVAILABLE | 3000044336 | Functional | Surgicoin Medequip Pvt Ltd
4697 | Pbm Medical College And Hospital | Multi-Para Monitor | Star 50 ( L and T ) | 2000035786 | Functional | Others
4698 | Pbm Medical College And Hospital | Multi-Para Monitor | Star 50 ( L and T ) | 2000035778 | Functional | Others
4699 | Sheoganj Chc | SPHYGMOMANOMETER(BP APPRATUS) | MODEL NOT AVAILABLE | 3000119127 | Functional | Others
4700 | Pbm Medical College And Hospital | Slit Lamp | APPASAMY | 2000035910 | Not in use | Others
4701 | Pbm Medical College And Hospital | Slit Lamp | APPASAMY | 2000035912 | Not in use | Others
4702 | Pbm Medical College And Hospital | Slit Lamp | APPASAMY | 2000035914 | Not in use | Others
4703 | Pbm Medical College And Hospital | Slit Lamp | APPASAMY | 2000035296 | Not in use | Others
4704 | Satellite Hospital Adarsh Nagar Ajmer | Spot Light ( Portable ) | Model Not Available | 2000033498 | Functional | Others
4705 | Gov. Hospital, Ratangarh Sdh | Anesthesia Machine | MODEL NOT AVAILABLE | 3000053164 | Functional | Others
4706 | Rbm Hospital Bharatpur Dh | Ultra Sonography (USG) & Colour Dopler Machine | Median - Sono Scape SSI - 6000 | 217680 | Functional | Medion Healthcare Pvt Ltd
4707 | Rbm Hospital Bharatpur Dh | C R System | Model not available | 97120735 | Functional | Fugifilm India Private Limited
4708 | District Hospital Jalore Dh | ELISA Washer | Model not available | 461301319E | Functional | Others
4709 | Gov. Hospital, Ratangarh Sdh | ECG Machine (Six Channel ) | Pisces A-103 | F109401010 | Functional | Others
4710 | District Hospital Jalore Dh | Hot Air Oven | Model not available | 912472 | Functional | Others
4711 | J.K.Loan Hospital, Kota | Pulse Oxymeter | Model Not Available | 136072 | Functional | Larsen And Tourbo Ltd
4712 | Dh Hanumangarh Town Dh | Incubator | Yorco - YSI - 438D | 97D1451 | Functional | Yorco Sales Pvt Ltd
4713 | Jawahar Hospital Jaisalmer Dh | Centrifuge Machine ( 8 Tube) | Model Not Available | 3000056474 | Functional | Others
4714 | Rudawal Phc | Syringe Needle Destroyer | Model not available | 2000003327 | Functional | Others
4715 | District Hospital Jalore Dh | Syringe Needle Destroyer | NSD100 | 3000045838 | Functional | Others
4716 | Zanana Hospital Ajmer Medical Collage Hospital | Autoclave | Model not available | 3000047056 | Functional | Others
4717 | Rudawal Phc | Centrifuge Machine ( 8 Tube) | Model Not Available | 2000003341 | Functional | Others
4718 | Zanana Hospital Ajmer Medical Collage Hospital | Incubator | MODEL NOT AVAILABLE | 3000047077 | Functional | Prasad Overseas
4719 | Zanana Hospital Ajmer Medical Collage Hospital | Incubator | MODEL NOT AVAILABLE | 57 | Functional | Prasad Overseas
4720 | J.K.Loan Hospital, Kota | Multi-Para Monitor | Model not available | 330097 | Functional | Larsen And Tourbo Ltd
4721 | Jawahar Hospital Jaisalmer Dh | SPHYGMOMANOMETER(BP APPRATUS) | MODEL NOT AVAILABLE | 3000056496 | Functional | Others
4722 | Jawahar Hospital Jaisalmer Dh | Syringe Needle Destroyer | Model not available | 3000056481 | Functional | Others
4723 | Dh Hanumangarh Town Dh | VDRL Rotator (Rotor and Shaker) | Model Not Available | LPCM-1944 | Functional | Others
4724 | J.K.Loan Hospital, Kota | Multi-Para Monitor | Model not available | 330077 | Functional | Larsen And Tourbo Ltd
4725 | Dh Hanumangarh Town Dh | Binocular Microscope | Model Not Available | 39496 | Functional | Others
4726 | Jawahar Hospital Jaisalmer Dh | ECG Machine (Single Channel) | Medicaid - Cardio Fax | G10690210 | Functional | Medicaid Systems
4727 | J.K.Loan Hospital, Kota | Multi-Para Monitor | Model not available | 330098 | Functional | Larsen And Tourbo Ltd
4728 | Jawahar Hospital Jaisalmer Dh | Semi Automated Chemistry Analyzer | 3300 | 33W6869 | Functional | Others
4729 | Zanana Hospital Ajmer Medical Collage Hospital | Freezes | MODEL NOT AVAILABLE | 643 | Functional | Others
4730 | Hingoniya Phc Jaipur | Ice lined refrigerator | MK - 142 | 25018807 | Functional | Cmho Supply
4731 | Sms Hospital | Multi-Para Monitor | Schiller - Truscope Classic | MO14E004269 | Functional | Schiller Healthcare India Pvt Ltd
4732 | J.K.Loan Hospital, Kota | Syringe Needle Destroyer | NSD100 | 3000046857 | Functional | Micro Lab Instruments Ahmedabad
4733 | Jajod Chc | STABILIZER | MODEL NOT AVAILABLE | 550 | Functional | Others
4734 | Dabdi Dhirsingh Tai Jhunjunu | Blood Bank Refrigerator | Model not available | 3000044174 | Functional | Others
4735 | Sheoganj Chc | Ice lined refrigerator | MK - 142 | 3000119107 | Functional | Others
4736 | Pbm Medical College And Hospital | Monocular Microscope | Model not available | 2000035923 | Functional | Others
4737 | Pbm Medical College And Hospital | Monocular Microscope | Model not available | 2000035924 | Functional | Others
4738 | Pbm Medical College And Hospital | Monocular Microscope | Model not available | 2000035929 | Functional | Others
4739 | Pbm Medical College And Hospital | Monocular Microscope | Model not available | 2000035956 | Functional | Others
4740 | Pbm Medical College And Hospital | Monocular Microscope | Model not available | 2000035951 | Functional | Others
4741 | Pbm Medical College And Hospital | Monocular Microscope | Model not available | 2000035952 | Functional | Others
4742 | Pbm Medical College And Hospital | Monocular Microscope | Model not available | 2000035953 | Functional | Others
4743 | Jln Central Store Medical College | Binocular Microscope | Labomed - Vision 2000 | 130358781 | Functional | N K Jain Instruments Pvt Ltd
4744 | Khandela Chc | Blood Cell Counter - 3 part | Model not available | 200037151 | Functional | Others
4745 | Dh Hanumangarh Town Dh | Anesthesia Machine | Allied | 2000031656 | Functional | Alleid Medical Limited
4746 | Mohangarh Chc | Defibrillator with Cardiac Monitor | Schiller - Defigard 400 | J13D412 | Functional | Schiller Healthcare India Pvt Ltd
4747 | Sms Hospital | WALK IN COOLER | MODEL NOT AVAILABLE | 2000022972 | Functional | Others
4748 | D B Government Hospital Churu Dh | Centrifuge Machine ( 4 Tube ) | Model not available | 2000029835 | Functional | Others
4749 | Sms Hospital | Multi-Para Monitor | Schiller - Truscope Classic | MO14E004290 | Functional | Schiller Healthcare India Pvt Ltd
4750 | Sheoganj Chc | Blood Bank Refrigerator | Model not available | 3000119108 | Functional | Others
4751 | Sms Hospital | WALK IN COOLER | MODEL NOT AVAILABLE | BSL52XX09108298 | Functional | Others
4752 | Chanibari Chc | Semi Automated Chemistry Analyzer | Model not Available | 2000037953 | Functional | Robonik India Pvt Ltd
4753 | Jln Central Store Medical College | Binocular Microscope | Labomed - Vision 2000 | 1303588763 | Functional | Others
4754 | Sms Hospital | Multi-Para Monitor | Schiller - Truscope Classic | MO14E004221 | Functional | Schiller Healthcare India Pvt Ltd
4755 | Sms Hospital | Multi-Para Monitor | Schiller - Truscope Classic | MO14E004226 | Functional | Schiller Healthcare India Pvt Ltd
4756 | Rbm Hospital Bharatpur Dh | Radiant Heat Warmer | Model Not Available | 2000003027 | Functional | Others
4757 | J.K.Loan Hospital, Kota | Pulse Oxymeter | Model Not Available | 136070 | Functional | Larsen And Tourbo Ltd
4758 | J.K.Loan Hospital, Kota | Freezes | MODEL NOT AVAILABLE | 3000046612 | Functional | Haier Appliances India Pvt
4759 | Jawahar Hospital Jaisalmer Dh | ECG Machine (Six Channel ) | BPL - Cardiart 8408 | 0732101c | Functional | Others
4760 | Jln Central Store Medical College | Syringe Infusion Pump | AKAS Terumax RX | RX01151020 | Functional | Akas Medical
4761 | Jln Central Store Medical College | Syringe Infusion Pump | AKAS Terumax RX | 2000032287 | Functional | Akas Medical
4762 | J.K.Loan Hospital, Kota | Multi-Para Monitor | Model not available | 330074 | Functional | Larsen And Tourbo Ltd
4763 | Jawahar Hospital Jaisalmer Dh | Incubator | MODEL NOT AVAILABLE | 3000056478 | Functional | Others
4764 | Jawahar Hospital Jaisalmer Dh | Defibrillator | MODEL NOT AVAILABLE | 3000056887 | Functional | Others
4765 | J.K.Loan Hospital, Kota | Multi-Para Monitor | Model not available | 330079 | Functional | Larsen And Tourbo Ltd
4766 | J.K.Loan Hospital, Kota | Multi-Para Monitor | Model not available | 330073 | Functional | Larsen And Tourbo Ltd
4767 | Dh Hanumangarh Town Dh | Weighing Machine | MODEL NOT AVAILABLE | 2000037670 | Functional | Morepen Laboratories Ltd
4768 | Dh Hanumangarh Town Dh | Tube Sealer for Blood bags | Model Not Available | 801 | Functional | Authentic Instruments Ltd
4769 | Zanana Hospital Ajmer Medical Collage Hospital | Syringe Needle Destroyer | Model not available | 3000047087 | Functional | Others
4770 | Jawahar Hospital Jaisalmer Dh | Ventilator | Philips - Ventilator | vs3015143 | Functional | Philips Electronics India Ltd
4771 | J.K.Loan Hospital, Kota | Multi-Para Monitor | Schiller - Truscope Classic | 1308050 | Functional | Schiller Healthcare India Pvt Ltd
4772 | J.K.Loan Hospital, Kota | Freezes | MODEL NOT AVAILABLE | 3000046621 | Functional | Haier Appliances India Pvt
4773 | Jawahar Hospital Jaisalmer Dh | Defibrillator | MODEL NOT AVAILABLE | j10d341 | Functional | Others
4774 | Zanana Hospital Ajmer Medical Collage Hospital | Incubator | MODEL NOT AVAILABLE | 3000047090 | Functional | Prasad Overseas
4775 | Jawahar Hospital Jaisalmer Dh | Defibrillator | MODEL NOT AVAILABLE | 93l6083 | Functional | Others
4776 | Jawahar Hospital Jaisalmer Dh | Suction Machine | Model Not Available | 3000056530 | Functional | Others
4777 | J.K.Loan Hospital, Kota | Monocular Microscope | Model not available | 130358711 | Functional | Others
4778 | Nachna Chc | SPHYGMOMANOMETER(BP APPRATUS) | MODEL NOT AVAILABLE | 3000056351 | Functional | Others
4779 | Rbm Hospital Bharatpur Dh | Ventilator | Model Not Available | 2000003051 | Functional | Others
4780 | J.K.Loan Hospital, Kota | Blood Cell Counter - 3 part | Model not available | 3000046633 | Non Functional Repairable | Others
4781 | Jawahar Hospital Jaisalmer Dh | Autoclave | Model not available | 3000056457 | Functional | Others
4782 | Jln Central Store Medical College | Monocular Microscope | RMH-4 | 2000032250 | Functional | Radical Scientific Instruments Pvt Ltd
4783 | Pandit Briz Sundar Sharma General Hospital Bundi Dh | Oxygen Concentrator | Model Not Available | 3000041826 | Functional | Others
4784 | Jln Central Store Medical College | Monocular Microscope | RMH-4 | 2000032251 | Functional | Radical Scientific Instruments Pvt Ltd
4785 | Satellite Hospital Adarsh Nagar Ajmer | Hot Air Oven | Yorco - YSI - 431D | 242941 | Functional | Yorco Sales Pvt Ltd
4786 | Rbm Hospital Bharatpur Dh | Defibrillator | MODEL NOT AVAILABLE | 3000086014 | Functional | Others
4787 | Pandit Briz Sundar Sharma General Hospital Bundi Dh | Baby Weighing Machine | Model Not Available | 3000041827 | Functional | Others
4788 | Pandit Briz Sundar Sharma General Hospital Bundi Dh | Baby Weighing Machine | Model Not Available | 3000041818 | Functional | Others
4789 | Pandit Briz Sundar Sharma General Hospital Bundi Dh | Multi-Para Monitor | Star 50 ( L and T ) | 3000041821 | Functional | Others
4790 | Rbm Hospital Bharatpur Dh | ELECTRIC OT TABLE | MODEL NOT AVAILABLE | 2000003512 | Functional | Others
4791 | Rbm Hospital Bharatpur Dh | Anesthesia Machine | MODEL NOT AVAILABLE | 2000003508 | Functional | Others
4792 | Dehra Phc | Weighing Machine | MODEL NOT AVAILABLE | 2000003544 | Non Functional Repairable | Others
4793 | Jawahar Hospital Jaisalmer Dh | C-Arm Image Intensifier | Model Not Available | 86067 | Functional | Others
4794 | J.K.Loan Hospital, Kota | Syringe Infusion Pump | SIMTEK - Infutek 405 | 1402134.5703 | Functional | Simtek Medico Systems Pvt Ltd
4795 | Jawahar Hospital Jaisalmer Dh | Syringe Needle Destroyer | Model not available | 3000056405 | Functional | Others
4796 | Zanana Hospital Ajmer Medical Collage Hospital | Hot Air Oven | Model not available | 3000047114 | Functional | Others
4797 | Zanana Hospital Ajmer Medical Collage Hospital | Pulse Oxymeter | Model Not Available | 2000034805 | Functional | Others
4798 | J.K.Loan Hospital, Kota | Syringe Infusion Pump | SIMTEK - Infutek 405 | 1602134.5102 | Functional | Simtek Medico Systems Pvt Ltd
4799 | Dh Hanumangarh Town Dh | Syringe Needle Destroyer | Microsil - ND350 | 2000037643 | Functional | Linco Scientific Instruments And Chemicals (P) Ltd
4800 | Jawahar Hospital Jaisalmer Dh | SPHYGMOMANOMETER(BP APPRATUS) | MODEL NOT AVAILABLE | 9813147 | Functional | Others
4801 | Jawahar Hospital Jaisalmer Dh | Multi-Para Monitor | Schiller - Truscope Classic | 14E005726 | Functional | Others
4802 | Zanana Hospital Ajmer Medical Collage Hospital | Suction Machine | Model Not Available | PTSM1580071 | Functional | Others
4803 | Jawahar Hospital Jaisalmer Dh | Defibrillator | MODEL NOT AVAILABLE | J10D342 | Functional | Others
4804 | Nachna Chc | Syringe Needle Destroyer | Microsil ND 20 | 30000562333 | Functional | Cmho Supply
4805 | Nachna Chc | Syringe Needle Destroyer | Model not available | NBSD0725167 | Functional | Cmho Supply
4806 | Pbm Medical College And Hospital | Ventilator | Model Not Available | 3000045742 | Not in use | Others
4807 | Rbm Hospital Bharatpur Dh | Pulse Oxymeter | Model Not Available | 2000003046 | Functional | Others
4808 | Dh Hanumangarh Town Dh | VDRL Rotator (Rotor and Shaker) | Model Not Available | CHCM-569 | Functional | Others
4809 | Rampura District Hospitalkota Dh | Incubator | Elite - Incubator | 3000055320 | Functional | Elite Scientific Corporation
4810 | J.K.Loan Hospital, Kota | Semi Automated Chemistry Analyzer | Model not Available | 3000055811 | Functional | Trasasia Bio-Medicals Pvt
4811 | Bhaniyana Phc | Syringe Needle Destroyer | BS-949 | 3000056648 | Functional | Cmho Supply
4812 | J.K.Loan Hospital, Kota | Pulse Oxymeter | Model Not Available | 136062 | Functional | Larsen And Tourbo Ltd
4813 | J.K.Loan Hospital, Kota | Pulse Oxymeter | Model Not Available | 136088 | Functional | Larsen And Tourbo Ltd
4814 | J.K.Loan Hospital, Kota | Electrolyte Analyzer | Model not available | 910c00756 | Functional | Trivitron Healthcare Pvt Ltd
4815 | Nachna Chc | Syringe Needle Destroyer | Microsil ND 20 | 3000056328 | Functional | Cmho Supply
4816 | Nachna Chc | 100mA X-Ray Machine | Allengers - 100R | 3000056329 | Functional | Cmho Supply
4817 | Jawahar Hospital Jaisalmer Dh | Multi-Para Monitor | Model not available | C04C00015 | Functional | Others
4818 | Pbm Medical College And Hospital | O.T. Light Single Dome | MODEL NOT AVAILABLE | 3000045787 | Functional | Others
4819 | Zanana Hospital Ajmer Medical Collage Hospital | Blood Mixer ( Roller Mixer ) | Model not available | 803 | Functional | Authentic Instruments Ltd
4820 | Rbm Hospital Bharatpur Dh | Syringe Infusion Pump | Model not available | 2000003050 | Functional | Others
4821 | Sankara Chc | Radiant Heat Warmer | Zeal - RHW 2101A | 3000056685 | Functional | Zeal Medical Pvt Ltd
4822 | Reodar Chc | 100mA X-Ray Machine | Model not available | 1369 | Not in use | Others
4823 | Sam Chc | Binocular Microscope | Labomed - Vision 2000 | 3578 | Functional | Labomed
4824 | Rbm Hospital Bharatpur Dh | Pulse Oxymeter | Model Not Available | 2000003061 | Functional | Others
4825 | Sam Chc | Blood Cell Counter - 3 part | Horiba - ABX Micros ES 60 | 3000056120 | Functional | Horiba India Pvt Ltd
4826 | Rbm Hospital Bharatpur Dh | Multi-Para Monitor | Model not available | 2000003040 | Functional | Others
4827 | Pbm Medical College And Hospital | Spot Light ( Portable ) | Model Not Available | 3000042691 | Not in use | Others
4828 | Pbm Medical College And Hospital | Spot Light ( Portable ) | Model Not Available | 3000042692 | Not in use | Others
4829 | Rbm Hospital Bharatpur Dh | Multi-Para Monitor | Model not available | 2000003062 | Functional | Others
4830 | Mt Abu Chc | STABILIZER | MODEL NOT AVAILABLE | 3000042580 | Functional | Others
4831 | Rbm Hospital Bharatpur Dh | VACCUM CLEANER | MODEL NOT AVAILABLE | 2000003054 | Functional | Omron Health Care
4832 | Bajju Chc | Binocular Microscope | Model Not Available | 3000045356 | Functional | Others
4833 | Sms Hospital | Syringe Infusion Pump | Allied - Syrn 200 | As-syrn2014040018 | Functional | Alleid Medical Limited
4834 | New Govt Medical College Kota | Ventilator | Philips - Ventilator | 3000055187 | Functional | Others
4835 | New Govt Medical College Kota | Multi-Para Monitor | Model not available | 3000055186 | Functional | Others
4836 | Dh Hanumangarh Town Dh | Centrifuge Machine ( 8 Tube) | REMI - R 8C | 2000037418 | Functional | Remi Electrotechnik Ltd
4837 | Dh Hanumangarh Town Dh | Glucometer | BG-03 | 2000037426 | Functional | Morepen Laboratories Ltd
4838 | Jawahar Hospital Jaisalmer Dh | Centrifuge Machine (36 Tubes) | REMI - R 23 | 3000056399 | Functional | Others
4839 | J.K.Loan Hospital, Kota | Syringe Infusion Pump | SIMTEK - Infutek 405 | 2602134.5103 | Functional | Simtek Medico Systems Pvt Ltd
4840 | Rbm Hospital Bharatpur Dh | Suction Machine | Model Not Available | 2000003494 | Functional | Others
4841 | District Hospital Sattelite , Bikaner Dh | SPHYGMOMANOMETER(BP APPRATUS) | MODEL NOT AVAILABLE | 14038 | Functional | Others
4842 | Zanana Hospital Ajmer Medical Collage Hospital | Multi-Para Monitor | Model not available | 11201030 | Functional | Others
4843 | Jawahar Hospital Jaisalmer Dh | Horizontal Laminar Flow | MODEL NOT AVAILABLE | 37/25 | Functional | Others
4844 | Jawahar Hospital Jaisalmer Dh | Ice lined refrigerator | Model Not Available | 3000056466 | Functional | Others
4845 | Jawahar Hospital Jaisalmer Dh | SPHYGMOMANOMETER(BP APPRATUS) | MODEL NOT AVAILABLE | I-JAK-440-305 | Functional | Fanem
4846 | Jawahar Hospital Jaisalmer Dh | Automated Urine Analyzer | Model not available | 3000056056 | Functional | Others
4847 | Dh Hanumangarh Town Dh | FLAME PHOTOMETER | 1381 | 803098 | Functional | Environmental And Scientific Instruments Co
4848 | Rbm Hospital Bharatpur Dh | Double Puncture Laparoscope with Console Unit | Model Not Available | 24898 | Functional | Others
4849 | Jawahar Hospital Jaisalmer Dh | Radiant Heat Warmer | Model Not Available | 3000056055 | Functional | Hitachi Ltd
4850 | Jawahar Hospital Jaisalmer Dh | Suction Machine | Model Not Available | 3000056450 | Functional | Others
4851 | Dh Hanumangarh Town Dh | ELISA Reader | Model not available | 451525044E | Functional | Others
4852 | J.K.Loan Hospital, Kota | Freezes | MODEL NOT AVAILABLE | N140147 | Functional | Others
4853 | J.K.Loan Hospital, Kota | Pulse Oxymeter | Model Not Available | 3000055917 | Non Functional Not Repairable | Larsen And Tourbo Ltd
4854 | J.K.Loan Hospital, Kota | Pulse Oxymeter | Model Not Available | 3000055918 | Non Functional Not Repairable | Larsen And Tourbo Ltd
4855 | Bhaniyana Phc | Nebulizer | MODEL NOT AVAILABLE | 5447 | Functional | Others
4856 | Rampura District Hospitalkota Dh | Centrifuge Machine ( 4 Tube ) | Model not available | 3000055318 | Non Functional Repairable | Others
4857 | Jawahar Hospital Jaisalmer Dh | Oxygen Concentrator | Model Not Available | 20121 | Functional | Others
4858 | Pbm Medical College And Hospital | Syringe Infusion Pump | Model not available | MP/AME386 | Functional | Others
4859 | Pbm Medical College And Hospital | Syringe Infusion Pump | Model not available | 3000042664 | Functional | Others
4860 | J.K.Loan Hospital, Kota | Phototherepy Unit | Meditrin - Digital Bilitimer Phototherapy | 3000055978 | Functional | Others
4861 | Zanana Hospital Ajmer Medical Collage Hospital | Radiant Heat Warmer | Model Not Available | 808 | Functional | Others
4862 | Jawahar Hospital Jaisalmer Dh | Incubator | MODEL NOT AVAILABLE | 3000056413 | Functional | Others
4863 | Gov. Hospital, Ratangarh Sdh | Ice lined refrigerator | Model Not Available | BE7G5E0N00B2A8A0054 | Functional | Others
4864 | Gov. Hospital, Ratangarh Sdh | Blood Bank Refrigerator | Model not available | 3000202477 | Functional | Others
4865 | Dh Hanumangarh Town Dh | Tube Sealer for Blood bags | Model Not Available | 1486 | Functional | Others
4866 | Dh Hanumangarh Town Dh | ELISA Reader | Model not available | RT0908RB-K69 | Functional | Robonik India Pvt Ltd
4867 | Jawahar Hospital Jaisalmer Dh | Spot Light ( Portable ) | Model Not Available | 3000056044 | Not in use | Others
4868 | Jawahar Hospital Jaisalmer Dh | Ventilator | Model Not Available | VS3015125 | Functional | Others
4869 | Zanana Hospital Ajmer Medical Collage Hospital | Blood Bank Refrigerator | Model not available | BD1/3770 | Functional | Remi Electrotechnik Ltd
4870 | Zanana Hospital Ajmer Medical Collage Hospital | Syringe Needle Destroyer | Model not available | 2000033772 | Functional | Others
4871 | Jawahar Hospital Jaisalmer Dh | Radiant Heat Warmer | Model Not Available | 3000056053 | Functional | Others
4872 | Rbm Hospital Bharatpur Dh | Syringe Infusion Pump | Model not available | 2000003049 | Functional | Others
4873 | Pbm Medical College And Hospital | Multi-Para Monitor | Model not available | 3000045740 | Not in use | Others
4874 | Pbm Medical College And Hospital | Multi-Para Monitor | Model not available | 3000045746 | Not in use | Others
4875 | Pbm Medical College And Hospital | Multi-Para Monitor | Model not available | 3000045747 | Not in use | Others
4876 | Zanana Hospital Ajmer Medical Collage Hospital | Syringe Needle Destroyer | Model not available | 2000033774 | Functional | Others
4877 | Pbm Medical College And Hospital | Suction Machine | Model Not Available | 3000045789 | Functional | Others
4878 | Rbm Hospital Bharatpur Dh | Syringe Infusion Pump | Model not available | 2000003048 | Functional | Others
4879 | J.K.Loan Hospital, Kota | Suction Machine | Model Not Available | 3000055998 | Functional | Others
4880 | Nachna Chc | Freezes | MODEL NOT AVAILABLE | 3000056332 | Functional | Others
4881 | Rbm Hospital Bharatpur Dh | Suction Machine | Model Not Available | 2000003055 | Functional | Others
4882 | Jln Central Store Medical College | Monocular Microscope | HI VAC | 321 | Non Functional Not Repairable | Anand Medicaids Pvt Ltd
4883 | Sms Hospital | ECG Machine (Twelve Channel ) | Cardiotouch Bionet 3000 | 3000 | Functional | Schiller Healthcare India Pvt Ltd
4884 | Sms Hospital | ECG Machine (Twelve Channel ) | Cardiotouch Bionet 3000 | T200300038 | Functional | Schiller Healthcare India Pvt Ltd
4885 | Zanana Hospital Ajmer Medical Collage Hospital | Blood Mixer ( Roller Mixer ) | Model not available | 805 | Functional | Authentic Instruments Ltd
4886 | Pandit Briz Sundar Sharma General Hospital Bundi Dh | Freezes | MODEL NOT AVAILABLE | 3000041675 | Functional | Others
4887 | District Hospital Sattelite , Bikaner Dh | Spot Light ( Portable ) | Model Not Available | 2000030717 | Functional | Others
4888 | Bager Chc | Syringe Needle Destroyer | Microsil - ND350 | 2000019267 | Functional | Linco Scientific Instruments And Chemicals (P) Ltd
4889 | Bager Chc | Autoclave | Model not available | 2000019268 | Functional | Zeal Medical Pvt Ltd
4890 | Pandit Briz Sundar Sharma General Hospital Bundi Dh | Freezes | MODEL NOT AVAILABLE | 3000216165 | Functional | Bhasin Sons Private Limited
4891 | Satellite Hospital Adarsh Nagar Ajmer | Semi Automated Chemistry Analyzer | Robonik - Prietest Touch | AT0191108 | Functional | Robonik India Pvt Ltd
4892 | Tatgarh Chc | Autoclave | Model not available | 3000049210 | Functional | Others
4893 | Gov. Hospital, Ratangarh Sdh | Syringe Infusion Pump | SIMTEK - Infutek 405 | 1603114.5ST66 | Functional | Others
4894 | Rbm Hospital Bharatpur Dh | Syringe Needle Destroyer | Model not available | 2000003005 | Non Functional Repairable | Others
4895 | Tatgarh Chc | Nebulizer | MODEL NOT AVAILABLE | 49221 | Functional | Others
4896 | Gov. Hospital, Ratangarh Sdh | Syringe Infusion Pump | Model not available | 1304114.5SK03 | Functional | Others
4897 | Rbm Hospital Bharatpur Dh | Blood Bank Refrigerator | Model not available | 2000003119 | Non Functional Not Repairable | Others
4898 | Jawahar Hospital Jaisalmer Dh | Multi-Para Monitor | Model not available | M016E000631 | Functional | Others
4899 | Zanana Hospital Ajmer Medical Collage Hospital | Blood Mixer ( Roller Mixer ) | Model not available | 804 | Functional | Authentic Instruments Ltd
4900 | Mt Abu Chc | SPHYGMOMANOMETER(BP APPRATUS) | MODEL NOT AVAILABLE | 16200304 | Functional | Others
4901 | Rbm Hospital Bharatpur Dh | Pulse Oxymeter | Model Not Available | 2000003057 | Functional | Others
4902 | Sms Hospital | Syringe Infusion Pump | Allied - Syrn 200 | As-syrn2014040317 | Functional | Alleid Medical Limited
4903 | J.K.Loan Hospital, Kota | Boyles Apparatus | MODEL NOT AVAILABLE | 3000046880 | Functional | Others
4904 | Gov. Hospital, Sujangarh Sdh | Incubator | MODEL NOT AVAILABLE | 30001290050 | Functional | Others
4905 | Bajju Chc | Blood Cell Counter - 3 part | CLINDIA - HA 22 | 3000045359 | Non Functional Not Repairable | Cmho Supply
4906 | Dh Hanumangarh Town Dh | Autoclave | Model not available | 2000037722 | Functional | Others
4907 | Jln Central Store Medical College | Suction Machine | Supreme Plus | 2000033263 | Functional | Others
4908 | Sms Hospital | Syringe Infusion Pump | Allied - Syrn 200 | As-syrn2014040382 | Functional | Alleid Medical Limited
4909 | J.K.Loan Hospital, Kota | Autoclave | Model not available | 3000046885 | Functional | Others
4910 | Jawahar Hospital Jaisalmer Dh | Instrument Sterilizer | Model Not Available | 3000056080 | Functional | Others
4911 | J.K.Loan Hospital, Kota | Pulse Oxymeter | Model Not Available | 302230 | Functional | Schiller Healthcare India Pvt Ltd
4912 | Pbm Medical College And Hospital | Spot Light ( Portable ) | Model Not Available | 3000042653 | Functional | Others
4913 | Gov. Hospital, Ratangarh Sdh | Double Puncture Laparoscope with Console Unit | Model Not Available | 3000053257 | Functional | Others
4914 | Gov. Hospital, Sujangarh Sdh | Freezes | MODEL NOT AVAILABLE | 30001290051 | Functional | Rhsdp Supply
4915 | Gov. Hospital, Sujangarh Sdh | Freezes | Injectomat Agilia | 21270554 | Functional | Fresenius Kabi India Pvt Limited
4916 | Bajju Chc | SPHYGMOMANOMETER(BP APPRATUS) | MODEL NOT AVAILABLE | 3000045361 | Functional | Others
4917 | Sms Hospital | FOGGING MACHINE | MODEL NOT AVAILABLE | 3000087705 | Functional | Others
4918 | City Dispensary Nasirabaad | SPHYGMOMANOMETER(BP APPRATUS) | MODEL NOT AVAILABLE | 6656 | Functional | Bhasin Sons Private Limited
4919 | Bajju Chc | Freezes | MODEL NOT AVAILABLE | 3000045363 | Functional | Others
4920 | Sms Hospital | Syringe Infusion Pump | Allied - Syrn 200 | As-syrn2014040334 | Functional | Alleid Medical Limited
4921 | J.K.Loan Hospital, Kota | Anesthesia Machine | Model Not Available | 2000021703 | Functional | Omron Health Care
4922 | Jln Central Store Medical College | Multi-Para Monitor | Model not available | 2000033245 | Functional | Others
4923 | Bajju Chc | Blood Bank Refrigerator | Model not available | 16 | Functional | Haier Appliances India Pvt
4924 | Mt Abu Chc | ECG Machine (Single Channel) | Medicaid - Cardio Fax | E10600709 | Functional | Others
4925 | J.K.Loan Hospital, Kota | Multi-Para Monitor | Model not available | BJ9000-0305029 | Functional | Others
4926 | J.K.Loan Hospital, Kota | Multi-Para Monitor | Model not available | G3DK30100 | Functional | General Medical Equipment
4927 | Sms Hospital | Multi-Para Monitor | Model not available | M014E004344 | Functional | Schiller Healthcare India Pvt Ltd
4928 | Bajju Chc | Freezes | MODEL NOT AVAILABLE | 3000045378 | Functional | Others
4929 | Bajju Chc | Defibrillator with Cardiac Monitor | Schiller - Defigard 400 | 219 | Functional | Cmho Supply
4930 | Pbm Medical College And Hospital | Suction Machine | Model Not Available | 2000035860 | Functional | Others
4931 | Pbm Medical College And Hospital | Suction Machine | Model Not Available | 2000035862 | Functional | Others
4932 | Pbm Medical College And Hospital | Suction Machine | Model Not Available | 2000035863 | Functional | Others
4933 | Pbm Medical College And Hospital | Suction Machine | Model Not Available | 2000035870 | Functional | Others
4934 | Pbm Medical College And Hospital | Suction Machine | Model Not Available | 2000035873 | Functional | Others
4935 | Pbm Medical College And Hospital | Suction Machine | Model Not Available | 2000035875 | Functional | Others
4936 | Swaroopganj Phc | Baby Weighing Machine | Model Not Available | 2000035473 | Functional | Others
4937 | Sms Hospital | Multi-Para Monitor | Model not available | G3DK40123 | Functional | Others
4938 | District Hospital Sattelite , Bikaner Dh | C R System | Classic CR+DV 6850 Printer | 2000030716 | Functional | Carestream Health India Pvt Ltd
4939 | District Hospital Sattelite , Bikaner Dh | 500mA X-Ray Machine | Model not available | 2K91230130 | Functional | Rhsdp Supply
4940 | District Hospital Sattelite , Bikaner Dh | Water Bath | Model not available | 2000030706 | Functional | Others
4941 | Pandit Briz Sundar Sharma General Hospital Bundi Dh | Semi Automated Chemistry Analyzer | Model not Available | 3000041651 | Functional | Others
4942 | Pandit Briz Sundar Sharma General Hospital Bundi Dh | Freezes | MODEL NOT AVAILABLE | 3000041872 | Functional | Others
4943 | Pandit Briz Sundar Sharma General Hospital Bundi Dh | Suction Machine | Supreme Plus | 3000041864 | Functional | Others
4944 | Jln Central Store Medical College | Syringe Infusion Pump | ZION PLUS | 363 | Functional | Others
4945 | Gov. Hospital, Ratangarh Sdh | O.T. Light Double Dome | MODEL NOT AVAILABLE | 3000053168 | Functional | Others
4946 | Jawahar Hospital Jaisalmer Dh | Nebulizer | MODEL NOT AVAILABLE | PCB102110 | Functional | Others
4947 | Rupangarh Chc | Blood Bank Refrigerator | Model not available | 3000049016 | Functional | Others
4948 | Jawahar Hospital Jaisalmer Dh | Ventilator | Philips - Ventilator | 970032 | Functional | Others
4949 | Gov. Hospital, Ratangarh Sdh | Syringe Infusion Pump | Model not available | 1304114.5SK06 | Functional | Others
4950 | Jln Central Store Medical College | Syringe Infusion Pump | AKAS Terumax RX | RX01151018 | Functional | Akas Medical
4951 | Nachna Chc | Freezes | MODEL NOT AVAILABLE | 05734ZAZ-600328Y | Functional | Others
4952 | Sankara Chc | Radiant Heat Warmer | Zeal - RHW 2101A | 3000056684 | Functional | Zeal Medical Pvt Ltd
4953 | Pbm Medical College And Hospital | Multi-Para Monitor | Model not available | 3000045790 | Functional | Others
4954 | Zanana Hospital Ajmer Medical Collage Hospital | Hemoglobin meter | Model Not Available | 2000033775 | Functional | Others
4955 | Pbm Medical College And Hospital | Anesthesia Machine | MODEL NOT AVAILABLE | 3000045791 | Functional | Others
4956 | Rbm Hospital Bharatpur Dh | Pulse Oxymeter | Model Not Available | 2000003056 | Functional | Others
4957 | Sms Hospital | Multi-Para Monitor | Model not available | M003E005012 | Functional | Schiller Healthcare India Pvt Ltd
4958 | Rbm Hospital Bharatpur Dh | Pulse Oxymeter | Model Not Available | 2000003043 | Functional | Others
4959 | Rbm Hospital Bharatpur Dh | Pulse Oxymeter | Model Not Available | 219 | Functional | Others
4960 | Mt Abu Chc | Spot Light ( Portable ) | Model Not Available | 3000042584 | Functional | Others
4961 | Rohida Chc | Baby Weighing Machine | Crown | 2000035519 | Functional | Others
4962 | Khandela Chc | Hemoglobin meter | Model Not Available | 2000037169 | Functional | Others
4963 | Sheoganj Chc | Labour Table | Model Not Available | 3000119121 | Functional | Others
4964 | Pbm Medical College And Hospital | Labour Table | Model Not Available | 3000042676 | Functional | Others
4965 | Pbm Medical College And Hospital | Labour Table | Model Not Available | 3000042677 | Functional | Others
4966 | Pbm Medical College And Hospital | Labour Table | Model Not Available | 3000042678 | Functional | Others
4967 | Pbm Medical College And Hospital | Labour Table | Model Not Available | 3000042679 | Functional | Others
4968 | Pbm Medical College And Hospital | Labour Table | Model Not Available | 3000042680 | Functional | Others
4969 | Pbm Medical College And Hospital | Labour Table | Model Not Available | 3000042681 | Functional | Others
4970 | Pbm Medical College And Hospital | Labour Table | Model Not Available | 3000042682 | Functional | Others
4971 | Pbm Medical College And Hospital | Labour Table | Model Not Available | 3000042683 | Functional | Others
4972 | Pbm Medical College And Hospital | Labour Table | Model Not Available | 3000042684 | Functional | Others
4973 | Pbm Medical College And Hospital | Labour Table | Model Not Available | 3000042685 | Functional | Others
4974 | Pbm Medical College And Hospital | Labour Table | Model Not Available | 3000042686 | Functional | Others
4975 | Pbm Medical College And Hospital | Labour Table | Model Not Available | 3000042687 | Functional | Others
4976 | Pbm Medical College And Hospital | Labour Table | Model Not Available | 3000042688 | Functional | Others
4977 | Pbm Medical College And Hospital | Labour Table | Model Not Available | 3000042689 | Functional | Others
4978 | Pbm Medical College And Hospital | Labour Table | Model Not Available | 3000042690 | Functional | Others
4979 | J.K.Loan Hospital, Kota | Pulse Oxymeter | Model Not Available | 3300-5112 | Functional | Others
4980 | City Dispensary Diggi Bazar | Monocular Microscope | Model not available | 47131 | Functional | Others
4981 | Jln Central Store Medical College | Dental Chair Unit | Model Not Available | 311A0617 | Functional | Others
4982 | Pbm Medical College And Hospital | Spot Light ( Portable ) | Model Not Available | 3000045796 | Functional | Others
4983 | Pbm Medical College And Hospital | Blood Cell Counter - 3 part | Model not available | 2000035712 | Functional | Others
4984 | Pbm Medical College And Hospital | Blood Cell Counter - 3 part | Model not available | 2000035713 | Functional | Others
4985 | Pbm Medical College And Hospital | Blood Cell Counter - 3 part | Model not available | 2000035174 | Functional | Others
4986 | Pbm Medical College And Hospital | Blood Cell Counter - 3 part | Model not available | 2000035715 | Functional | Others
4987 | Pbm Medical College And Hospital | Blood Cell Counter - 3 part | Model not available | 2000035717 | Functional | Others
4988 | Pbm Medical College And Hospital | Blood Cell Counter - 3 part | Model not available | 2000035716 | Functional | Others
4989 | City Dispensary Srinagar Road | Ice lined refrigerator | Model Not Available | 20053203882 | Functional | Vestfrost Solutions
4990 | Sms Hospital | ECG Machine (Twelve Channel ) | Cardiotouch Bionet 3000 | T200300073 | Functional | Bionet Co Ltd
4991 | Gov. Hospital, Sujangarh Sdh | Blood Mixer ( Roller Mixer ) | Model not available | 3000129066* | Functional | Others
4992 | Bajju Chc | Weighing Machine | Crown | 3000045367 | Functional | Crown Digital Scales Inc
4993 | J.K.Loan Hospital, Kota | O.T. Light Single Dome | MODEL NOT AVAILABLE | 3000046893 | Functional | Others
4994 | Jawahar Hospital Jaisalmer Dh | Syringe Needle Destroyer | Model not available | 3000056798 | Functional | Others
4995 | Jawahar Hospital Jaisalmer Dh | Syringe Needle Destroyer | Model not available | 3000056796 | Functional | Others
4996 | Pindwara Chc | Automated Urine Analyzer | Model not available | 3000045555 | Functional | Others
4997 | Dh Hanumangarh Town Dh | Anesthesia Machine | MODEL NOT AVAILABLE | 2391/199 | Functional | Gayatri Sales Corporation Jaipur
4998 | J.K.Loan Hospital, Kota | Multi-Para Monitor | Model not available | 258507332 | Functional | Medicaid Systems
4999 | J.K.Loan Hospital, Kota | Suction Machine | Model Not Available | 3000046898 | Functional | Others
5000 | Sms Hospital | Ice lined refrigerator | Model Not Available | 3000087719 | Functional | Others
5001 | Sawar Chc | Radiant Heat Warmer | Model Not Available | RHW2101A/0913/2119 | Functional | Others
5002 | Sawar Chc | Radiant Heat Warmer | Model Not Available | RHW2101A/0913/2121 | Functional | Others
5003 | J.K.Loan Hospital, Kota | Suction Machine | Model Not Available | 3000046899 | Functional | Others
5004 | Sms Hospital | Multi-Para Monitor | Schiller - Truscope Classic | M014E004322 | Functional | Schiller Healthcare India Pvt Ltd
5005 | Sms Hospital | Multi-Para Monitor | Schiller - Truscope Classic | M014E004341 | Functional | Schiller Healthcare India Pvt Ltd
5006 | R D 820 Phc | SPHYGMOMANOMETER(BP APPRATUS) | MODEL NOT AVAILABLE | 2000035231 | Functional | Others
5007 | Sms Hospital | Suction Machine | Surgivac | C-30-010 | Functional | Others
5008 | R D 820 Phc | Hemoglobin meter | Model Not Available | 2000035232 | Functional | Others
5009 | Pindwara Chc | Ice lined refrigerator | Model Not Available | 3000045561 | Functional | Others
5010 | Sawar Chc | Freezes | Kelvinator KGE 193 | 2000033858 | Functional | Others
5011 | Sms Hospital | Multi-Para Monitor | Schiller - Truscope Classic | M014E004279 | Functional | Schiller Healthcare India Pvt Ltd
5012 | Sms Hospital | Centrifuge Machine ( 8 Tube) | Model Not Available | 3000085457 | Functional | Others
5013 | Sms Hospital | Multi-Para Monitor | Schiller - Truscope Classic | M014E004246 | Functional | Schiller Healthcare India Pvt Ltd
5014 | Sms Hospital | Blood Bank Refrigerator | REMI - BR 300 | ws07130312 | Functional | Others
5015 | A K Hospital Beawar Ajmer Dh | BLOOD DONOR COUCH | REMI ULTIMATE | 34721 | Functional | Others
5016 | J.K.Loan Hospital, Kota | Incubator | MODEL NOT AVAILABLE | 3000046650 | Functional | Others
5017 | Sam Chc | Freezes | MODEL NOT AVAILABLE | 3000056116 | Functional | Others
5018 | Sms Hospital | ECG Machine (Twelve Channel ) | Welch Allyn CP-200 | 20014334 | Functional | Others
5019 | Sms Hospital | Multi-Para Monitor | Schiller - Truscope Classic | M014E004329 | Functional | Schiller Healthcare India Pvt Ltd
5020 | J.K.Loan Hospital, Kota | Mobile ( Portable ) X-Ray Machine | Model not available | 5058 | Functional | Others
5021 | Sms Hospital | ECG Machine (Twelve Channel ) | Welch Allyn CP-200 | 20014358 | Non Functional Not Repairable | Others
5022 | Dh Hanumangarh Town Dh | Radiant Heat Warmer | Meditrin - Heat Warmer | 2000031664 | Functional | Meditrin Instruments
5023 | Sms Hospital | Multi-Para Monitor | Schiller - Truscope Classic | M014E004330 | Functional | Schiller Healthcare India Pvt Ltd
5024 | J.K.Loan Hospital, Kota | OPG ( Ortho-Pentagram ) Machine | Model not available | 3000055428 | Functional | Advance Scientific And Surgical Co - Alco
5025 | Pbm Medical College And Hospital | Freezes | MODEL NOT AVAILABLE | 2000035630 | Functional | Others
5026 | Pbm Medical College And Hospital | Freezes | MODEL NOT AVAILABLE | 2000035631 | Functional | Others
5027 | Ramgarh Chc Jaisalmer | Syringe Needle Destroyer | Model not available | 3000056845 | Functional | Others
5028 | Sms Hospital | Defibrillator | MODEL NOT AVAILABLE | ABMC4J1725 | Functional | Others
5029 | Sawar Chc | Syringe Needle Destroyer | Model not available | 29889 | Functional | Others
5030 | R D 820 Phc | Ice lined refrigerator | Model Not Available | 2000035238 | Functional | Others
5031 | Dh Hanumangarh Town Dh | Bipolar Cautery Machine | Alan Cautery | 2000031661 | Functional | Alan Electronic Systems Pvt Ltd
5032 | J.K.Loan Hospital, Kota | C R System | Model not available | 3000055425 | Functional | Kodak Dental Systems
5033 | Dh Hanumangarh Town Dh | Hydraulic Operation Table | Surgicoin | 2000031659 | Functional | Surgicoin Medequip Pvt Ltd
5034 | J.K.Loan Hospital, Kota | Syringe Infusion Pump | Model not available | 207231 | Functional | Larsen And Tourbo Ltd
5035 | J.K.Loan Hospital, Kota | ECG Machine (Single Channel) | Medicaid - Cardio Fax | 11308153763 | Functional | Others
5036 | Sms Hospital | SPHYGMOMANOMETER(BP APPRATUS) | MODEL NOT AVAILABLE | 3000087344 | Functional | Others
5037 | Pbm Medical College And Hospital | Syringe Infusion Pump | Model not available | 3000042665 | Functional | Others
5038 | Pbm Medical College And Hospital | Syringe Infusion Pump | Model not available | 3000042666 | Functional | Others
5039 | Pbm Medical College And Hospital | Syringe Infusion Pump | Model not available | 3000042667 | Functional | Others
5040 | Pbm Medical College And Hospital | Syringe Infusion Pump | Model not available | 3000042668 | Functional | Others
5041 | Pbm Medical College And Hospital | Syringe Infusion Pump | Model not available | 3000042669 | Functional | Others
5042 | Jln Central Store Medical College | Monocular Microscope | RMH-4 | 2000032245 | Functional | Radical Scientific Instruments Pvt Ltd
5043 | Pandit Briz Sundar Sharma General Hospital Bundi Dh | Syringe Needle Destroyer | Model not available | 3000041887 | Functional | Others
5044 | Jln Central Store Medical College | Monocular Microscope | RMH-4 | 2000032248 | Functional | Radical Scientific Instruments Pvt Ltd
5045 | Gov. Hospital, Ratangarh Sdh | ECG Machine (Six Channel ) | BPL - Cardiart 8408 | CGML3C18579 | Functional | Others
5046 | Jln Central Store Medical College | Monocular Microscope | RMH-4 | 2000032249 | Functional | Radical Scientific Instruments Pvt Ltd
5047 | Pandit Briz Sundar Sharma General Hospital Bundi Dh | Ultra Sonography (USG) & Colour Dopler Machine | Model not available | 3000041888 | Functional | Others
5048 | Govt Hospitls Sriganganagar Dh | Blood Bank Refrigerator | HRD-2055CMDGCC | 3000140781 | Functional | Others
5049 | Govt Hospitls Sriganganagar Dh | Blood Bank Refrigerator | Model not available | 3000048327 | Functional | Others
5050 | Pandit Briz Sundar Sharma General Hospital Bundi Dh | Suction Machine | Model Not Available | 3000041813 | Functional | Others
5051 | Pandit Briz Sundar Sharma General Hospital Bundi Dh | Freezes | MODEL NOT AVAILABLE | 3000041870 | Functional | Others
5052 | Satellite Hospital Adarsh Nagar Ajmer | Centrifuge Machine ( 8 Tube) | REMI - R4C | EPLC-3824 | Functional | Remi Electrotechnik Ltd
5053 | Satellite Hospital Adarsh Nagar Ajmer | Monocular Microscope | Monocular - M L W | 9503647 | Functional | Mlw Intermed
5054 | Jawahar Hospital Jaisalmer Dh | Nebulizer | MODEL NOT AVAILABLE | 14C161 | Functional | Others
5055 | Jln Central Store Medical College | Syringe Infusion Pump | ZION PLUS | 2000034187 | Functional | Others
5056 | Gov. Hospital, Ratangarh Sdh | Ventilator | Philips - Ventilator | BBV01507 | Functional | Others
5057 | District Hospital Jalore Dh | Binocular Microscope | Model Not Available | 3000045810 | Functional | Others
5058 | Jln Central Store Medical College | Syringe Infusion Pump | ZION PLUS | 2000034190 | Functional | Others
5059 | Gov. Hospital, Ratangarh Sdh | Ultra Sonic Piezo type scalar | ART | A00797 | Functional | Others
5060 | District Hospital Jalore Dh | Tube Sealer for Blood bags | Model Not Available | 3000045824 | Functional | Others
5061 | Rbm Hospital Bharatpur Dh | Spot Light ( Portable ) | Model Not Available | 2000003073 | Non Functional Repairable | Others
5062 | City Dispensary Ram Ganj | Syringe Needle Destroyer | Nulife - Dots | NBSD0725683 | Functional | Cmho Supply
5063 | Gov. Hospital, Ratangarh Sdh | Suction Machine | Model Not Available | 3000053179 | Functional | Others
5064 | District Hospital Jalore Dh | Blood Bank Refrigerator | REMI - BR 70 | BDI-3567 | Functional | Remi Electrotechnik Ltd
5065 | Mt Abu Chc | Suction Machine | Supreme Plus | 3000042585 | Functional | Others
5066 | Sms Hospital | Defibrillator | MODEL NOT AVAILABLE | DMMG3D1491 | Functional | Bpl Medical Technologies
5067 | J.K.Loan Hospital, Kota | Multi-Para Monitor | Model not available | 258008118 | Functional | Others
5068 | Dh Hanumangarh Town Dh | Defibrillator with Cardiac Monitor | Concept | 2000031947 | Functional | Concept Integration
5069 | City Dispensary Srinagar Road | Freezes | MODEL NOT AVAILABLE | 110910217 | Functional | Others
5070 | Dh Hanumangarh Town Dh | Defibrillator with Cardiac Monitor | Concept | 2000031948 | Functional | Concept Integration
5071 | Jln Central Store Medical College | Dental Chair Unit | Model Not Available | DJKA1571 | Functional | Others
5072 | J.K.Loan Hospital, Kota | Pulse Oxymeter | Model Not Available | 3000046870 | Functional | Hamilton Medical
5073 | Dh Hanumangarh Town Dh | Defibrillator with Cardiac Monitor | Concept | 2000031950 | Functional | Concept Integration
5074 | Jln Central Store Medical College | Autoclave | Model not available | 10101130048 | Functional | Others
5075 | Sam Chc | Syringe Needle Destroyer | Nulife - Dots | NBSD0715616 | Functional | Cmho Supply
5076 | Dh Hanumangarh Town Dh | Defibrillator with Cardiac Monitor | Concept | 2000031951 | Functional | Concept Integration
5077 | Sms Hospital | Multi-Para Monitor | Model not available | A11S3553 | Functional | Larsen And Tourbo Ltd
5078 | Pindwara Chc | Incubator | MODEL NOT AVAILABLE | 3000045547 | Functional | Others
5079 | Gov. Hospital, Ratangarh Sdh | Anesthesia Machine | MODEL NOT AVAILABLE | 3000053251 | Functional | Others
5080 | J.K.Loan Hospital, Kota | Blood Cell Counter - 3 part | Model not available | 170522 | Functional | Others
5081 | J.K.Loan Hospital, Kota | Pulse Oxymeter | Model Not Available | 1412401310 | Functional | Others
5082 | Jln Central Store Medical College | Pulse Oxymeter | RMS PHOEBUS P121 | PIS115010005 | Functional | Others
5083 | Pbm Medical College And Hospital | Suction Machine | Model Not Available | 3000045797 | Functional | Others
5084 | Mt Abu Chc | Autoclave | Model not available | 3000042579 | Functional | Others
5085 | Rbm Hospital Bharatpur Dh | Multi-Para Monitor | Model not available | 2000003041 | Non Functional Not Repairable | Others
5086 | Zanana Hospital Ajmer Medical Collage Hospital | Ultra Sonography (USG) & Colour Dopler Machine | Mindray DP 50 | PP-23001928 | Functional | Others
5087 | Pindwara Chc | Blood Collection Monitor | Model Not Available | 3000045548 | Functional | Others
5088 | Gov. Hospital, Ratangarh Sdh | Pulse Oxymeter | Model Not Available | C10P1208 | Functional | Others
5089 | Sms Hospital | Multi-Para Monitor | Model not available | A11S3564 | Functional | Larsen And Tourbo Ltd
5090 | J.K.Loan Hospital, Kota | Pulse Oxymeter | Model Not Available | 3000046873 | Functional | Others
5091 | City Dispensary Srinagar Road | Syringe Needle Destroyer | Model not available | 34838 | Functional | Others
5092 | Pbm Medical College And Hospital | Monocular Microscope | Model not available | 2000035719 | Functional | Others
5093 | Pbm Medical College And Hospital | Monocular Microscope | Model not available | 2000035920 | Functional | Others
5094 | New Govt Medical College Kota | Freezes | MODEL NOT AVAILABLE | 3000041674 | Functional | Others
5095 | Pandit Briz Sundar Sharma General Hospital Bundi Dh | Binocular Microscope | Model Not Available | 3000041666 | Functional | Others
5096 | Satellite Hospital Adarsh Nagar Ajmer | Freezes | MODEL NOT AVAILABLE | 130371171 | Functional | Others
5097 | Gov. Hospital, Ratangarh Sdh | Pulse Oxymeter | Model Not Available | C09P0469 | Functional | Others
5098 | District Hospital Jalore Dh | Incubator | MODEL NOT AVAILABLE | 268 | Functional | Others
5099 | Rbm Hospital Bharatpur Dh | ENT Patient Chair | Model not available | 13792 | Functional | Toshiba Medical Systems
5100 | Rbm Hospital Bharatpur Dh | Ultra Sonography (USG) & Colour Dopler Machine | Model not available | 520505820 | Functional | Philips Electronics India Ltd
5101 | Jln Central Store Medical College | Syringe Infusion Pump | ZION PLUS | 2000034198 | Functional | Others
5102 | Jln Central Store Medical College | Syringe Infusion Pump | ZION PLUS | 2000034185 | Functional | Others
5103 | City Dispensary Ram Ganj | Ice lined refrigerator | Model Not Available | BE0TF4E0B00B2A6B0199 | Functional | Others
5104 | City Dispensary Ram Ganj | Ice lined refrigerator | Model Not Available | 11099 | Functional | Others
5105 | Rbm Hospital Bharatpur Dh | Suction Machine | Osmium | 2000003069 | Non Functional Repairable | Balaji Enterprises
5106 | Rbm Hospital Bharatpur Dh | Fetal Monitor | FD 9613 | 2000003071 | Non Functional Repairable | Bpl Medical Technologies
5107 | Jln Central Store Medical College | Syringe Infusion Pump | ZION PLUS | 2000034176 | Functional | Others
5108 | J.K.Loan Hospital, Kota | Multi-Para Monitor | Model not available | 330099 | Functional | Larsen And Tourbo Ltd
5109 | Nachna Chc | Hemoglobin meter | Model Not Available | 1302813120 | Functional | Cmho Supply
5110 | Aadail Phc | Binocular Microscope | Labomed - Vision 2000 | 20000001114 | Non Functional Repairable | Others
5111 | Dh Hanumangarh Town Dh | VDRL Rotator (Rotor and Shaker) | REMI | LPCM-1945 | Functional | Remi Electrotechnik Ltd
5112 | Nachna Chc | Binocular Microscope | M L W Intermed | 3000056221 | Functional | Cmho Supply
5113 | Jln Central Store Medical College | Multi-Para Monitor | iPM 12Vet | FH-53016-265 | Functional | Mindray Medical Electronics Co Ltd
5114 | Jawahar Hospital Jaisalmer Dh | Suction Machine | Model Not Available | 0GEL0301 | Functional | Others
5115 | Jln Central Store Medical College | Multi-Para Monitor | MODEL NOT AVAILABLE | 2000021786 | Functional | Others
5116 | Nachna Chc | Autoclave | Model not available | 3000056344 | Functional | Cmho Supply
5117 | Jln Central Store Medical College | Ventilator | Model Not Available | ASFM-0056 | Functional | Others
5118 | Jln Central Store Medical College | Suction Machine | Model Not Available | 2000032303 | Functional | Others
5119 | Jawahar Hospital Jaisalmer Dh | Defibrillator | MODEL NOT AVAILABLE | V500458596 | Functional | Others
5120 | Mt Abu Chc | Blood Bank Refrigerator | Model not available | 3000042591 | Functional | Others
5121 | Ramgarh Chc Jaisalmer | 100mA X-Ray Machine | Model not available | 3000056839 | Functional | Allengers Medical Systems Ltd
5122 | Jln Central Store Medical College | Multi-Para Monitor | Star 50 ( L and T ) | 2000033247 | Functional | Others
5123 | J.K.Loan Hospital, Kota | Nebulizer | Aero | 1302734 | Functional | Others
5124 | Reodar Chc | Spot Light ( Portable ) | Model Not Available | 2000035428 | Not in use | Others
5125 | Reodar Chc | Spot Light ( Portable ) | Model Not Available | 2000035429 | Not in use | Others
5126 | Pbm Medical College And Hospital | Weighing Machine | MODEL NOT AVAILABLE | 2000035878 | Functional | Others
5127 | Pbm Medical College And Hospital | Weighing Machine | MODEL NOT AVAILABLE | 2000035879 | Functional | Others
5128 | J.K.Loan Hospital, Kota | Syringe Infusion Pump | Model not available | E-1200587 | Functional | Simtek Medico Systems Pvt Ltd
5129 | Pbm Medical College And Hospital | Syringe Infusion Pump | Model not available | 2000035612 | Functional | Others
5130 | Pbm Medical College And Hospital | Syringe Infusion Pump | Model not available | 2000035613 | Functional | Others
5131 | Pbm Medical College And Hospital | Syringe Infusion Pump | Model not available | 2000035614 | Functional | Others
5132 | Pbm Medical College And Hospital | Syringe Infusion Pump | Model not available | 2000035615 | Functional | Others
5133 | Pbm Medical College And Hospital | Syringe Infusion Pump | Model not available | 2000035616 | Functional | Others
5134 | Pbm Medical College And Hospital | Syringe Infusion Pump | Model not available | 2000035617 | Functional | Others
5135 | Pbm Medical College And Hospital | Syringe Infusion Pump | Model not available | 2000035618 | Functional | Others
5136 | Ramgarh Chc Jaisalmer | Autoclave | Reico | 3000056850 | Functional | Reliance Instruments Corporation
5137 | Sam Chc | Syringe Needle Destroyer | Model not available | NBSD0715617 | Functional | Cmho Supply
5138 | Ramgarh Chc Jaisalmer | Suction Machine | Model Not Available | 3000056851 | Functional | Others
5139 | Pbm Medical College And Hospital | Multi-Para Monitor | Model not available | 2000035619 | Functional | Others
5140 | Pbm Medical College And Hospital | Multi-Para Monitor | Model not available | 2000035620 | Functional | Others
5141 | Pbm Medical College And Hospital | Multi-Para Monitor | Model not available | 2000035621 | Functional | Others
5142 | Pbm Medical College And Hospital | Multi-Para Monitor | Model not available | 2000035622 | Functional | Others
5143 | Pbm Medical College And Hospital | Multi-Para Monitor | Model not available | 2000035623 | Functional | Others
5144 | Pbm Medical College And Hospital | Syringe Infusion Pump | Model not available | 3000042670 | Functional | Others
5145 | Pbm Medical College And Hospital | Syringe Infusion Pump | Model not available | 3000042671 | Functional | Others
5146 | Jawahar Hospital Jaisalmer Dh | Tube Sealer for Blood bags | Model Not Available | 3000056464 | Functional | Others
5147 | Gov. Hospital, Ratangarh Sdh | Syringe Infusion Pump | Model Not Available | 9076 | Non Functional Not Repairable | Zeal Medical Pvt Ltd
5148 | District Hospital Jalore Dh | SPHYGMOMANOMETER(BP APPRATUS) | MODEL NOT AVAILABLE | 98135612 | Functional | Others
5149 | Rbm Hospital Bharatpur Dh | Radiant Heat Warmer | Medicaid - CardioFax 3R | i10570812 | Functional | Others
5150 | City Dispensary Pahar Ganj | Ice lined refrigerator | Model Not Available | 91007797 | Functional | Vestfrost Solutions
5151 | Rbm Hospital Bharatpur Dh | Tube Sealer for Blood bags | JOVE JA TS 55 | 1582 | Functional | Others
5152 | City Dispensary Policeline | Freezes | MODEL NOT AVAILABLE | 47803 | Functional | Cmho Supply
5153 | Rbm Hospital Bharatpur Dh | Tube Sealer for Blood bags | JOVE JA TS 55 | 2000003822 | Functional | Pawar Electro Systems Pvt Ltd
5154 | City Dispensary Policeline | Syringe Needle Destroyer | Nulife - Dots | NBSD0726681 | Functional | Cmho Supply
5155 | Jawahar Hospital Jaisalmer Dh | Mobile ( Portable ) X-Ray Machine | Model not available | 3000056423 | Functional | Others
5156 | District Hospital Jalore Dh | Radiant Heat Warmer | Model Not Available | 3000045871 | Functional | Others
5157 | Rampura District Hospitalkota Dh | Freezes | MODEL NOT AVAILABLE | 3000055304 | Functional | Others
5158 | Rbm Hospital Bharatpur Dh | Semi Automated Chemistry Analyzer | Biosystems - BTS 350 | 801754469 | Functional | Biosystems S A
5159 | Gov. Hospital, Ratangarh Sdh | SPHYGMOMANOMETER(BP APPRATUS-Digital) | Model Not Available | 3000053207 | Functional | Nova Biomedical
5160 | J.K.Loan Hospital, Kota | Multi-Para Monitor | Model not available | 258008116 | Functional | Others
5161 | Sankara Chc | Blood Bank Refrigerator | Model not available | BD14442 | Non Functional Not Repairable | Others
5162 | J.K.Loan Hospital, Kota | Multi-Para Monitor | Model not available | G3DK30082 | Functional | General Medical Equipment
5163 | Pbm Medical College And Hospital | Blood Gas Analyzer (ABG Machine) | Model not available | 3000045753 | Not in use | Others
5164 | J.K.Loan Hospital, Kota | Multi-Para Monitor | Model not available | G3DK30080 | Functional | General Medical Equipment
5165 | Ramgarh Chc Jaisalmer | Centrifuge Machine ( 8 Tube) | REMI - R 8C | LMLC-8494 | Functional | Others
5166 | Reodar Chc | Spot Light ( Portable ) | Model Not Available | 2000035416 | Functional | Others
5167 | Pbm Medical College And Hospital | Multi-Para Monitor | Model not available | 2000035818 | Functional | Others
5168 | Pbm Medical College And Hospital | Multi-Para Monitor | Model not available | 2000035823 | Functional | Others
5169 | Pbm Medical College And Hospital | Multi-Para Monitor | Model not available | 2000035824 | Functional | Others
5170 | Pbm Medical College And Hospital | Multi-Para Monitor | Model not available | 2000035826 | Functional | Others
5171 | Pbm Medical College And Hospital | Multi-Para Monitor | Model not available | 2000035830 | Functional | Others
5172 | Pbm Medical College And Hospital | Multi-Para Monitor | Model not available | 2000035831 | Functional | Others
5173 | Pbm Medical College And Hospital | Monocular Microscope | Model not available | 2000035721 | Functional | Others
5174 | Pbm Medical College And Hospital | Monocular Microscope | Model not available | 2000035722 | Functional | Others
5175 | Pbm Medical College And Hospital | Pulse Oxymeter | Model Not Available | 3000042645 | Functional | Others
5176 | Bajju Chc | Incubator | MODEL NOT AVAILABLE | 3000045347 | Functional | Cmho Supply
5177 | Pindwara Chc | Semi Automated Chemistry Analyzer | Model not Available | 3000045549 | Functional | Others
5178 | Rbm Hospital Bharatpur Dh | Binocular Microscope | Model Not Available | 3201357 | Functional | Others
5179 | Pbm Medical College And Hospital | Syringe Infusion Pump | Model not available | 3000045748 | Not in use | Others
5180 | Pbm Medical College And Hospital | Syringe Infusion Pump | Model not available | 3000045749 | Not in use | Others
5181 | Pbm Medical College And Hospital | Syringe Infusion Pump | Model not available | 3000045741 | Not in use | Others
5182 | City Dispensary Srinagar Road | Blood Cell Counter - 3 part | Model not available | 34833 | Functional | Others
5183 | Bajju Chc | Blood Cell Counter - 3 part | Nulife - Dots | 2000019629 | Functional | Mrk Healthcare Pvt Ltd Delhi
5184 | Dh Hanumangarh Town Dh | Autoclave | Model not available | 2000037721 | Functional | Others
5185 | J.K.Loan Hospital, Kota | Suction Machine | Model Not Available | 3000046876 | Functional | Others
5186 | Sms Hospital | Suction Machine | Model Not Available | B51705 | Functional | Others
5187 | Gov. Hospital, Ratangarh Sdh | Radiant Heat Warmer | Meditrin - Heat Warmer | NRHM/WM/091128 | Functional | Others
5188 | J.K.Loan Hospital, Kota | Anesthesia Machine | MODEL NOT AVAILABLE | 447 | Functional | Others
5189 | J.K.Loan Hospital, Kota | Pulse Oxymeter | Model Not Available | 3003770 | Functional | Schiller Healthcare India Pvt Ltd
5190 | Pbm Medical College And Hospital | Baby Weighing Machine | Docbel Braun | 3000042649 | Functional | Others
5191 | Sms Hospital | Syringe Needle Destroyer | Model not available | 1116360 | Functional | Others
5192 | Bajju Chc | Freezes | MODEL NOT AVAILABLE | 3000045358 | Non Functional Not Repairable | Electro Pvt Ltd Hydrabad
5193 | Rbm Hospital Bharatpur Dh | Weighing Machine | MODEL NOT AVAILABLE | 2000003813 | Functional | Others
5194 | J.K.Loan Hospital, Kota | Freezes | MODEL NOT AVAILABLE | BDI3529 | Functional | Remi Electrotechnik Ltd
5195 | Sam Chc | Centrifuge Machine ( 4 Tube ) | Model not available | 3000056114 | Functional | Cmho Supply
5196 | Sms Hospital | Ventilator | Model Not Available | 3000087346 | Functional | Others
5197 | Ramgarh Chc Jaisalmer | Blood Bank Refrigerator | Model not available | 3000056855 | Functional | Authentic Instruments Ltd
5198 | Mt Abu Chc | Freezes | MODEL NOT AVAILABLE | 300045521 | Functional | Others
5199 | Rbm Hospital Bharatpur Dh | Dental Chair Unit | Model Not Available | 3000086005 | Functional | Others
5200 | Rbm Hospital Bharatpur Dh | Instrument Sterilizer | Model Not Available | 3000086007 | Functional | Others
5201 | Pandit Briz Sundar Sharma General Hospital Bundi Dh | Freezes | MODEL NOT AVAILABLE | 3000041886 | Functional | Others
5202 | Gov. Hospital, Sujangarh Sdh | Phototherepy Unit | Meditrin - Digital Bilitimer Phototherapy | NRHM/DT09/46 | Functional | Meditrin Instruments
5203 | Gov. Hospital, Sujangarh Sdh | Phototherepy Unit | Fenam, Bilitron Sky 5006 | I-IJAK-440091 | Functional | Neonatal Innovations
5204 | Jln Central Store Medical College | Monocular Microscope | RMH-4 | 2000032255 | Functional | Radical Scientific Instruments Pvt Ltd
5205 | Jln Central Store Medical College | Monocular Microscope | RMH-4 | 2000032256 | Functional | Radical Scientific Instruments Pvt Ltd
5206 | Jln Central Store Medical College | Monocular Microscope | RMH-4 | 2000032258 | Functional | Radical Scientific Instruments Pvt Ltd
5207 | Pandit Briz Sundar Sharma General Hospital Bundi Dh | Phototherepy Unit | Fenam, Bilitron Sky 5006 | 3000041816 | Functional | Others
5208 | Pandit Briz Sundar Sharma General Hospital Bundi Dh | Oxygen Concentrator | Model Not Available | 3000041817 | Functional | Others
5209 | Jln Central Store Medical College | Monocular Microscope | RMH-4 | 2000032261 | Functional | Radical Scientific Instruments Pvt Ltd
5210 | Pandit Briz Sundar Sharma General Hospital Bundi Dh | Radiant Heat Warmer | Meditrin - Heat Warmer | 3000041808 | Functional | Others
5211 | Gov. Hospital, Ratangarh Sdh | SPHYGMOMANOMETER(BP APPRATUS-Digital) | Heine Beta - 200 S | 3000088336 | Functional | Others
5212 | Govt Hospitls Sriganganagar Dh | VDRL Rotator (Rotor and Shaker) | Model Not Available | 3000088338 | Functional | Others
5213 | Pandit Briz Sundar Sharma General Hospital Bundi Dh | Radiant Heat Warmer | Zeal - RHW 2101A | 3000041806 | Functional | Others
5214 | District Hospital Jalore Dh | Centrifuge Machine ( 8 Tube) | REMI - R 8C DX | KBE08773 | Functional | Remi Electrotechnik Ltd
5215 | Jln Central Store Medical College | Syringe Infusion Pump | ZION PLUS | 360 | Functional | Others
5216 | Jln Central Store Medical College | Syringe Infusion Pump | ZION PLUS | 2000034194 | Functional | Others
5217 | Jln Central Store Medical College | Syringe Infusion Pump | ZION PLUS | 2000034196 | Functional | Others
5218 | Rbm Hospital Bharatpur Dh | Fetal Monitor | EDAN F-6 | 2000003070 | Non Functional Repairable | Anupam Surgicals
5219 | Gov. Hospital, Ratangarh Sdh | Nebulizer | MODEL NOT AVAILABLE | NGM98848 | Functional | Others
5220 | Rbm Hospital Bharatpur Dh | Spot Light ( Portable ) | Model Not Available | 2000003076 | Non Functional Repairable | Surgicoin Medequip Pvt Ltd
5221 | Jawaja Chc | Colorimeter | MODEL NOT AVAILABLE | 603223 | Functional | Others
5222 | J.K.Loan Hospital, Kota | Monocular Microscope | Model not available | 130358710 | Functional | Others
5223 | Nachna Chc | Weighing Machine | MODEL NOT AVAILABLE | 30000563584 | Functional | Others
5224 | Nachna Chc | Radiant Heat Warmer | Model Not Available | VS3015138 | Functional | Others
5225 | Rbm Hospital Bharatpur Dh | Centrifuge Machine (36 Tubes) | REMI - R 23 | 8796 | Non Functional Not Repairable | Remi Electrotechnik Ltd
5226 | Rbm Hospital Bharatpur Dh | Centrifuge Machine (36 Tubes) | REMI - R 23 | 6838 | Functional | Remi Electrotechnik Ltd
5227 | Pbm Medical College And Hospital | Syringe Needle Destroyer | Model not available | 722 | Functional | Others
5228 | Gov. Hospital, Ratangarh Sdh | Radiant Heat Warmer | Model Not Available | RHW2101A/12132671 | Functional | Others
5229 | Rbm Hospital Bharatpur Dh | Blood Cell Counter - 3 part | Horiba - ABX Micros ES 60 | 1816 | Non Functional Not Repairable | Horiba India Pvt Ltd
5230 | District Hospital Jalore Dh | Hydraulic Operation Table | MODEL NOT AVAILABLE | 3000045882 | Functional | Others
5231 | Rbm Hospital Bharatpur Dh | Fully Automated Clinical Chemistry Analyzer | Transasia - ERBA XL 300 | 30082 | Non Functional Not Repairable | Trasasia Bio-Medicals Pvt
5232 | Rbm Hospital Bharatpur Dh | Urine Test Strip Analyzer | Model Not Available | 3110699 | Functional | Others
5233 | Gov. Hospital, Ratangarh Sdh | Radiant Heat Warmer | Model Not Available | NRHM/PT09/10 | Functional | Others
5234 | Rbm Hospital Bharatpur Dh | Blood Cell Counter - 5 part | Model not available | 4355 | Functional | Horiba India Pvt Ltd
5235 | Rbm Hospital Bharatpur Dh | Blood Bank Refrigerator | Model not available | 769 | Non Functional Not Repairable | Blue Star Limited
5236 | Kadera Chc | Nebulizer | MODEL NOT AVAILABLE | 2000034890 | Functional | Others
5237 | City Dispensary Beawar | SPHYGMOMANOMETER(BP APPRATUS) | MODEL NOT AVAILABLE | M436945 | Functional | Others
5238 | Gov. Hospital, Ratangarh Sdh | Syringe Needle Destroyer | Model not available | 14G1253 | Functional | Others
5239 | City Dispensary Gulabbadi | SPHYGMOMANOMETER(BP APPRATUS) | MODEL NOT AVAILABLE | 3000047739 | Functional | Cmho Supply
5240 | City Dispensary Gulabbadi | Syringe Needle Destroyer | Nulife - Dots | 47740 | Functional | Others
5241 | Gov. Hospital, Sujangarh Sdh | 100mA X-Ray Machine | Allengers - 100 FCF | 9800250 | Functional | Rhsdp Supply
5242 | Jln Central Store Medical College | Monocular Microscope | Model not available | 141174563 | Functional | Labomed
5243 | Jln Central Store Medical College | Monocular Microscope | Model not available | 141174500 | Functional | Labomed
5244 | Sms Hospital | X-Ray Viewer Box | Model Not Available | 3000087378 | Functional | Allengers Medical Systems Ltd
5245 | Dh Hanumangarh Town Dh | Hemoglobin meter | HB 301 | 19438138-46 | Functional | Hemocue India
5246 | City Dispensary Diggi Bazar | Syringe Needle Destroyer | Nulife - Dots | NBSD0726716 | Functional | Others
5247 | City Dispensary Diggi Bazar | SPHYGMOMANOMETER(BP APPRATUS) | MODEL NOT AVAILABLE | 47130 | Functional | Others
5248 | Gov. Hospital, Ratangarh Sdh | Binocular Microscope | Model Not Available | 22264 | Functional | Others
5249 | Sms Hospital | Multi-Para Monitor | Model Not Available | 2000019467 | Non Functional Not Repairable | Zeal Medical Pvt Ltd
5250 | Sms Hospital | Multi-Para Monitor | Model not available | M003E004998 | Functional | Schiller Healthcare India Pvt Ltd
5251 | Govt Hospitls Sriganganagar Dh | Blood Collection Monitor | BCM21WDx | 231/9-10 | Functional | Authentic Instruments Ltd
5252 | Zanana Hospital Ajmer Medical Collage Hospital | Pulse Oxymeter | Model Not Available | 908475 | Functional | Others
5253 | Govt Hospitls Sriganganagar Dh | Blood Bank Refrigerator | REMI - BR 70 | 3000048324 | Functional | Remi Electrotechnik Ltd
5254 | Rbm Hospital Bharatpur Dh | Dental Chair Unit | Model Not Available | 30000860013 | Functional | Others
5255 | Jln Central Store Medical College | Syringe Infusion Pump | ZION PLUS | 366 | Functional | Others
5256 | Jln Central Store Medical College | Syringe Infusion Pump | ZION PLUS | 2000034192 | Functional | Others
5257 | Rbm Hospital Bharatpur Dh | 500mA X-Ray Machine | Model not available | 70514 | Functional | Adonis Medical Equipments Pvt Ltd
5258 | Jln Central Store Medical College | Syringe Infusion Pump | ZION PLUS | 2000034182 | Functional | Others
5259 | Jawahar Hospital Jaisalmer Dh | C-Arm Image Intensifier | Allengers - HF 49R | 2K203082-C | Functional | Others
5260 | Gov. Hospital, Ratangarh Sdh | Syringe Needle Destroyer | Jupiter 200 | 3000086021 | Functional | Others
5261 | District Hospital Jalore Dh | Blood Bank Refrigerator | Model Not Available | 3000042772 | Functional | Others
5262 | Gov. Hospital, Ratangarh Sdh | Syringe Infusion Pump | SIMTEK - Infutek 405 | 1903114.5ST06 | Functional | Others
5263 | Rbm Hospital Bharatpur Dh | Instrument Sterilizer | Model Not Available | 2000003075 | Non Functional Repairable | Others
5264 | J.K.Loan Hospital, Kota | Phototherepy Unit | MODEL NOT AVAILABLE | 3000055996 | Functional | Others
5265 | Zanana Hospital Ajmer Medical Collage Hospital | Blood Bank Refrigerator | Model not available | 3000047100 | Functional | Haier Appliances India Pvt
5266 | Zanana Hospital Ajmer Medical Collage Hospital | Syringe Needle Destroyer | Model not available | 2000033773 | Functional | Others
5267 | Pbm Medical College And Hospital | Hydraulic Operation Table | MODEL NOT AVAILABLE | 3000045788 | Functional | Others
5268 | Pbm Medical College And Hospital | Hydraulic Operation Table | MODEL NOT AVAILABLE | 3000045794 | Functional | Others
5269 | Pbm Medical College And Hospital | Hydraulic Operation Table | MODEL NOT AVAILABLE | 3000045795 | Functional | Others
5270 | Pbm Medical College And Hospital | Multi-Para Monitor | Model not available | 3000042665 | Functional | Others
5271 | Pbm Medical College And Hospital | Multi-Para Monitor | Model not available | 3000042666 | Functional | Others
5272 | Pbm Medical College And Hospital | Multi-Para Monitor | Model not available | MP/AMJ127 | Functional | Others
5273 | Pbm Medical College And Hospital | Multi-Para Monitor | Model not available | MP/AMJ123 | Functional | Others
5274 | Pbm Medical College And Hospital | Multi-Para Monitor | Model not available | MP/AMJ151 | Functional | Others
5275 | Pbm Medical College And Hospital | Multi-Para Monitor | Model not available | MP/AMJ109 | Functional | Others
5276 | Pbm Medical College And Hospital | Multi-Para Monitor | MODEL NOT AVAILABLE | 2000033130 | Functional | Others
5277 | Sam Chc | SPHYGMOMANOMETER(BP APPRATUS) | MODEL NOT AVAILABLE | 13N046 | Functional | Others
5278 | Pbm Medical College And Hospital | SPHYGMOMANOMETER(BP APPRATUS) | MODEL NOT AVAILABLE | 2000035880 | Functional | Others
5279 | Pbm Medical College And Hospital | SPHYGMOMANOMETER(BP APPRATUS) | MODEL NOT AVAILABLE | 2000035883 | Functional | Others
5280 | Pbm Medical College And Hospital | SPHYGMOMANOMETER(BP APPRATUS) | MODEL NOT AVAILABLE | 2000035884 | Functional | Others
5281 | Pbm Medical College And Hospital | SPHYGMOMANOMETER(BP APPRATUS) | MODEL NOT AVAILABLE | 2000035886 | Functional | Others
5282 | Pbm Medical College And Hospital | SPHYGMOMANOMETER(BP APPRATUS) | MODEL NOT AVAILABLE | 2000035887 | Functional | Others
5283 | Pbm Medical College And Hospital | SPHYGMOMANOMETER(BP APPRATUS) | MODEL NOT AVAILABLE | 2000035889 | Functional | Others
5284 | Jln Central Store Medical College | Ventilator | AVEA | BBU01100 | Functional | Others
5285 | Ramgarh Chc Jaisalmer | Weighing Machine | MODEL NOT AVAILABLE | 3000056857 | Functional | Others
5286 | J.K.Loan Hospital, Kota | Hemoglobin meter | Model Not Available | 3000055858 | Functional | Others
5287 | Mohangarh Chc | Freezes | MODEL NOT AVAILABLE | 05734ZAZ-600322V | Functional | Others
5288 | Ramgarh Chc Jaisalmer | Pulse Oxymeter | Model Not Available | 3000056858 | Functional | Medicaid Systems
5289 | Sms Hospital | Centrifuge Machine (36 Tubes) | Model Not Available | 3000085312 | Functional | Others
5290 | Jln Central Store Medical College | Intensive Care Bed | Janak | 101215 | Functional | Others
5291 | Ramgarh Chc Jaisalmer | Defibrillator | MODEL NOT AVAILABLE | 3000056862 | Functional | Schiller Healthcare India Pvt Ltd
5292 | Mohangarh Chc | Hot Air Oven | Yorco - YSI - 431D | 13GS187 | Functional | Cmho Supply
5293 | J.K.Loan Hospital, Kota | Freezes | MODEL NOT AVAILABLE | ZBBR-04925 | Functional | Remi Electrotechnik Ltd
5294 | Pbm Medical College And Hospital | Instrument Sterilizer | Model Not Available | 2000035888 | Functional | Others
5295 | Sms Hospital | Boyles Apparatus | MODEL NOT AVAILABLE | 30813 | Functional | Others
5296 | J.K.Loan Hospital, Kota | Freezes | MODEL NOT AVAILABLE | 3000055834 | Functional | Others
5297 | Mohangarh Chc | Blood Cell Counter - 3 part | Horiba - ABX Micros ES 60 | 305ES0H05632 | Functional | Horiba India Pvt Ltd
5298 | R D 820 Phc | Centrifuge Machine ( 4 Tube ) | Model not available | 2000035229 | Functional | Others
5299 | Pbm Medical College And Hospital | SPHYGMOMANOMETER(BP APPRATUS) | MODEL NOT AVAILABLE | 2000035633 | Functional | Others
5300 | Pbm Medical College And Hospital | SPHYGMOMANOMETER(BP APPRATUS) | MODEL NOT AVAILABLE | 2000035634 | Functional | Others
5301 | Pbm Medical College And Hospital | SPHYGMOMANOMETER(BP APPRATUS) | MODEL NOT AVAILABLE | 2000035635 | Functional | Others
5302 | Pbm Medical College And Hospital | SPHYGMOMANOMETER(BP APPRATUS) | MODEL NOT AVAILABLE | 2000035636 | Functional | Others
5303 | Satellite Hospital Adarsh Nagar Ajmer | Radiant Heat Warmer | Model Not Available | 2000033493 | Functional | Meditrin Instruments
5304 | Jln Central Store Medical College | Syringe Infusion Pump | ZION PLUS | 356 | Functional | Others
5305 | Satellite Hospital Adarsh Nagar Ajmer | ELISA READR WITH WASHER | RT 2100C AND RT 2600C | 451526007E | Functional | Rayto Life And Analytical Sciences Co Ltd
5306 | Satellite Hospital Adarsh Nagar Ajmer | Hemoglobin meter | HB 301 | 1342813090 | Functional | Hemocue India
5307 | Rbm Hospital Bharatpur Dh | 500mA X-Ray Machine | Model not available | 1118 | Functional | Others
5308 | District Hospital Jalore Dh | Semi Automated Chemistry Analyzer | Model not Available | MT0371/2009-10 | Functional | Others
5309 | Jln Central Store Medical College | Syringe Infusion Pump | ZION PLUS | 2000034181 | Functional | Others
5310 | Satellite Hospital Adarsh Nagar Ajmer | Radiant Heat Warmer | Model Not Available | 2000033501 | Not in use | Edan Smart
5311 | Gov. Hospital, Ratangarh Sdh | Radiant Heat Warmer | Meditrin - Heat Warmer | NRHM/WM0984 | Functional | Others
5312 | Jawahar Hospital Jaisalmer Dh | Nebulizer | MODEL NOT AVAILABLE | 5587 | Functional | Others
5313 | Jawahar Hospital Jaisalmer Dh | Ice lined refrigerator | Model Not Available | 005NLEK001892 | Functional | Others
5314 | District Hospital Jalore Dh | Binocular Microscope | Model Not Available | 01F-2477 | Functional | Others
5315 | Jln Central Store Medical College | Syringe Infusion Pump | ZION PLUS | 2000034195 | Functional | Others
5316 | Gov. Hospital, Ratangarh Sdh | Pulse Oxymeter | MEDITEC P201 | 3000053180 | Functional | Others
5317 | Jawahar Hospital Jaisalmer Dh | Blood Cell Counter - 3 part | Model not available | 3000056456 | Functional | Others
5318 | J.K.Loan Hospital, Kota | Syringe Infusion Pump | SIMTEK - Infutek 405 | 3000055963 | Non Functional Not Repairable | Others
5319 | J.K.Loan Hospital, Kota | Monocular Microscope | Model not available | 130358708 | Functional | Others
5320 | Jawahar Hospital Jaisalmer Dh | Multi-Para Monitor | Model not available | 3000056500 | Functional | Others
5321 | Nachna Chc | Baby Weighing Machine | Model Not Available | 3000056360 | Functional | Others
5322 | Jawahar Hospital Jaisalmer Dh | SPHYGMOMANOMETER(BP APPRATUS) | MODEL NOT AVAILABLE | 3000056532 | Functional | Others
5323 | Rbm Hospital Bharatpur Dh | Spot Light ( Portable ) | Model Not Available | 2000003067 | Functional | Others
5324 | J.K.Loan Hospital, Kota | Monocular Microscope | Model not available | 3000046633 | Non Functional Not Repairable | Others
5325 | J.K.Loan Hospital, Kota | Phototherepy Unit | Meditrin - Digital Bilitimer Phototherapy | 3000055979 | Functional | Others
5326 | Nachna Chc | Instrument Sterilizer | Model Not Available | 3000056362 | Functional | Cmho Supply
5327 | Jawahar Hospital Jaisalmer Dh | ECG Machine (Single Channel) | BPL - Cardiart 108T | AUMLOG16058 | Functional | Others
5328 | Sms Hospital | Syringe Needle Destroyer | Model not available | 111359 | Functional | Others
5329 | Pbm Medical College And Hospital | Syringe Infusion Pump | Model not available | 3000042672 | Functional | Others
5330 | Pbm Medical College And Hospital | Syringe Infusion Pump | Model not available | 3000042673 | Functional | Others
5331 | Pbm Medical College And Hospital | Syringe Infusion Pump | Model not available | 3000042674 | Functional | Others
5332 | Pbm Medical College And Hospital | Syringe Infusion Pump | Model not available | 3000042675 | Functional | Others
5333 | Sam Chc | Baby Weighing Machine | Model Not Available | 30722702 | Functional | Others
5334 | Swaroopganj Phc | Boyles Apparatus | MODEL NOT AVAILABLE | 2000035475 | Functional | Others
5335 | Sms Hospital | Defibrillator | MODEL NOT AVAILABLE | 3000085387 | Functional | Others
5336 | Sms Hospital | Nebulizer | MODEL NOT AVAILABLE | 3000087456 | Non Functional Not Repairable | Others
5337 | Sms Hospital | Syringe Needle Destroyer | Model not available | 3000085388 | Functional | Others
5338 | R D 820 Phc | Suction Machine | Model Not Available | 2000035243 | Functional | Others
5339 | Gajner Chc | Syringe Needle Destroyer | Model not available | 337 | Functional | Linco Scientific Instruments And Chemicals (P) Ltd
5340 | Pindwara Chc | Radiant Heat Warmer | Model Not Available | 3000045564 | Functional | Others
5341 | Sms Hospital | Ventilator | Model Not Available | EL2D1312071 | Functional | Others
5342 | R D 820 Phc | Baby Weighing Machine | Model Not Available | 2000035244 | Functional | Others
5343 | J.K.Loan Hospital, Kota | Freezes | MODEL NOT AVAILABLE | 3000055856 | Functional | Others
5344 | Sms Hospital | Weighing Machine | MODEL NOT AVAILABLE | 3000087807 | Functional | Others
5345 | J.K.Loan Hospital, Kota | Syringe Needle Destroyer | NSD100 | 3000046912 | Functional | Mico
5346 | Reodar Chc | Ice lined refrigerator | Model Not Available | 2000035433 | Functional | Others
5347 | Reodar Chc | Ice lined refrigerator | Model Not Available | 2000035434 | Functional | Others
5348 | Sms Hospital | ECG Machine (Twelve Channel ) | Cardiotouch Bionet 3000 | T200300037 | Functional | Bionet Co Ltd
5349 | Swaroopganj Phc | Suction Machine | Model Not Available | 2000035476 | Functional | Others
5350 | Pindwara Chc | Suction Machine | Model Not Available | 3000045566 | Functional | Others
5351 | Gajner Chc | Radiant Heat Warmer | Zeal - RHW 2101A | 3000042361 | Functional | Zeal Medical Pvt Ltd
5352 | Pbm Medical College And Hospital | Syringe Needle Destroyer | Model not available | 2000035881 | Functional | Others
5353 | Pandit Briz Sundar Sharma General Hospital Bundi Dh | Oxygen Concentrator | Model Not Available | 3000041822 | Functional | Others
5354 | Jln Central Store Medical College | Monocular Microscope | RMH-4 | 2000032257 | Functional | Radical Scientific Instruments Pvt Ltd
5355 | Pandit Briz Sundar Sharma General Hospital Bundi Dh | Oxygen Concentrator | BPL - OG 4203 | 3000041815 | Functional | Others
5356 | Govt Hospitls Sriganganagar Dh | Water Bath | Model not available | 3000048329 | Functional | Others
5357 | Pandit Briz Sundar Sharma General Hospital Bundi Dh | Radiant Heat Warmer | MODEL NOT AVAILABLE | 3000259246 | Functional | Others
5358 | Gov. Hospital, Ratangarh Sdh | Suction Machine | Model not available | 2K110303073 | Functional | Allengers Medical Systems Ltd
5359 | Satellite Hospital Adarsh Nagar Ajmer | Centrifuge Machine ( 8 Tube) | Model Not Available | 456 | Functional | Tanco -P L Tondon Company
5360 | Pandit Briz Sundar Sharma General Hospital Bundi Dh | Radiant Heat Warmer | Zeal - RHW 2101A | 3000041805 | Functional | Others
5361 | Kawantia Hospital Dh | Weighing Machine | MODEL NOT AVAILABLE | hbk/gen/0001 | Functional | Others
5362 | Rbm Hospital Bharatpur Dh | SPHYGMOMANOMETER(BP APPRATUS) | MODEL NOT AVAILABLE | 2000003003 | Non Functional Repairable | Others
5363 | Pbm Medical College And Hospital | Multi-Para Monitor | Model Not Available | 2000021996 | Non Functional Not Repairable | Zeal Medical Pvt Ltd
5364 | Pbm Medical College And Hospital | Multi-Para Monitor | Model not available | MP/AME400 | Functional | Others
5365 | Pbm Medical College And Hospital | Multi-Para Monitor | Model not available | MP/AMJ110 | Functional | Others
5366 | Pbm Medical College And Hospital | Multi-Para Monitor | Model not available | MP/AME353 | Functional | Others
5367 | Jawahar Hospital Jaisalmer Dh | Weighing Machine | MODEL NOT AVAILABLE | 3000056052 | Functional | Others
5368 | J.K.Loan Hospital, Kota | ELISA Washer | Model not available | AW0100111RBK | Functional | Robonik India Pvt Ltd
5369 | Rbm Hospital Bharatpur Dh | Pulse Oxymeter | Model Not Available | 2000003044 | Functional | Others
5370 | Sms Hospital | Suction Machine | Model Not Available | 3000087315 | Functional | Others
5371 | J.K.Loan Hospital, Kota | Horizontal Laminar Flow | MODEL NOT AVAILABLE | 3000046661 | Functional | Jove Automation Ltd
5372 | Sankara Chc | Phototherepy Unit | Fenam, Bilitron Sky 5006 | 3000056673 | Functional | Fanem
5373 | Rbm Hospital Bharatpur Dh | Multi-Para Monitor | Model not available | 2000003039 | Functional | Others
5374 | Sms Hospital | Defibrillator | MODEL NOT AVAILABLE | DF2617 | Functional | Bpl Medical Technologies
5375 | J.K.Loan Hospital, Kota | Blood Bank Refrigerator | REMI - BR 300 | BDI3530 | Functional | Remi Electrotechnik Ltd
5376 | Pbm Medical College And Hospital | Multi-Para Monitor | Model not available | 3000042660 | Not in use | Others
5377 | Reodar Chc | Fetal Doppler | ND - 102 | 3000042100 | Functional | Others
5378 | J.K.Loan Hospital, Kota | ELISA Washer | Model not available | AW0908BAK060 | Functional | Robonik India Pvt Ltd
5379 | Mohangarh Chc | Semi Automated Chemistry Analyzer | 3300 | 33006725 | Functional | Awarness Technologies
5380 | Mohangarh Chc | Binocular Microscope | BLS 116 | 6179 | Functional | Cmho Supply
5381 | J.K.Loan Hospital, Kota | O.T. Light Single Dome | MODEL NOT AVAILABLE | 3000046845 | Functional | Others
5382 | Sms Hospital | ECG Machine (Twelve Channel ) | BPL - Cardiart 8108R | DUTA2C1450 | Functional | Bpl Medical Technologies
5383 | J.K.Loan Hospital, Kota | Hemoglobin meter | MODEL NOT AVAILABLE | 3000081003 | Functional | Others
5384 | Ramgarh Chc Jaisalmer | Slit Lamp | DEE 510 | 3000056866 | Functional | Deepak Enterprises
5385 | Mohangarh Chc | Glucometer | Model not available | GN06614736 | Functional | Roche Digital Pvt Ltd
5386 | Reodar Chc | Blood Bank Refrigerator | Model Not Available | 3000081004 | Functional | Others
5387 | Ramgarh Chc Jaisalmer | VDRL Rotator (Rotor and Shaker) | Yorco - YSI 148 | 3000056867 | Functional | York Scientific Industries Pvt Ltd
5388 | Pindwara Chc | Double Puncture Laparoscope with Console Unit | Model Not Available | 3000045569 | Functional | Others
5389 | J.K.Loan Hospital, Kota | Labour Table | Model Not Available | 3000046847 | Functional | Others
5390 | Ramgarh Chc Jaisalmer | Autoclave | Model not available | 3000056869 | Functional | Yorco Sales Pvt Ltd
5391 | Sms Hospital | SPHYGMOMANOMETER(BP APPRATUS) | Pagoda | 3000087350 | Functional | Others
5392 | Pindwara Chc | Syringe Needle Destroyer | Model not available | 3000045570 | Functional | Others
5393 | Pbm Medical College And Hospital | SPHYGMOMANOMETER(BP APPRATUS) | MODEL NOT AVAILABLE | 3000045627 | Functional | Others
5394 | Pbm Medical College And Hospital | SPHYGMOMANOMETER(BP APPRATUS) | MODEL NOT AVAILABLE | 3000045579 | Functional | Others
5395 | J.K.Loan Hospital, Kota | Labour Table | Model Not Available | 3000046850 | Functional | Others
5396 | Mohangarh Chc | Syringe Needle Destroyer | Microsil ND 20 | 3000056308 | Functional | Cmho Supply
5397 | Sms Hospital | Syringe Needle Destroyer | Model not available | NBSD0719328 | Functional | Others
5398 | Jln Central Store Medical College | Intensive Care Bed | Janak | 2000033249 | Functional | Janak Healthcare Pvt Ltd
5399 | Swaroopganj Phc | Instrument Sterilizer | MODEL NOT AVAILABLE | 2000021834 | Functional | Others
5400 | Sms Hospital | Tube Sealer for Blood bags | Model Not Available | 2000022963 | Functional | Others
5401 | J.K.Loan Hospital, Kota | Radiant Heat Warmer | Meditrin - Heat Warmer | 3000046853 | Functional | Others
5402 | Sms Hospital | Tube Sealer for Blood bags | Model Not Available | 2021483 | Functional | Others
5403 | Sms Hospital | Anesthesia Machine | MODEL NOT AVAILABLE | 3000085138 | Functional | Others
5404 | J.K.Loan Hospital, Kota | Syringe Needle Destroyer | Model not available | 3000046910 | Functional | Others
5405 | J.K.Loan Hospital, Kota | Syringe Infusion Pump | SIMTEK - Infutek 405 | 1902134SEX1ST08 | Functional | Simtek Medico Systems Pvt Ltd
5406 | Dh Hanumangarh Town Dh | Hydraulic Operation Table | MODEL NOT AVAILABLE | 2000031648 | Functional | Others
5407 | Rampura District Hospitalkota Dh | O.T. Light Single Dome | MODEL NOT AVAILABLE | 3000046999 | Functional | Cmho Supply
5408 | J.K.Loan Hospital, Kota | Syringe Infusion Pump | SIMTEK - Infutek 405 | 21021245AJ01 | Functional | Simtek Medico Systems Pvt Ltd
5409 | J.K.Loan Hospital, Kota | SPHYGMOMANOMETER(BP APPRATUS) | MODEL NOT AVAILABLE | 3000096904 | Functional | Others
5410 | J.K.Loan Hospital, Kota | Syringe Infusion Pump | SIMTEK - Infutek 405 | 03021245SY05 | Functional | Simtek Medico Systems Pvt Ltd
5411 | Dh Hanumangarh Town Dh | Radiant Heat Warmer | Meditrin - Heat Warmer | 2000031698 | Functional | Meditrin Instruments
5412 | Pandit Briz Sundar Sharma General Hospital Bundi Dh | Anesthesia Machine | MODEL NOT AVAILABLE | 2001822 | Functional | Others
5413 | Bager Chc | Blood Bank Refrigerator | Model not available | 2005121083 | Non Functional Repairable | Donation
5414 | Pandit Briz Sundar Sharma General Hospital Bundi Dh | Hydraulic Operation Table | MODEL NOT AVAILABLE | 3000041711 | Functional | Others
5415 | New Govt Medical College Kota | Binocular Microscope | Labomed - Vision 2000 | 1303558748 | Functional | Labomed
5416 | City Dispensary Ram Ganj | Centrifuge Machine ( 8 Tube) | Model Not Available | 2000033852 | Functional | Others
5417 | Jawahar Hospital Jaisalmer Dh | Syringe Needle Destroyer | Model not available | 14c148 | Functional | Others
5418 | Jawahar Hospital Jaisalmer Dh | Syringe Needle Destroyer | Model not available | 14c179 | Functional | Others
5419 | Jawahar Hospital Jaisalmer Dh | Syringe Needle Destroyer | Model not available | 14c180 | Functional | Others
5420 | Jawahar Hospital Jaisalmer Dh | Syringe Needle Destroyer | Model not available | 14c183 | Functional | Others
5421 | Jawahar Hospital Jaisalmer Dh | Syringe Needle Destroyer | Model not available | 14c178 | Functional | Others
5422 | Jawahar Hospital Jaisalmer Dh | Syringe Needle Destroyer | Model not available | 14c182 | Functional | Others
5423 | Jawahar Hospital Jaisalmer Dh | Syringe Needle Destroyer | Model not available | 14c166 | Functional | Others
5424 | Jawahar Hospital Jaisalmer Dh | Syringe Needle Destroyer | Model not available | 14c163 | Functional | Others
5425 | Jawahar Hospital Jaisalmer Dh | Syringe Needle Destroyer | Model not available | 14c157 | Functional | Others
5426 | Jawahar Hospital Jaisalmer Dh | Syringe Needle Destroyer | Model not available | 14c168 | Functional | Others
5427 | District Hospital Jalore Dh | Autoclave | Model not available | 3000045832 | Functional | Yorco Sales Pvt Ltd
5428 | Gov. Hospital, Ratangarh Sdh | Syringe Infusion Pump | Model not available | 1304114.5ST01 | Functional | Others
5429 | Jln Central Store Medical College | Ventilator | HAMILTON-C2 | 6624 | Functional | Hamilton Medical
5430 | District Hospital Jalore Dh | Water Bath | Model not available | 30000458304 | Functional | Others
5431 | Pbm Medical College And Hospital | Syringe Needle Destroyer | Model not available | 2000035882 | Functional | Others
5432 | Pbm Medical College And Hospital | Syringe Needle Destroyer | Model not available | 2000035632 | Functional | Others
5433 | J.K.Loan Hospital, Kota | Syringe Needle Destroyer | NSD100 | 3000055859 | Functional | Others
5434 | Ramgarh Chc Jaisalmer | Defibrillator | MODEL NOT AVAILABLE | 3000056859 | Functional | Schiller Healthcare India Pvt Ltd
5435 | J.K.Loan Hospital, Kota | 100mA X-Ray Machine | Model not available | 3885 | Functional | Others
5436 | Ramgarh Chc Jaisalmer | Anesthesia Machine | MODEL NOT AVAILABLE | 3000056863 | Functional | Others
5437 | Gajner Chc | Pulse Oxymeter | Model Not Available | 3469 | Functional | Others
5438 | Pbm Medical College And Hospital | ECG Machine (Single Channel) | BPL - Cardiart 108T | 3000045728 | Functional | Others
5439 | Ramgarh Chc Jaisalmer | Nebulizer | MODEL NOT AVAILABLE | 3000056865 | Functional | Others
5440 | J.K.Loan Hospital, Kota | Fetal Monitor | EDAN F-6 | 3000046843 | Functional | Others
5441 | Gajner Chc | Spot Light ( Portable ) | Model Not Available | 3000042364 | Functional | Others
5442 | Gajner Chc | Spot Light ( Portable ) | Model Not Available | 3000042365 | Functional | Others
5443 | J.K.Loan Hospital, Kota | O.T. Light Single Dome | MODEL NOT AVAILABLE | 3000046848 | Functional | Others
5444 | Pbm Medical College And Hospital | O.T. Light Single Dome | MODEL NOT AVAILABLE | 3000045601 | Functional | Others
5445 | Pbm Medical College And Hospital | O.T. Light Single Dome | MODEL NOT AVAILABLE | 3000045621 | Functional | Others
5446 | Pbm Medical College And Hospital | Syringe Needle Destroyer | Model not available | 3000045627 | Functional | Others
5447 | Pbm Medical College And Hospital | Syringe Needle Destroyer | Model not available | 3000045579 | Functional | Others
5448 | Mt Abu Chc | Automated Urine Analyzer | Model not available | DPLC-2722 | Functional | Others
5449 | Pbm Medical College And Hospital | Ventilator | Model Not Available | 3000045632 | Functional | Others
5450 | Pbm Medical College And Hospital | Ventilator | Model Not Available | 3000045633 | Functional | Others
5451 | Pbm Medical College And Hospital | Ventilator | Model Not Available | 3000045634 | Functional | Others
5452 | Pbm Medical College And Hospital | Ventilator | Model Not Available | 3000045635 | Functional | Others
5453 | 17 Z Phc | Multi-Para Monitor | Model not available | 3000045603 | Functional | Others
5454 | 17 Z Phc | Multi-Para Monitor | Model not available | 3000045604 | Functional | Others
5455 | 17 Z Phc | Multi-Para Monitor | Model not available | 3000045605 | Functional | Others
5456 | 17 Z Phc | Multi-Para Monitor | Model not available | 3000045617 | Functional | Others
5457 | Rbm Hospital Bharatpur Dh | SPHYGMOMANOMETER(BP APPRATUS) | MODEL NOT AVAILABLE | 2000003004 | Non Functional Not Repairable | Others
5458 | City Dispensary Ram Ganj | ECG Machine (Three Channel ) | BPL 8408 | J4K7038 | Functional | Cmho Supply
5459 | Jawahar Hospital Jaisalmer Dh | ECG Machine (Single Channel) | Medicaid - Cardio Fax | C61-3257 | Functional | Others
5460 | Gov. Hospital, Ratangarh Sdh | Syringe Infusion Pump | Model not available | 1603114.5ST01 | Functional | Others
5461 | City Dispensary Ram Ganj | Monocular Microscope | Model not available | 2000033850 | Functional | Others
5462 | Kawantia Hospital Dh | Weighing Machine | MODEL NOT AVAILABLE | hbk/gen/0002 | Functional | Others
5463 | Rbm Hospital Bharatpur Dh | Baby Weighing Machine | Model Not Available | 2000003244 | Non Functional Repairable | Others
5464 | Kawantia Hospital Dh | Weighing Machine | MODEL NOT AVAILABLE | hbk/gen/0003 | Functional | Others
5465 | Kawantia Hospital Dh | Weighing Machine | MODEL NOT AVAILABLE | hbk/gen/0004 | Functional | Others
5466 | Kawantia Hospital Dh | Weighing Machine | MODEL NOT AVAILABLE | hbk/gen/0005 | Functional | Others
5467 | Jawahar Hospital Jaisalmer Dh | Phototherepy Unit | MODEL NOT AVAILABLE | 3000056803 | Not in use | Others
5468 | Jawahar Hospital Jaisalmer Dh | Phototherepy Unit | MODEL NOT AVAILABLE | 3000056804 | Not in use | Others
5469 | Jln Central Store Medical College | Ventilator | HAMILTON-C2 | 66011 | Functional | Others
5470 | Kawantia Hospital Dh | Weighing Machine | MODEL NOT AVAILABLE | hbk/gen/0006 | Functional | Others
5471 | Jln Central Store Medical College | Ventilator | HAMILTON-C2 | 6645 | Functional | Hamilton Medical
5472 | District Hospital Jalore Dh | Instrument Sterilizer | Model Not Available | 3000045837 | Functional | Others
5473 | Mt Abu Chc | Hydraulic Operation Table | MODEL NOT AVAILABLE | 3000042582 | Functional | Others
5474 | Pbm Medical College And Hospital | Freezes | MODEL NOT AVAILABLE | J13D546 | Functional | Others
5475 | Reodar Chc | Radiant Heat Warmer | Zeal - RHW 2101A | 2000035413 | Functional | Others
5476 | 17 Z Phc | 300mA X-Ray Machine | Model not available | D-110/266 | Functional | Others
5477 | Sms Hospital | Multi-Para Monitor | Model not available | M003E004995 | Functional | Schiller Healthcare India Pvt Ltd
5478 | J.K.Loan Hospital, Kota | Pulse Oxymeter | Model Not Available | C13PA6074 | Functional | Others
5479 | Ramgarh Chc Jaisalmer | Radiant Heat Warmer | Meditrin - Heat Warmer | 1165 | Functional | Deepak Enterprises
5480 | Reodar Chc | Instrument Sterilizer | Model Not Available | 2000035417 | Functional | Others
5481 | J.K.Loan Hospital, Kota | Pulse Oxymeter | Model Not Available | C13PA6076 | Functional | Others
5482 | J.K.Loan Hospital, Kota | Electrolyte Analyzer | Model not available | RT0040711RBK | Functional | Robonik India Pvt Ltd
5483 | Swaroopganj Phc | Labour Table | Model Not Available | 2000035480 | Functional | Others
5484 | Pbm Medical College And Hospital | Suction Machine | Model Not Available | 3000045636 | Functional | Others
5485 | Pbm Medical College And Hospital | Suction Machine | Model Not Available | 3000045637 | Functional | Others
5486 | Pbm Medical College And Hospital | SPHYGMOMANOMETER(BP APPRATUS) | MODEL NOT AVAILABLE | 2000035587 | Functional | Others
5487 | Pbm Medical College And Hospital | SPHYGMOMANOMETER(BP APPRATUS) | MODEL NOT AVAILABLE | 2000035591 | Functional | Others
5488 | Pbm Medical College And Hospital | SPHYGMOMANOMETER(BP APPRATUS) | MODEL NOT AVAILABLE | 2000035592 | Functional | Others
5489 | Pbm Medical College And Hospital | Anesthesia Machine | MODEL NOT AVAILABLE | VRZN0109 | Functional | Others
5490 | Pbm Medical College And Hospital | Spot Light ( Portable ) | Model Not Available | 3000042693 | Not in use | Others
5491 | Pbm Medical College And Hospital | Spot Light ( Portable ) | Model Not Available | 3000042694 | Not in use | Others
5492 | Pbm Medical College And Hospital | Suction Machine | Model Not Available | 1383905 | Functional | Others
5493 | Pbm Medical College And Hospital | Suction Machine | Model Not Available | 3000045716 | Functional | Others
5494 | Pbm Medical College And Hospital | Suction Machine | Model Not Available | 3000045717 | Functional | Others
5495 | Pbm Medical College And Hospital | Suction Machine | Model Not Available | 3000045719 | Functional | Others
5496 | Pbm Medical College And Hospital | Suction Machine | Model Not Available | 2000021891 | Functional | Crown Digital Scales Inc
5497 | Gov. Hospital, Sujangarh Sdh | Freezes | MODEL NOT AVAILABLE | 3000129079 | Functional | Rhsdp Supply
5498 | Sms Hospital | Multi-Para Monitor | Model not available | 4335A29867 | Functional | Others
5499 | Sms Hospital | Cautry Machine | Model Not Available | XL13061874 | Functional | Others
5500 | Sms Hospital | Anesthesia Machine | Model not available | 3000230522 | Functional | Cmho Supply
5501 | Sms Hospital | O.T. Light Single Dome | MODEL NOT AVAILABLE | 3000087750 | Functional | Others
5502 | Sms Hospital | Cautry Machine | Model Not Available | XL13041754 | Functional | Others
5503 | Sms Hospital | Cautry Machine | Model Not Available | JM5614P | Functional | Others
5504 | Sms Hospital | SPHYGMOMANOMETER(BP APPRATUS) | MODEL NOT AVAILABLE | 44029 | Functional | Others
5505 | Gov. Hospital, Sujangarh Sdh | Centrifuge Machine ( 8 Tube) | REMI - R4C | 30000129082 | Functional | Remi Electrotechnik Ltd
5506 | Sms Hospital | Hydraulic Operation Table | MODEL NOT AVAILABLE | 3000085142 | Functional | Others
5507 | Gov. Hospital, Ratangarh Sdh | Syringe Infusion Pump | Model not available | 1304114.5SK08 | Functional | Others
5508 | Kawantia Hospital Dh | Baby Weighing Machine | Model Not Available | hbk/gen/0007 | Functional | Others
5509 | Jln Central Store Medical College | Ventilator | HAMILTON-C2 | 6788 | Functional | Hamilton Medical
5510 | J.K.Loan Hospital, Kota | Phototherepy Unit | Meditrin - Digital Bilitimer Phototherapy | 3000055984 | Functional | Others
5511 | Nachna Chc | Syringe Needle Destroyer | Nulife - Dots | NBSD07-Z5170 | Functional | Mrk Healthcare Pvt Ltd Delhi
5512 | Hantra Phc | SPHYGMOMANOMETER(BP APPRATUS) | MODEL NOT AVAILABLE | 2000003271 | Functional | Others
5513 | J.K.Loan Hospital, Kota | Phototherepy Unit | Meditrin - Digital Bilitimer Phototherapy | 956 | Functional | Meditrin Instruments
5514 | J.K.Loan Hospital, Kota | Phototherepy Unit | Meditrin - Digital Bilitimer Phototherapy | 3000055993 | Functional | Others
5515 | Zanana Hospital Ajmer Medical Collage Hospital | Autoclave | Model not available | 3000047105 | Functional | Others
5516 | Dh Hanumangarh Town Dh | Defibrillator with Cardiac Monitor | Concept | 2000031943 | Functional | Others
5517 | City Dispensary Srinagar Road | SPHYGMOMANOMETER(BP APPRATUS) | MODEL NOT AVAILABLE | 3000089070 | Functional | Others
5518 | Dh Hanumangarh Town Dh | Defibrillator with Cardiac Monitor | Concept | 2000031952 | Functional | Concept Integration
5519 | Jln Central Store Medical College | VDRL Rotator (Rotor and Shaker) | Model Not Available | 2000034318 | Functional | Others
5520 | Bajju Chc | ECG Machine (Single Channel) | Medicaid - Cardio Fax | 613312 | Non Functional Not Repairable | Cmho Supply
5521 | Bajju Chc | Centrifuge Machine ( 4 Tube ) | Model not available | 3000121975 | Functional | Haier Appliances India Pvt
5522 | City Dispensary Srinagar Road | Binocular Microscope | Model Not Available | CM/L9671702 | Functional | Others
5523 | J.K.Loan Hospital, Kota | Freezes | MODEL NOT AVAILABLE | 30000558340 | Functional | Remi Electrotechnik Ltd
5524 | Sms Hospital | Pulse Oxymeter | Model Not Available | CKML3E1907 | Functional | Bpl Medical Technologies
5525 | Sankara Chc | ECG Machine (Single Channel) | Medicaid - Cardio Fax | C613256 | Functional | Cmho Supply
5526 | Pindwara Chc | Binocular Microscope | Model Not Available | 3000045551 | Functional | Others
5527 | Sankara Chc | Hot Air Oven | Yorco - YSI - 431D | 13G5186 | Functional | Cmho Supply
5528 | Sms Hospital | Boyles Apparatus | MODEL NOT AVAILABLE | 20613 | Functional | Others
5529 | Sam Chc | Defibrillator | MODEL NOT AVAILABLE | J13D425 | Functional | Others
5530 | Sam Chc | Defibrillator | MODEL NOT AVAILABLE | J13D441 | Functional | Schiller Healthcare India Pvt Ltd
5531 | Sankara Chc | Baby Weighing Machine | REMI - R 8C | BCLC-422 | Functional | Remi Electrotechnik Ltd
5532 | Sms Hospital | Multi-Para Monitor | Model not available | M003E003929 | Functional | Schiller Healthcare India Pvt Ltd
5533 | Bajju Chc | Radiant Heat Warmer | Zeal - RHW 2101A | 2522 | Functional | Zeal Medical Pvt Ltd
5534 | Gov. Hospital, Ratangarh Sdh | Double Puncture Laparoscope with Console Unit | Model Not Available | 3000053258 | Functional | Others
5535 | Bajju Chc | Instrument Sterilizer | Model Not Available | 36 | Functional | Others
5536 | Gov. Hospital, Ratangarh Sdh | Fetal Doppler | ND - 102 | 3000053260 | Functional | Others
5537 | 17 Z Phc | Multi-Para Monitor | Model not available | 3000045618 | Functional | Others
5538 | Sms Hospital | Defibrillator | MODEL NOT AVAILABLE | 3000085139 | Functional | Mindray Medical Electronics Co Ltd
5539 | Pbm Medical College And Hospital | Freezes | MODEL NOT AVAILABLE | 2000035593 | Functional | Others
5540 | Sms Hospital | Operating Microscope | Model Not Available | 3000087754 | Functional | Others
5541 | Sms Hospital | Suction Machine | Model Not Available | 3000087759 | Functional | Others
5542 | Sms Hospital | Suction Machine | Model Not Available | 3000087770 | Functional | Others
5543 | Reodar Chc | Freezes | MODEL NOT AVAILABLE | 2000035445 | Functional | Others
5544 | Reodar Chc | Freezes | MODEL NOT AVAILABLE | 2000035451 | Functional | Others
5545 | Pbm Medical College And Hospital | Blood Cell Counter - 3 part | Model not available | 2000035582 | Functional | Others
5546 | Mt Abu Chc | Binocular Microscope | Model Not Available | 3000045529 | Functional | Others
5547 | Sms Hospital | Binocular Microscope | Model Not Available | T250L250 | Functional | Labomed
5548 | Reodar Chc | Hemoglobin Analyzer | Model not available | 2000035446 | Functional | Others
5549 | Reodar Chc | Hemoglobin Analyzer | Model not available | 2000035447 | Functional | Others
5550 | Reodar Chc | Hemoglobin Analyzer | Model not available | 2000035448 | Functional | Others
5551 | Reodar Chc | Hemoglobin Analyzer | Model not available | 2000035449 | Functional | Others
5552 | Pindwara Chc | SPHYGMOMANOMETER(BP APPRATUS-Digital) | Model Not Available | 3000045572 | Functional | Others
5553 | Gov. Hospital, Sujangarh Sdh | Syringe Needle Destroyer | Model not available | 30000129115 | Functional | Others
5554 | Sms Hospital | ELISA Washer | Model not available | 8883128A | Functional | Alere Medical Pvt Ltd
5555 | Jln Central Store Medical College | Suction Machine | Model Not Available | 2000032305 | Functional | Others
5556 | Jln Central Store Medical College | Suction Machine | Model Not Available | 2000032306 | Functional | Others
5557 | Sms Hospital | Defibrillator with Cardiac Monitor | Schiller - Defigard 400 | 3000085230 | Functional | Schiller Healthcare India Pvt Ltd
5558 | Sms Hospital | Incubator | MODEL NOT AVAILABLE | 2000022961 | Functional | Alere Medical Pvt Ltd
5559 | Sms Hospital | Defibrillator with Cardiac Monitor | Schiller - Defigard 400 | J13470 | Functional | Schiller Healthcare India Pvt Ltd
5560 | Pbm Medical College And Hospital | Defibrillator | MODEL NOT AVAILABLE | 2000035819 | Functional | Others
5561 | Pbm Medical College And Hospital | Defibrillator | MODEL NOT AVAILABLE | 2000035820 | Functional | Others
5562 | Mt Abu Chc | 300mA X-Ray Machine | RMS - MDX 300 | D-126/226 | Functional | Others
5563 | Ramgarh Chc Jaisalmer | Hot Air Oven | DEL - 624 | 1165 | Functional | Deepak Enterprises
5564 | Reodar Chc | Phototherepy Unit | Fenam, Bilitron Sky 5006 | 2000035418 | Not in use | Others
5565 | Sam Chc | Hot Air Oven | Yorco - YSI - 431D | 13GS190 | Functional | Yorco Sales Pvt Ltd
5566 | Sms Hospital | O.T. Light Single Dome | MODEL NOT AVAILABLE | 3000087327 | Functional | Cognate India
5567 | Pbm Medical College And Hospital | Ventilator | Model Not Available | 2000035821 | Functional | Others
5568 | Pbm Medical College And Hospital | Ventilator | Model Not Available | 2000035822 | Functional | Others
5569 | Pbm Medical College And Hospital | Ventilator | Model Not Available | 2000035825 | Functional | Others
5570 | Pbm Medical College And Hospital | Ventilator | Model Not Available | 2000035828 | Functional | Others
5571 | Ramgarh Chc Jaisalmer | Freezes | MODEL NOT AVAILABLE | 54373 | Functional | Others
5572 | Reodar Chc | FOOT OPERATED SUCTION MACHINE | MODEL NOT AVAILABLE | 2000035420 | Functional | Others
5573 | Ramgarh Chc Jaisalmer | Semi Automated Chemistry Analyzer | 3300 | 3000056833 | Functional | Awarness Technologies
5574 | Pbm Medical College And Hospital | Syringe Infusion Pump | Model not available | 2000035827 | Functional | Others
5575 | Pbm Medical College And Hospital | Syringe Infusion Pump | Model not available | 2000035829 | Functional | Others
5576 | Sankara Chc | Monocular Microscope | Model not available | 3000056662 | Functional | Cmho Supply
5577 | Sam Chc | Blood Cell Counter - 3 part | Model not available | 3000056107 | Functional | Horiba India Pvt Ltd
5578 | Ramgarh Chc Jaisalmer | Semi Automated Chemistry Analyzer | 3300 | 6675 | Functional | Awarness Technologies
5579 | Pbm Medical College And Hospital | Pulse Oxymeter | Comet - P (L and T) | 2000035832 | Functional | Others
5580 | Ramgarh Chc Jaisalmer | Binocular Microscope | PZB 22 | 55940 | Functional | Others
5581 | Jln Central Store Medical College | Defibrillator | MODEL NOT AVAILABLE | 2000032172 | Functional | Others
5582 | Ramgarh Chc Jaisalmer | Binocular Microscope | PZB 22 | 3000056835 | Functional | Others
5583 | Jln Central Store Medical College | Multi-Para Monitor | Star 50 ( L and T ) | 2000033244 | Functional | Others
5584 | J.K.Loan Hospital, Kota | Multi-Para Monitor | Model not available | A10SE0360 | Functional | Others
5585 | Pbm Medical College And Hospital | Syringe Needle Destroyer | Model not available | 2000035859 | Functional | Others
5586 | Sms Hospital | O.T. Light Single Dome | MODEL NOT AVAILABLE | 3000087753 | Functional | Others
5587 | Reodar Chc | Semi Automated Chemistry Analyzer | GME - CM/I | 2000022904 | Functional | Cmho Supply
5588 | Pbm Medical College And Hospital | Pulse Oxymeter | Comet - P (L and T) | 2000035964 | Functional | Others
5589 | Sms Hospital | Anesthesia Machine | MODEL NOT AVAILABLE | FOCU102046 | Functional | Others
5590 | Reodar Chc | Semi Automated Chemistry Analyzer | 3300 | 33006799 | Functional | Others
5591 | Sms Hospital | Intensive Care Bed | Janak | 650417885XXX | Functional | Others
5592 | Pbm Medical College And Hospital | Defibrillator | MODEL NOT AVAILABLE | 2000035965 | Functional | Others
5593 | Sms Hospital | SPHYGMOMANOMETER(BP APPRATUS) | Pagoda | 3000087764 | Functional | Elite Scientific Corporation
5594 | Sms Hospital | SPHYGMOMANOMETER(BP APPRATUS) | MODEL NOT AVAILABLE | 11009 | Functional | Others
5595 | Pbm Medical College And Hospital | Defibrillator | MODEL NOT AVAILABLE | 912009 | Functional | Others
5596 | Pbm Medical College And Hospital | Defibrillator | MODEL NOT AVAILABLE | 6301938096 | Functional | Others
5597 | Pbm Medical College And Hospital | Defibrillator | MODEL NOT AVAILABLE | 1743/06-07 | Functional | Others
5598 | Pbm Medical College And Hospital | Monocular Microscope | Model not available | 2000035580 | Functional | Others
5599 | Pbm Medical College And Hospital | Water Bath | Yorco - YSI-413D | 2000035602 | Functional | Others
5600 | Pbm Medical College And Hospital | Ventilator | Model Not Available | 3000045611 | Functional | Others
5601 | Pbm Medical College And Hospital | ECG Machine (Single Channel) | BPL - Cardiart 108T | 2000035603 | Functional | Others
5602 | Swaroopganj Phc | Ice lined refrigerator | Model Not Available | 2000035485 | Functional | Others
5603 | Pbm Medical College And Hospital | Pulse Oxymeter | Model Not Available | CIIP2448 | Functional | Others
5604 | Pbm Medical College And Hospital | Pulse Oxymeter | Model Not Available | CIIP2437 | Functional | Others
5605 | Pbm Medical College And Hospital | Pulse Oxymeter | Model Not Available | CIIP2449 | Functional | Others
5606 | Pbm Medical College And Hospital | Pulse Oxymeter | Model Not Available | CIIP2440 | Functional | Others
5607 | Sms Hospital | SPHYGMOMANOMETER(BP APPRATUS) | Model not available | 3000230536 | Functional | Cmho Supply
5608 | Reodar Chc | Hot Air Oven | Model not available | 2000035444 | Functional | Others
5609 | Sms Hospital | Defibrillator | MODEL NOT AVAILABLE | 3000087774 | Functional | Others
5610 | Sms Hospital | Syringe Needle Destroyer | Model not available | 3000087775 | Functional | Others
5611 | Pandit Briz Sundar Sharma General Hospital Bundi Dh | Suction Machine | Model Not Available | ASGH-1504020 | Functional | Others
5612 | J.K.Loan Hospital, Kota | Syringe Infusion Pump | SIMTEK - Infutek 405 | 2101134 | Functional | Simtek Medico Systems Pvt Ltd
5613 | New Govt Medical College Kota | Semi Automated Chemistry Analyzer | Model not Available | 3000055277 | Functional | Others
5614 | Pandit Briz Sundar Sharma General Hospital Bundi Dh | Syringe Needle Destroyer | Model not available | 114D299 | Functional | Others
5615 | Pandit Briz Sundar Sharma General Hospital Bundi Dh | Defibrillator | MODEL NOT AVAILABLE | 3000041879 | Functional | Others
5616 | Pandit Briz Sundar Sharma General Hospital Bundi Dh | 100mA X-Ray Machine | Medford - MXD 1000 | 3000041853 | Functional | Others
5617 | Dh Hanumangarh Town Dh | Radiant Heat Warmer | Meditrin - Heat Warmer | 2000031695 | Functional | Meditrin Instruments
5618 | New Govt Medical College Kota | Radiant Heat Warmer | Model Not Available | 3000055275 | Functional | Others
5619 | New Govt Medical College Kota | VDRL Rotator (Rotor and Shaker) | Model Not Available | 3000055233 | Functional | Others
5620 | J.K.Loan Hospital, Kota | SPHYGMOMANOMETER(BP APPRATUS) | MODEL NOT AVAILABLE | 36477 | Functional | Others
5621 | Pandit Briz Sundar Sharma General Hospital Bundi Dh | Oxygen Concentrator | Model Not Available | AXTCIC6257 | Functional | Others
5622 | Dh Hanumangarh Town Dh | Binocular Microscope | Model Not Available | 2000037411 | Functional | Others
5623 | New Govt Medical College Kota | Multi-Para Monitor | Star 50 ( L and T ) | A1254300 | Functional | Others
5624 | J.K.Loan Hospital, Kota | Nebulizer | MODEL NOT AVAILABLE | U208661 | Functional | Others
5625 | Pandit Briz Sundar Sharma General Hospital Bundi Dh | Freezes | MODEL NOT AVAILABLE | 3000041670 | Functional | Others
5626 | Pandit Briz Sundar Sharma General Hospital Bundi Dh | Radiant Heat Warmer | Model Not Available | 3000041834 | Functional | Others
5627 | Pandit Briz Sundar Sharma General Hospital Bundi Dh | Oxygen Concentrator | Model Not Available | 20368 | Functional | Others
5628 | Rbm Hospital Bharatpur Dh | Defibrillator | MODEL NOT AVAILABLE | 3000086046 | Functional | Others
5629 | Rbm Hospital Bharatpur Dh | Syringe Infusion Pump | Model not available | 2000003188 | Functional | Others
5630 | New Govt Medical College Kota | Multi-Para Monitor | Model not available | A1254287 | Functional | Others
5631 | Pandit Briz Sundar Sharma General Hospital Bundi Dh | Anesthesia Machine | MODEL NOT AVAILABLE | 20020101 | Functional | Others
5632 | Pandit Briz Sundar Sharma General Hospital Bundi Dh | Radiant Heat Warmer | Model Not Available | 3000041824 | Functional | Others
5633 | New Govt Medical College Kota | Autoclave | Model not available | 12j1635 | Functional | Yorco Sales Pvt Ltd
5634 | New Govt Medical College Kota | Water Bath | Yorco - YSI-413D | 13c4613 | Functional | Yorco Sales Pvt Ltd
5635 | Pandit Briz Sundar Sharma General Hospital Bundi Dh | SPHYGMOMANOMETER(BP APPRATUS) | MODEL NOT AVAILABLE | 623842-10 | Functional | Others
5636 | Pandit Briz Sundar Sharma General Hospital Bundi Dh | Centrifuge Machine ( 4 Tube ) | Model not available | 3000041678 | Functional | Others
5637 | Chc Sambhar | SPHYGMOMANOMETER(BP APPRATUS) | MODEL NOT AVAILABLE | 36638 | Functional | Bhasin Sons Private Limited
5638 | Jln Central Store Medical College | Syringe Needle Destroyer | Model not available | 2000032276 | Functional | Others
5639 | Mohangarh Chc | Freezes | MODEL NOT AVAILABLE | 207NRGF-114791 | Functional | Others
5640 | Sms Hospital | Multi-Para Monitor | Schiller - Truscope Classic | MO14E004245 | Functional | Schiller Healthcare India Pvt Ltd
5641 | Jln Central Store Medical College | ECG Machine (Three Channel ) | Medicaid - CardioFax 3R | A214035 | Functional | Others
5642 | Sms Hospital | Ventilator | Model Not Available | 3000085198 | Functional | Others
5643 | A K Hospital Beawar Ajmer Dh | Syringe Infusion Pump | Model not available | 2000033604 | Functional | Others
5644 | Guhala Chc | Blood Bank Refrigerator | Model not available | 2000031286 | Functional | Others
5645 | Sheoganj Chc | Baby Weighing Machine | Model Not Available | 3000085025 | Functional | Others
5646 | Sms Hospital | Multi-Para Monitor | Schiller - Truscope Classic | MO14E004242 | Functional | Schiller Healthcare India Pvt Ltd
5647 | Pbm Medical College And Hospital | Suction Machine | Model Not Available | 2000035991 | Functional | Others
5648 | Pbm Medical College And Hospital | Suction Machine | Model Not Available | 2000035992 | Functional | Others
5649 | Pbm Medical College And Hospital | Suction Machine | Model Not Available | 2000035993 | Functional | Others
5650 | Pbm Medical College And Hospital | Suction Machine | Model Not Available | 2000035994 | Functional | Others
5651 | Pbm Medical College And Hospital | Suction Machine | Model Not Available | 2000035995 | Functional | Others
5652 | Pbm Medical College And Hospital | Suction Machine | Model Not Available | 2000035734 | Functional | Others
5653 | A K Hospital Beawar Ajmer Dh | Freezes | Model not available | 20049 | Functional | Others
5654 | D B Government Hospital Churu Dh | Incubator | MODEL NOT AVAILABLE | 0 | Functional | Cmho Supply
5655 | Rohida Chc | Hemoglobin meter | Model Not Available | 2000035510 | Functional | Others
5656 | A K Hospital Beawar Ajmer Dh | Centrifuge Machine ( 8 Tube) | REMI - R 8C | GGLC-80645 | Functional | Others
5657 | Jln Central Store Medical College | Centrifuge Machine ( 4 Tube ) | Remi 4C | CHLC-4426 | Functional | Others
5658 | Jln Central Store Medical College | Hot Air Oven | Yorco - YSI - 431D | 13L5296 | Functional | Others
5659 | A K Hospital Beawar Ajmer Dh | Binocular Microscope | Labomed - Vision 2000 | 450 | Functional | Others
5660 | A K Hospital Beawar Ajmer Dh | Tube Sealer for Blood bags | Model not available | 3000086085 | Non Functional Repairable | Others
5661 | A K Hospital Beawar Ajmer Dh | Freezes | MODEL NOT AVAILABLE | 34734 | Functional | Others
5662 | Pindwara Chc | Autoclave | Model not available | 3000045577 | Functional | Others
5663 | Chc Sambhar | FOGGING MACHINE | MODEL NOT AVAILABLE | 3000089333 | Functional | Others
5664 | Sms Hospital | Pulse Oxymeter | Model Not Available | CKML3E1908 | Functional | Bpl Medical Technologies
5665 | Pbm Medical College And Hospital | Syringe Needle Destroyer | Model not available | 2000035861 | Functional | Others
5666 | Pbm Medical College And Hospital | Syringe Needle Destroyer | Model Not Available | 3000087056 | Non Functional Not Repairable | Cmho Supply
5667 | Pbm Medical College And Hospital | Syringe Needle Destroyer | Model not available | 2000035871 | Functional | Others
5668 | Pbm Medical College And Hospital | Syringe Needle Destroyer | Model not available | 2000035872 | Functional | Others
5669 | Pbm Medical College And Hospital | Syringe Needle Destroyer | Model not available | 2000035876 | Functional | Others
5670 | Mt Abu Chc | Ice lined refrigerator | MK - 142 | 14900464 | Functional | Others
5671 | Jln Central Store Medical College | Multi-Para Monitor | Star 50 ( L and T ) | 2000033242 | Functional | Others
5672 | Sam Chc | Ice lined refrigerator | MF - 144 | 3000056106 | Functional | Vestfrost Solutions
5673 | Jln Central Store Medical College | Multi-Para Monitor | Star 50 ( L and T ) | 2000033255 | Functional | Others
5674 | Sam Chc | Ice lined refrigerator | MF - 144 | 3000056105 | Functional | Vestfrost Solutions
5675 | Pbm Medical College And Hospital | Syringe Infusion Pump | Model not available | 2000035866 | Functional | Others
5676 | Pbm Medical College And Hospital | Syringe Infusion Pump | Model not available | 2000035867 | Functional | Others
5677 | Pbm Medical College And Hospital | Syringe Infusion Pump | Model not available | 2000035868 | Functional | Others
5678 | J.K.Loan Hospital, Kota | Nebulizer | Aero | 1302717 | Functional | Hemant Surgicals
5679 | Sankara Chc | Blood Cell Counter - 3 part | Model not available | 305ESOH05593 | Functional | Horiba India Pvt Ltd
5680 | J.K.Loan Hospital, Kota | Nebulizer | Aero | 1217274 | Functional | Hemant Surgicals
5681 | Jln Central Store Medical College | Multi-Para Monitor | Star 50 ( L and T ) | 2000033254 | Functional | Others
5682 | Ramgarh Chc Jaisalmer | Nebulizer | MODEL NOT AVAILABLE | 3000056838 | Functional | Others
5683 | Sam Chc | Instrument Sterilizer | Model Not Available | 3000056104 | Functional | Others
5684 | J.K.Loan Hospital, Kota | Nebulizer | Aero | 1302724 | Functional | Hemant Surgicals
5685 | Sam Chc | Radiant Heat Warmer | Zeal - RHW 2101A | 3000056103 | Functional | Cmho Supply
5686 | Pbm Medical College And Hospital | Spot Light ( Portable ) | Model Not Available | 2000035865 | Functional | Others
5687 | J.K.Loan Hospital, Kota | Nebulizer | Aero | 1217280 | Functional | Hemant Surgicals
5688 | J.K.Loan Hospital, Kota | Nebulizer | Aero | 1217276 | Functional | Others
5689 | Mt Abu Chc | Instrument Sterilizer | Model Not Available | 3000045514 | Functional | Others
5690 | Sms Hospital | Suction Machine | Surgivac | C-50-009 | Functional | Ambica Surgicare
5691 | Sms Hospital | Syringe Needle Destroyer | Model not available | 3000085455 | Functional | Others
5692 | Sms Hospital | Multi-Para Monitor | Schiller - Truscope Classic | M014E004249 | Functional | Schiller Healthcare India Pvt Ltd
5693 | J.K.Loan Hospital, Kota | Ultra Sonography (USG) & Colour Dopler Machine | MicroMaxx | 3000055435 | Functional | Sonosite Fujifilm
5694 | Sms Hospital | ECG Machine (Six Channel ) | Pisces A-103 | 3000085458 | Functional | Others
5695 | Pindwara Chc | Blood Bank Refrigerator | Model not available | 3000045562 | Functional | Others
5696 | Sms Hospital | Suction Machine | Bhasin Sons | 3000087590 | Functional | Bhasin Sons Private Limited
5697 | Sms Hospital | ECG Machine (Six Channel ) | Pisces A-103 | 3000085460 | Functional | Others
5698 | Pindwara Chc | Ice lined refrigerator | Model Not Available | 3000045563 | Functional | Others
5699 | Sms Hospital | Multi-Para Monitor | Schiller - Truscope Classic | M014E004326 | Functional | Schiller Healthcare India Pvt Ltd
5700 | Sawar Chc | Syringe Needle Destroyer | Model not available | 29292 | Not in use | Others
5701 | Dh Hanumangarh Town Dh | Suction Machine | HI VAC | 2000031660 | Functional | Anand Medicaids Pvt Ltd
5702 | R D 820 Phc | SPHYGMOMANOMETER(BP APPRATUS) | MODEL NOT AVAILABLE | 2000035239 | Functional | Others
5703 | R D 820 Phc | SPHYGMOMANOMETER(BP APPRATUS) | MODEL NOT AVAILABLE | 2000035240 | Functional | Bhaseen Health Products Pvt Ltd
5704 | J.K.Loan Hospital, Kota | SPHYGMOMANOMETER(BP APPRATUS) | MODEL NOT AVAILABLE | 1934 | Functional | Others
5705 | Sms Hospital | Suction Machine | Model Not Available | 3000085389 | Functional | Others
5706 | R D 820 Phc | Nebulizer | MODEL NOT AVAILABLE | 2000035242 | Functional | Others
5707 | Dh Hanumangarh Town Dh | Operating Microscope | Model Not Available | 2000031658 | Functional | Others
5708 | Swaroopganj Phc | SPHYGMOMANOMETER(BP APPRATUS) | MODEL NOT AVAILABLE | 2000035475 | Functional | Others
5709 | J.K.Loan Hospital, Kota | Instrument Sterilizer | Model Not Available | 3000046913 | Functional | Others
5710 | Pbm Medical College And Hospital | Incubator | MODEL NOT AVAILABLE | 2000035718 | Functional | Others
5711 | Pbm Medical College And Hospital | Urine Test Strip Analyzer | Model Not Available | 2000035724 | Functional | Others
5712 | Gajner Chc | Suction Machine | Model Not Available | 30000423560 | Functional | Others
5713 | Gajner Chc | Radiant Heat Warmer | Zeal - RHW 2101A | 3000042362 | Functional | Zeal Medical Pvt Ltd
5714 | J.K.Loan Hospital, Kota | Freezes | MODEL NOT AVAILABLE | 3000046844 | Functional | Others
5715 | Pindwara Chc | Baby Weighing Machine | Model Not Available | 3000045568 | Functional | Others
5716 | New Govt Medical College Kota | Autoclave | Model not available | 12j1640 | Functional | Yorco Sales Pvt Ltd
5717 | Rampura District Hospitalkota Dh | Hydraulic Operation Table | MODEL NOT AVAILABLE | 3000046982 | Functional | Others
5718 | Zanana Hospital Ajmer Medical Collage Hospital | Binocular Microscope | Labomed - Vision 2000 | 10975 | Functional | Labomed
5719 | Jawahar Hospital Jaisalmer Dh | Suction Machine | Model Not Available | 3000056051 | Functional | Others
5720 | Jawahar Hospital Jaisalmer Dh | Binocular Microscope | Model Not Available | 3000202131 | Functional | Ramon Surgical Company
5721 | Jawahar Hospital Jaisalmer Dh | Binocular Microscope | Model Not Available | 3000056401 | Functional | Others
5722 | Dehra Phc | SPHYGMOMANOMETER(BP APPRATUS-Digital) | Model Not Available | 2000003543 | Non Functional Repairable | Others
5723 | Jawahar Hospital Jaisalmer Dh | Anesthesia Machine | MODEL NOT AVAILABLE | 2002015 | Functional | Others
5724 | District Hospital Sattelite , Bikaner Dh | Nebulizer | MODEL NOT AVAILABLE | AEU0715210 | Functional | Philips Electronics India Ltd
5725 | Rampura District Hospitalkota Dh | Semi Automated Chemistry Analyzer | 3300 | 3000055326 | Non Functional Repairable | Others
5726 | Zanana Hospital Ajmer Medical Collage Hospital | Blood Gas Analyzer (ABG Machine) | Model not available | OP4-6603 | Functional | Others
5727 | J.K.Loan Hospital, Kota | Freezes | MODEL NOT AVAILABLE | N140145 | Functional | Others
5728 | Gov. Hospital, Ratangarh Sdh | Pulse Oxymeter | MEDITEC P201 | 101920200019 | Functional | Others
5729 | Rbm Hospital Bharatpur Dh | Blood Bank Refrigerator | REMI - BR 300 | 2000003122 | Non Functional Repairable | Remi Electrotechnik Ltd
5730 | City Dispensary Pahar Ganj | Ice lined refrigerator | Model Not Available | 90506117 | Functional | Vestfrost Solutions
5731 | City Dispensary Pahar Ganj | Freezes | Model not available | 2000021783 | Non Functional Repairable | Others
5732 | Gov. Hospital, Ratangarh Sdh | Pulse Oxymeter | MEDITEC P201 | 101920200065 | Functional | Others
5733 | Rbm Hospital Bharatpur Dh | Radiant Heat Warmer | Model Not Available | 2000003038 | Functional | Zeal Medical Pvt Ltd
5734 | District Hospital Jalore Dh | C-Arm Image Intensifier | Allengers - HF 49R | 2K1003096-C | Functional | Others
5735 | Hantra Phc | Monocular Microscope | Model not available | 2000003282 | Functional | Others
5736 | City Dispensary Policeline | Ice lined refrigerator | MF - 144 | 20032300019 | Functional | Vestfrost Solutions
5737 | Rampura District Hospitalkota Dh | Ultra Sonography (USG) & Colour Dopler Machine | Mindray - DP 2200 | 3000055302 | Functional | Cmho Supply
5738 | Rbm Hospital Bharatpur Dh | Centrifuge Machine ( 16 Tube ) | Model not available | 3897 | Non Functional Repairable | Remi Electrotechnik Ltd
5739 | Hantra Phc | Hemoglobin meter | Model Not Available | 2000003281 | Functional | Marienfeld
5740 | District Hospital Jalore Dh | Suction Machine | Surgivac | 3000045860 | Functional | Anand Surgical Industries (India)
5741 | Rampura District Hospitalkota Dh | Dental X-ray unit | DENTAL X RAY | 3000055300 | Functional | General Medical Equipment
5742 | Kadera Chc | Nebulizer | Aero | 2000034546 | Functional | Others
5743 | Tatgarh Chc | Phototherepy Unit | Model not available | 2357 | Non Functional Not Repairable | Others
5744 | Gov. Hospital, Sujangarh Sdh | Baby Weighing Machine | Model Not Available | 3001290029 | Functional | Rhsdp Supply
5745 | Gov. Hospital, Sujangarh Sdh | Oxygen Concentrator | BPL - OG 4203 | 30001290030 | Functional | Bpl Medical Technologies
5746 | Gov. Hospital, Sujangarh Sdh | Ice lined refrigerator | Model Not Available | 30001290034 | Functional | Others
5747 | Gov. Hospital, Sujangarh Sdh | Blood Bank Refrigerator | Model not available | 30001290035 | Functional | Others
5748 | Gov. Hospital, Sujangarh Sdh | Blood Bank Refrigerator | Model not available | 30001290036 | Functional | Others
5749 | City Dispensary Beawar | O.T. Light Single Dome | MODEL NOT AVAILABLE | 49450 | Functional | Mico
5750 | City Dispensary Beawar | SPHYGMOMANOMETER(BP APPRATUS) | MODEL NOT AVAILABLE | 3000049449 | Functional | Others
5751 | City Dispensary Beawar | Ice lined refrigerator | Model Not Available | BE07F4E0NDDB2A6HD111 | Functional | Haier Appliances India Pvt
5752 | Gov. Hospital, Ratangarh Sdh | Ice lined refrigerator | Model Not Available | BE04F0E0100B296F0036 | Functional | Others
5753 | City Dispensary Gulabbadi | Syringe Needle Destroyer | Nulife - Dots | 28025 | Functional | Others
5754 | Gov. Hospital, Ratangarh Sdh | 100mA X-Ray Machine | Model not available | CL35382 | Functional | Others
5755 | City Dispensary Gulabbadi | Ice lined refrigerator | Model Not Available | 20071020508 | Functional | Others
5756 | City Dispensary Gulabbadi | Freezes | MODEL NOT AVAILABLE | 110910224 | Functional | Others
5757 | Gov. Hospital, Ratangarh Sdh | Blood Bank Refrigerator | JAR -31 | 3000053230 | Functional | Others
5758 | J.K.Loan Hospital, Kota | Freezes | MODEL NOT AVAILABLE | 026T0248478-PT | Functional | Thermo Fisher Scientific Inc
5759 | Reodar Chc | Binocular Microscope | Model Not Available | 2000035437 | Functional | Others
5760 | J.K.Loan Hospital, Kota | Weighing Machine | MODEL NOT AVAILABLE | 3000046907 | Functional | Others
5761 | Pbm Medical College And Hospital | Ventilator | Model Not Available | 30000456060 | Functional | Others
5762 | Pbm Medical College And Hospital | Semi Automated Chemistry Analyzer | Model not Available | 2000035601 | Functional | Others
5763 | Sms Hospital | Anesthesia Machine | MODEL NOT AVAILABLE | 1387100 | Functional | Others
5764 | Sms Hospital | Anesthesia Machine | MODEL NOT AVAILABLE | 1387100784 | Functional | Others
5765 | Sms Hospital | Operating Microscope | Model Not Available | 3000087755 | Functional | Others
5766 | Sms Hospital | Cautry Machine | Model Not Available | F1F68231A | Functional | Others
5767 | Rbm Hospital Bharatpur Dh | 100mA X-Ray Machine | Model not available | 3000086006 | Functional | Others
5768 | Govt Hospitls Sriganganagar Dh | ELISA Washer | Model not available | 3000048316 | Functional | Robonik India Pvt Ltd
5769 | Jln Central Store Medical College | Monocular Microscope | RMH-4 | 2000032252 | Functional | Radical Scientific Instruments Pvt Ltd
5770 | Jln Central Store Medical College | Monocular Microscope | RMH-4 | 2000032260 | Functional | Radical Scientific Instruments Pvt Ltd
5771 | Pandit Briz Sundar Sharma General Hospital Bundi Dh | Baby Weighing Machine | Model Not Available | 3000041717 | Functional | Others
5772 | Pandit Briz Sundar Sharma General Hospital Bundi Dh | Radiant Heat Warmer | Zeal - RHW 2101A | 3000041718 | Functional | Others
5773 | Sam Chc | Autoclave | MODEL NOT AVAILABLE | 2000029331 | Non Functional Not Repairable | Others
5774 | Mt Abu Chc | Anesthesia Machine | MODEL NOT AVAILABLE | 2229/29 | Functional | Others
5775 | J.K.Loan Hospital, Kota | Multi-Para Monitor | Model not available | G3DK30084 | Functional | General Medical Equipment
5776 | Sankara Chc | Defibrillator | MODEL NOT AVAILABLE | J13D419 | Functional | Cmho Supply
5777 | Sam Chc | Spot Light ( Portable ) | Model Not Available | 3000056108 | Functional | Cmho Supply
5778 | Reodar Chc | Labour Table | Model Not Available | 2000035421 | Functional | Others
5779 | Reodar Chc | ECG Machine (Three Channel ) | Medicaid - CardioFax 3R | C713529 | Functional | Others
5780 | Pbm Medical College And Hospital | SPHYGMOMANOMETER(BP APPRATUS) | MODEL NOT AVAILABLE | 3000045753 | Functional | Others
5781 | Pbm Medical College And Hospital | SPHYGMOMANOMETER(BP APPRATUS) | MODEL NOT AVAILABLE | 2000035869 | Functional | Others
5782 | Pbm Medical College And Hospital | SPHYGMOMANOMETER(BP APPRATUS) | MODEL NOT AVAILABLE | 2000035874 | Functional | Others
5783 | Pbm Medical College And Hospital | SPHYGMOMANOMETER(BP APPRATUS) | Model not available | 2000022256 | Functional | Others
5784 | Jln Central Store Medical College | Multi-Para Monitor | Star 50 ( L and T ) | 2000033243 | Functional | Others
5785 | Jln Central Store Medical College | Multi-Para Monitor | Star 50 ( L and T ) | 2000033246 | Functional | Others
5786 | Sankara Chc | Hemoglobin meter | HB 301 | 13428130 | Functional | Hemocue India
5787 | Ramgarh Chc Jaisalmer | Binocular Microscope | Model Not Available | 55940 | Functional | Others
5788 | Reodar Chc | O.T. Light Single Dome | MODEL NOT AVAILABLE | 2000035424 | Functional | Others
5789 | Ramgarh Chc Jaisalmer | Binocular Microscope | Model Not Available | 3000056837 | Functional | Others
5790 | Jln Central Store Medical College | Multi-Para Monitor | Star 50 ( L and T ) | 2000033256 | Functional | Others
5791 | Sam Chc | Spot Light ( Portable ) | Model Not Available | 3000056102 | Functional | Others
5792 | Sms Hospital | Syringe Needle Destroyer | Model not available | 1117560 | Functional | Others
5793 | Reodar Chc | Autoclave | Model not available | 2000035427 | Functional | Others
5794 | J.K.Loan Hospital, Kota | Syringe Needle Destroyer | Model not available | 3000046846 | Functional | Others
5795 | Gajner Chc | Phototherepy Unit | MODEL NOT AVAILABLE | 3000042363 | Functional | Others
5796 | Gov. Hospital, Sujangarh Sdh | Water Bath | Model not available | 30000129086 | Functional | Others
5797 | Gov. Hospital, Sujangarh Sdh | Binocular Microscope | Model Not Available | 1289 | Functional | Others
5798 | Sms Hospital | Cautry Machine | Model Not Available | 3000087776 | Non Functional Repairable | Larsen And Tourbo Ltd
5799 | Mt Abu Chc | Centrifuge Machine ( 8 Tube) | Model Not Available | DPLC-2722 | Functional | Others
5800 | Mt Abu Chc | Centrifuge Machine ( 8 Tube) | Model Not Available | 3000045527 | Functional | Others
5801 | Sms Hospital | Cautry Machine | Model Not Available | XL13081947 | Functional | Others
5802 | Sms Hospital | Defibrillator | MODEL NOT AVAILABLE | 3000085158 | Functional | Mindray Medical Electronics Co Ltd
5803 | Mt Abu Chc | Water Bath | Model not available | 3000045530 | Functional | Others
5804 | Pbm Medical College And Hospital | C R System | Model not available | 2000035579 | Functional | Others
5805 | Mt Abu Chc | Sahlis HB Meter | Model not available | 195A000737F | Functional | Others
5806 | Pugal Phc | Hemoglobin Analyzer | Model not available | 2000035262 | Functional | Others
5807 | Reodar Chc | Hemoglobin meter | Model Not Available | 2000035452 | Functional | Others
5808 | Sms Hospital | Syringe Infusion Pump | Allied - Syrn 200 | 3000085161 | Functional | Alleid Medical Limited
5809 | Pugal Phc | Syringe Needle Destroyer | Model not available | 2000035266 | Functional | Others
5810 | Swaroopganj Phc | Syringe Needle Destroyer | Model not available | 2000035488 | Functional | Others
5811 | Pbm Medical College And Hospital | Syringe Needle Destroyer | Model not available | 1743/0607 | Functional | Others
5812 | Mt Abu Chc | Hot Air Oven | Model not available | 3000045590 | Not in use | Others
5813 | Sms Hospital | Syringe Infusion Pump | Allied - Syrn 200 | 3000085165 | Functional | Alleid Medical Limited
5814 | Pbm Medical College And Hospital | Semi Automated Chemistry Analyzer | Model not Available | SBPL/132/0-6- | Not in use | Others
5815 | Pbm Medical College And Hospital | Dental Chair Unit | Model Not Available | 2000035608 | Functional | Others
5816 | Pugal Phc | Blood Bank Refrigerator | Model not available | 2000035267 | Functional | Others
5817 | Pugal Phc | Ice lined refrigerator | Model Not Available | 2000035268 | Functional | Others
5818 | Swaroopganj Phc | Blood Cell Counter - 3 part | Model not available | 2000035489 | Functional | Others
5819 | Pbm Medical College And Hospital | Dental X-Ray Machine | GME - Dentex 7008/1.5 | 2000035609 | Functional | Others
5820 | New Govt Medical College Kota | Water Bath | Yorco - YSI-413D | 13c4616 | Functional | Yorco Sales Pvt Ltd
5821 | Bager Chc | Centrifuge Machine ( 8 Tube) | REMI - R4C | DPLC-2663 | Functional | Remi Electrotechnik Ltd
5822 | J.K.Loan Hospital, Kota | Ice lined refrigerator | Model Not Available | BE075GSE0N082A8G0012 | Functional | Haier Appliances India Pvt
5823 | Dh Hanumangarh Town Dh | Neubaurs Chamber | Model not available | 2000037624 | Functional | Others
5824 | Rbm Hospital Bharatpur Dh | Weighing Machine | MODEL NOT AVAILABLE | 2000003502 | Functional | Others
5825 | J.K.Loan Hospital, Kota | Syringe Infusion Pump | SIMTEK - Infutek 405 | 1602134.5109 | Functional | Simtek Medico Systems Pvt Ltd
5826 | J.K.Loan Hospital, Kota | Centrifuge Machine ( 8 Tube) | REMI - R 8C | CGLC-3276 | Functional | Remi Electrotechnik Ltd
5827 | J.K.Loan Hospital, Kota | Centrifuge Machine ( 8 Tube) | REMI - R 8C | CGLC-3279 | Functional | Remi Electrotechnik Ltd
5828 | Jawahar Hospital Jaisalmer Dh | Ultra Sonography (USG) & Colour Dopler Machine | Model not available | 3000056409 | Functional | Others
5829 | Jawahar Hospital Jaisalmer Dh | Ultra Sonography (USG) & Colour Dopler Machine | Model not available | 3000056417 | Functional | Others
5830 | Gov. Hospital, Ratangarh Sdh | Nebulizer | MODEL NOT AVAILABLE | PCB102074 | Functional | Others
5831 | Jawahar Hospital Jaisalmer Dh | Mobile ( Portable ) X-Ray Machine | Model not available | 3000056078 | Functional | Others
5832 | Gov. Hospital, Ratangarh Sdh | Syringe Needle Destroyer | Microsil - ND350 | 5189 | Functional | Others
5833 | Sms Hospital | O.T. Light Single Dome | MODEL NOT AVAILABLE | 1509E | Functional | Others
5834 | Bajju Chc | Radiant Heat Warmer | Zeal - RHW 2101A | 2549 | Functional | Zeal Medical Pvt Ltd
5835 | J.K.Loan Hospital, Kota | O.T. Light Single Dome | MODEL NOT AVAILABLE | 3000046891 | Functional | Others
5836 | Sms Hospital | Multi-Para Monitor | Model not available | 1153636 | Functional | Others
5837 | Sms Hospital | Suction Machine | SURGIX | 3000087713 | Functional | Anand Surgical Industries (India)
5838 | Sms Hospital | Syringe Needle Destroyer | Model not available | 3000087425 | Functional | Bhasin Sons Private Limited
5839 | Ramgarh Chc Jaisalmer | Hot Air Oven | DEL - 624 | 3000056830 | Functional | Deepak Enterprises
5840 | Sms Hospital | Syringe Infusion Pump | Model not available | As-syrn201 | Functional | Alleid Medical Limited
5841 | Bajju Chc | Ice lined refrigerator | Model Not Available | 1001329770099 | Functional | Others
5842 | Sms Hospital | Anesthesia Machine | MODEL NOT AVAILABLE | 3000087716 | Functional | Others
5843 | Jawahar Hospital Jaisalmer Dh | Neubaurs Chamber | Model not available | 3000056800 | Functional | Others
5844 | Jawahar Hospital Jaisalmer Dh | Neubaurs Chamber | Model not available | 5491 | Functional | Others
5845 | Sms Hospital | Hydraulic Operation Table | MODEL NOT AVAILABLE | 3000087758 | Functional | Others
5846 | Sms Hospital | Intensive Care Bed | Janak | 050417625XXX | Functional | Janak Healthcare Pvt Ltd
5847 | Abu Road Chc | Hydraulic Operation Table | MODEL NOT AVAILABLE | 3000045499 | Functional | Others
5848 | A K Hospital Beawar Ajmer Dh | Suction Machine | Model Not Available | 33606 | Functional | Others
5849 | Sheoganj Chc | Syringe Needle Destroyer | Microsil ND 20 | 3000119101 | Functional | Others
5850 | Pindwara Chc | STABILIZER | MODEL NOT AVAILABLE | 3000045575 | Functional | Others
5851 | Sms Hospital | Ventilator | Model Not Available | 3000085199 | Functional | Others
5852 | Jln Central Store Medical College | Centrifuge Machine ( 16 Tube ) | REMI (R8C + R83) | G.A.L.C-011 | Functional | Others
5853 | Guhala Chc | Suction Machine | Model Not Available | 2000031299 | Functional | Others
5854 | A K Hospital Beawar Ajmer Dh | Semi Automated Chemistry Analyzer | CHEM 5 PLUS | N130328 | Functional | Erba Diagnostics
5855 | J.K.Loan Hospital, Kota | Eye Operating Microscope | Zeiss | 6635301362 | Functional | Carl Zeiss India Pvt Ltd
5856 | Guhala Chc | ELISA Washer | Model not available | 2000031300 | Functional | Others
5857 | A K Hospital Beawar Ajmer Dh | Incubator | MODEL NOT AVAILABLE | 34742 | Functional | Others
5858 | Sms Hospital | Blood Bank Refrigerator | REMI - BR 300 | WS07130314 | Functional | Others
5859 | Guhala Chc | Syringe Needle Destroyer | Model not available | 2000031300 | Functional | Others
5860 | A K Hospital Beawar Ajmer Dh | Incubator | MODEL NOT AVAILABLE | 34743 | Functional | Others
5861 | Guhala Chc | O.T. Light Single Dome | MODEL NOT AVAILABLE | 2000031301 | Functional | Others
5862 | Abu Road Chc | Ice lined refrigerator | MK - 142 | 3000045506 | Functional | Others
5863 | A K Hospital Beawar Ajmer Dh | Blood Cell Counter - 5 part | Horiba ABX Pentra 60 | 401PCP43351 | Functional | Horiba India Pvt Ltd
5864 | Sms Hospital | Suction Machine | Model Not Available | 300085201 | Functional | Others
5865 | Mohangarh Chc | Freezes | MODEL NOT AVAILABLE | 207NRLW114792 | Functional | Others
5866 | Jln Central Store Medical College | Hot Air Oven | Yorco - YSI - 431D | 13045120 | Functional | York Scientific Industries Pvt Ltd
5867 | Guhala Chc | 100mA X-Ray Machine | Model not available | 2K130706374 | Functional | Others
5868 | J.K.Loan Hospital, Kota | Suction Machine | HI VAC | 3000055415 | Functional | Anand Medicaids Pvt Ltd
5869 | A K Hospital Beawar Ajmer Dh | Sahlis HB Meter | HB Meter | 34765 | Functional | Others
5870 | Sms Hospital | Multi-Para Monitor | Schiller - Truscope Classic | MO14E004233 | Functional | Schiller Healthcare India Pvt Ltd
5871 | Reodar Chc | Labour Table | Model Not Available | 2000035425 | Functional | Others
5872 | Sam Chc | SPHYGMOMANOMETER(BP APPRATUS) | MODEL NOT AVAILABLE | 3000056101 | Functional | Others
5873 | Reodar Chc | Suction Machine | Supreme Plus | 2000035426 | Functional | Others
5874 | Sam Chc | Instrument Sterilizer | Model Not Available | 3000056100 | Functional | Others
5875 | J.K.Loan Hospital, Kota | Nebulizer | MODEL NOT AVAILABLE | NGM22051 | Non Functional Not Repairable | Others
5876 | Jln Central Store Medical College | Ventilator | Model Not Available | 2000033239 | Functional | Others
5877 | Sms Hospital | SPHYGMOMANOMETER(BP APPRATUS) | MODEL NOT AVAILABLE | 44057 | Functional | Others
5878 | Jln Central Store Medical College | Ventilator | Model Not Available | 2000033237 | Functional | Others
5879 | J.K.Loan Hospital, Kota | Syringe Infusion Pump | SIMTEK - Infutek 405 | 1402134.5EX1ST0C | Functional | Simtek Medico Systems Pvt Ltd
5880 | Mt Abu Chc | Radiant Heat Warmer | Model Not Available | RHW2101A/081 | Functional | Others
5881 | Reodar Chc | STABILIZER | MODEL NOT AVAILABLE | 2000035431 | Functional | Others
5882 | Ramganj Mandi Chc | Dental Chair Unit | Model Not Available | 3000056846 | Functional | Others
5883 | Reodar Chc | ELECTRIC OT TABLE | MODEL NOT AVAILABLE | 2000035432 | Functional | Others
5884 | Sms Hospital | Ultra Sonography (USG) & Colour Dopler Machine | Median - Sono Scape SSI - 6000 | 3000087343 | Functional | Others
5885 | Ramgarh Chc Jaisalmer | Phototherepy Unit | MODEL NOT AVAILABLE | 3000056852 | Functional | Others
5886 | Sms Hospital | SPHYGMOMANOMETER(BP APPRATUS) | MODEL NOT AVAILABLE | 3000087345 | Functional | Others
5887 | J.K.Loan Hospital, Kota | SPHYGMOMANOMETER(BP APPRATUS) | MODEL NOT AVAILABLE | 3000055853 | Functional | Others
5888 | Pbm Medical College And Hospital | Defibrillator | MODEL NOT AVAILABLE | 2000035637 | Functional | Others
5889 | Pbm Medical College And Hospital | Defibrillator | MODEL NOT AVAILABLE | 2000035638 | Functional | Others
5890 | Pbm Medical College And Hospital | Defibrillator | MODEL NOT AVAILABLE | 2000035639 | Functional | Others
5891 | Jln Central Store Medical College | Multi-Para Monitor | Star 50 ( L and T ) | 2000033259 | Functional | Others
5892 | Mt Abu Chc | FOOT OPERATED SUCTION MACHINE | MODEL NOT AVAILABLE | 3000045520 | Functional | Others
5893 | Sam Chc | Spot Light ( Portable ) | Model Not Available | 3000056097 | Functional | Others
5894 | Ramgarh Chc Jaisalmer | Blood Bank Refrigerator | Model not available | 3000056854 | Functional | Authentic Instruments Ltd
5895 | J.K.Loan Hospital, Kota | Syringe Needle Destroyer | Model not available | 3000055854 | Functional | Others
5896 | Jln Central Store Medical College | Multi-Para Monitor | Star 50 ( L and T ) | 2000033258 | Functional | Others
5897 | Swaroopganj Phc | Incubator | MODEL NOT AVAILABLE | 2000035491 | Functional | Others
5898 | Mt Abu Chc | SPHYGMOMANOMETER(BP APPRATUS) | MODEL NOT AVAILABLE | 3000045542 | Functional | Others
5899 | Pbm Medical College And Hospital | Freezes | MODEL NOT AVAILABLE | 2L37249 | Functional | Others
5900 | Gajner Chc | Phototherepy Unit | MODEL NOT AVAILABLE | 3000042368 | Functional | Others
5901 | Sms Hospital | Hydraulic Operation Table | MODEL NOT AVAILABLE | 3000085167 | Functional | Others
5902 | Swaroopganj Phc | Semi Automated Chemistry Analyzer | Model not Available | 2000035492 | Functional | Others
5903 | Pbm Medical College And Hospital | Dental Chair Unit | Model Not Available | 3000042736 | Functional | Others
5904 | Pbm Medical College And Hospital | Dental Chair Unit | Model Not Available | 3000042737 | Functional | Others
5905 | Pbm Medical College And Hospital | Dental Chair Unit | Model Not Available | 3000042738 | Functional | Others
5906 | Pbm Medical College And Hospital | Dental Chair Unit | Model Not Available | 3000042739 | Functional | Others
5907 | Pbm Medical College And Hospital | Semi Automated Chemistry Analyzer | Model not Available | 2000035813 | Functional | Others
5908 | Pugal Phc | Radiant Heat Warmer | Model Not Available | 2000035270 | Functional | Others
5909 | Gajner Chc | Syringe Needle Destroyer | Model not available | 3000042372 | Functional | Linco Scientific Instruments And Chemicals (P) Ltd
5910 | Sms Hospital | Syringe Infusion Pump | Allied - Syrn 200 | 3000085171 | Functional | Alleid Medical Limited
5911 | Pugal Phc | Labour Table | Model Not Available | 2000035271 | Functional | Others
5912 | Pbm Medical College And Hospital | Suction Machine | Model Not Available | 3000042740 | Functional | Others
5913 | Pugal Phc | Labour Table | Model Not Available | 2000035272 | Functional | Others
5914 | Gajner Chc | Freezes | MODEL NOT AVAILABLE | 3000042374 | Functional | Others
5915 | Pugal Phc | Syringe Needle Destroyer | Model not available | 2000035274 | Functional | Others
5916 | Gajner Chc | Weighing Machine | MODEL NOT AVAILABLE | 3000042376 | Functional | Bhaseen Health Products Pvt Ltd
5917 | Pugal Phc | Radiant Heat Warmer | Model Not Available | 2000035275 | Functional | Others
5918 | Gajner Chc | Syringe Needle Destroyer | Model not available | 3000042378 | Functional | Linco Scientific Instruments And Chemicals (P) Ltd
5919 | Pugal Phc | SPHYGMOMANOMETER(BP APPRATUS) | MODEL NOT AVAILABLE | 2000035276 | Functional | Others
5920 | Pugal Phc | Centrifuge Machine ( 4 Tube ) | Model not available | 2000035120 | Functional | Others
5921 | Pugal Phc | Binocular Microscope | Model Not Available | 2000035121 | Functional | Others
5922 | Gajner Chc | Nebulizer | MODEL NOT AVAILABLE | 3000042377 | Functional | Others
5923 | J.K.Loan Hospital, Kota | Syringe Infusion Pump | SIMTEK - Infutek 405 | 1602134.5EX-15705 | Functional | Simtek Medico Systems Pvt Ltd
5924 | J.K.Loan Hospital, Kota | Syringe Infusion Pump | SIMTEK - Infutek 405 | 1402134.5EX15T03 | Functional | Simtek Medico Systems Pvt Ltd
5925 | Pandit Briz Sundar Sharma General Hospital Bundi Dh | Multi-Para Monitor | Model not available | 3000041840 | Functional | Others
5926 | Pandit Briz Sundar Sharma General Hospital Bundi Dh | SPHYGMOMANOMETER(BP APPRATUS) | MODEL NOT AVAILABLE | 3000041875 | Functional | Others
5927 | Pandit Briz Sundar Sharma General Hospital Bundi Dh | Multi-Para Monitor | Model not available | 3000041841 | Functional | Others
5928 | Pandit Briz Sundar Sharma General Hospital Bundi Dh | Pulse Oxymeter | Model Not Available | C10P1192 | Functional | Others
5929 | J.K.Loan Hospital, Kota | Syringe Infusion Pump | SIMTEK - Infutek 405 | 3000055884 | Functional | Simtek Medico Systems Pvt Ltd
5930 | Pandit Briz Sundar Sharma General Hospital Bundi Dh | Radiant Heat Warmer | Model Not Available | 3000041836 | Functional | Others
5931 | Rbm Hospital Bharatpur Dh | Defibrillator | MODEL NOT AVAILABLE | 3000086045 | Functional | Others
5932 | J.K.Loan Hospital, Kota | Syringe Infusion Pump | SIMTEK - Infutek 405 | 260213009 | Functional | Simtek Medico Systems Pvt Ltd
5933 | Pandit Briz Sundar Sharma General Hospital Bundi Dh | Hemoglobin Analyzer | Model not available | 3000041663 | Functional | Others
5934 | Pandit Briz Sundar Sharma General Hospital Bundi Dh | Autoclave | Model not available | 3000041857 | Functional | Others
5935 | New Govt Medical College Kota | Autoclave | Yorco : YSI - 401 | 12j1644 | Functional | Yorco Sales Pvt Ltd
5936 | J.K.Loan Hospital, Kota | Syringe Infusion Pump | SIMTEK - Infutek 405 | 3000055898 | Functional | Simtek Medico Systems Pvt Ltd
5937 | Bager Chc | Instrument Sterilizer | Model Not Available | 2000019241 | Non Functional Repairable | Others
5938 | Pandit Briz Sundar Sharma General Hospital Bundi Dh | Freezes | MODEL NOT AVAILABLE | 3000041858 | Functional | Others
5939 | Pandit Briz Sundar Sharma General Hospital Bundi Dh | Centrifuge Machine ( 16 Tube ) | Model not available | 3000041652 | Functional | Others
5940 | J.K.Loan Hospital, Kota | Syringe Infusion Pump | SIMTEK - Infutek 405 | 703 | Functional | Simtek Medico Systems Pvt Ltd
5941 | J.K.Loan Hospital, Kota | Freezes | MODEL NOT AVAILABLE | 3000055806 | Functional | Others
5942 | J.K.Loan Hospital, Kota | Multi-Para Monitor | Model not available | 330078 | Functional | Larsen And Tourbo Ltd
5943 | Jln Central Store Medical College | Syringe Infusion Pump | AKAS Terumax RX | 204080 | Functional | Akas Medical
5944 | Jawahar Hospital Jaisalmer Dh | ECG Monitor | Model not available | 3000056431 | Functional | Others
5945 | Nachna Chc | Blood Bank Refrigerator | Model not available | 04574ZASB-01641K | Functional | Others
5946 | Nachna Chc | Binocular Microscope | BLS 116 | 6170 | Functional | Cmho Supply
5947 | Jawahar Hospital Jaisalmer Dh | Binocular Microscope | Model Not Available | 3000056480 | Functional | Others
5948 | Nachna Chc | Centrifuge Machine ( 8 Tube) | Model Not Available | 3000056218 | Functional | Others
5949 | Dh Hanumangarh Town Dh | Anesthesia Machine | MODEL NOT AVAILABLE | 2000031657 | Functional | Gayatri Sales Corporation Jaipur
5950 | Ramgarh Chc Jaisalmer | Defibrillator | MODEL NOT AVAILABLE | J09D084 | Functional | Schiller Healthcare India Pvt Ltd
5951 | Pbm Medical College And Hospital | Centrifuge Machine ( 4 Tube ) | Model not available | 2000035833 | Functional | Others
5952 | Pbm Medical College And Hospital | Centrifuge Machine ( 4 Tube ) | Model not available | 2000035834 | Functional | Others
5953 | Pbm Medical College And Hospital | Centrifuge Machine ( 4 Tube ) | Model not available | 2000035865 | Functional | Others
5954 | Pbm Medical College And Hospital | Centrifuge Machine ( 4 Tube ) | Model not available | 2000035836 | Functional | Others
5955 | Pbm Medical College And Hospital | Centrifuge Machine ( 4 Tube ) | Model not available | 2000035837 | Functional | Others
5956 | Pbm Medical College And Hospital | Centrifuge Machine ( 4 Tube ) | Model not available | 1 | Functional | Cmho Supply
5957 | Pbm Medical College And Hospital | Centrifuge Machine ( 4 Tube ) | Model not available | 2000035844 | Functional | Others
5958 | Pbm Medical College And Hospital | Centrifuge Machine ( 4 Tube ) | Model not available | 2000035858 | Functional | Others
5959 | A K Hospital Beawar Ajmer Dh | Freezes | MODEL NOT AVAILABLE | BE06PME1T00626610028 | Functional | Others
5960 | Sms Hospital | Blood Bank Refrigerator | Model not available | 2000022937 | Functional | Others
5961 | D B Government Hospital Churu Dh | Binocular Microscope | Model Not Available | 2000029834 | Functional | Labomed
5962 | Ramgarh Chc Jaisalmer | Pulse Oxymeter | Model Not Available | 3000056875 | Functional | Others
5963 | Sms Hospital | Multi-Para Monitor | Schiller - Truscope Classic | MO14E004220 | Functional | Schiller Healthcare India Pvt Ltd
5964 | Rohida Chc | Blood Bank Refrigerator | Model not available | 2000035514 | Functional | Others
5965 | District Sahadat Hospital Tonk Dh | Dental Chair Unit | Model Not Available | 3000088266 | Non Functional Repairable | Suz Dent ( India ) Pvt Ltd
5966 | Sheoganj Chc | Ice lined refrigerator | Model Not Available | 3000119109 | Functional | Others
5967 | J.K.Loan Hospital, Kota | Syringe Needle Destroyer | Model not available | 3000055413 | Functional | Others
5968 | Goluwala Chc | Binocular Microscope | Model Not Available | 3000044175 | Functional | Others
5969 | Sheoganj Chc | Blood Bank Refrigerator | Model not available | 3000119110 | Functional | Others
5970 | Dh Hanumangarh Town Dh | Anesthesia Machine | MODEL NOT AVAILABLE | 2000031654 | Functional | Others
5971 | Pbm Medical College And Hospital | Freezes | MODEL NOT AVAILABLE | 2000035838 | Functional | Others
5972 | Abu Road Chc | ECG Machine (Single Channel) | BPL - Cardiart 108T | 3000045510 | Functional | Others
5973 | Abu Road Chc | ECG Machine (Single Channel) | BPL - Cardiart 108T | 3000045511 | Functional | Others
5974 | J.K.Loan Hospital, Kota | Pulse Oxymeter | Model Not Available | 3000055412 | Functional | Others
5975 | Bager Chc | SPHYGMOMANOMETER(BP APPRATUS) | MODEL NOT AVAILABLE | 2000019273 | Functional | Zeal Medical Pvt Ltd
5976 | Pandit Briz Sundar Sharma General Hospital Bundi Dh | Freezes | MODEL NOT AVAILABLE | 3000041676 | Functional | Others
5977 | Pandit Briz Sundar Sharma General Hospital Bundi Dh | Freezes | MODEL NOT AVAILABLE | 3000041647 | Functional | Others
5978 | Pandit Briz Sundar Sharma General Hospital Bundi Dh | Freezes | MODEL NOT AVAILABLE | 3000041650 | Functional | Others
5979 | Pandit Briz Sundar Sharma General Hospital Bundi Dh | Ice lined refrigerator | Model Not Available | 3000041667 | Functional | Others
5980 | Rbm Hospital Bharatpur Dh | C. T. Scanner | TSX-021B | 5512587 | Functional | Toshiba Medical Systems
5981 | Satellite Hospital Adarsh Nagar Ajmer | Binocular Microscope | M L W Intermed | 2000033537 | Functional | Mlw Intermed
5982 | Satellite Hospital Adarsh Nagar Ajmer | Hemoglobin meter | HB 301 | 1342813063 | Functional | Hemocue India
5983 | District Hospital Jalore Dh | Blood Cell Counter - 5 part | SFRI - Countender 80+ | 2040055 | Functional | Others
5984 | Gov. Hospital, Ratangarh Sdh | Cautry Machine | Model Not Available | 3000053170 | Functional | Others
5985 | Gov. Hospital, Ratangarh Sdh | Suction Machine | Model Not Available | 3000053177 | Functional | Others
5986 | Jln Central Store Medical College | Syringe Infusion Pump | ZION PLUS | 2000034178 | Functional | Others
5987 | Borada Chc | Blood Cell Counter - 3 part | Horiba - ABX Micros ES 60 | 3000049411 | Functional | Others
5988 | Rbm Hospital Bharatpur Dh | Radiant Heat Warmer | Meditrin - Heat Warmer | 2000003068 | Non Functional Repairable | Meditrin Instruments
5989 | Borada Chc | ECG Machine (Single Channel) | Medicaid - Cardio Fax | A1013009 | Functional | Others
5990 | J.K.Loan Hospital, Kota | Urine Test Strip Analyzer | Model Not Available | UX09637435 | Functional | Others
5991 | Jawahar Hospital Jaisalmer Dh | ECG Machine (Three Channel ) | Medicaid - CardioFax 3R | 663241 | Functional | Medicaid Systems
5992 | Jawahar Hospital Jaisalmer Dh | Pulse Oxymeter | MEDITEC P201 | 3000056952 | Functional | Others
5993 | Jawahar Hospital Jaisalmer Dh | Pulse Oxymeter | MEDITEC P201 | 3000056953 | Functional | Others
5994 | Jawahar Hospital Jaisalmer Dh | Pulse Oxymeter | MEDITEC P201 | 3000056954 | Functional | Others
5995 | Jawahar Hospital Jaisalmer Dh | Pulse Oxymeter | MEDITEC P201 | 3000056882 | Functional | Others
5996 | Jln Central Store Medical College | Ventilator | Model Not Available | ASFM-0067 | Functional | Others
5997 | Jawahar Hospital Jaisalmer Dh | Suction Machine | Model Not Available | 3000056493 | Not in use | Others
5998 | J.K.Loan Hospital, Kota | Monocular Microscope | Model not available | 130358698 | Functional | Others
5999 | Zanana Hospital Ajmer Medical Collage Hospital | Binocular Microscope | Model Not Available | 4110870 | Functional | Others
6000 | Jln Central Store Medical College | Monocular Microscope | Model not available | 90825703 | Functional | Labomed
6001 | J.K.Loan Hospital, Kota | Water Bath | Model not available | 3000046634 | Non Functional Not Repairable | Yorco Sales Pvt Ltd
6002 | Rbm Hospital Bharatpur Dh | Hot Air Oven | Model not available | 2000003065 | Functional | Others
6003 | Hantra Phc | Instrument Sterilizer | Model Not Available | 2000003275 | Functional | Others
6004 | J.K.Loan Hospital, Kota | Phototherepy Unit | Meditrin - Digital Bilitimer Phototherapy | 3000055981 | Functional | Others
6005 | Nachna Chc | Suction Machine | Model Not Available | 30000569361 | Functional | Others
6006 | Jawahar Hospital Jaisalmer Dh | Ventilator | Model Not Available | AUMLOG16088 | Functional | Others
6007 | J.K.Loan Hospital, Kota | Phototherepy Unit | Meditrin - Digital Bilitimer Phototherapy | 3000055982 | Functional | Others
6008 | J.K.Loan Hospital, Kota | Monocular Microscope | Model not available | 110639551 | Functional | Others
6009 | J.K.Loan Hospital, Kota | Phototherepy Unit | Meditrin - Digital Bilitimer Phototherapy | 996 | Functional | Meditrin Instruments
6010 | J.K.Loan Hospital, Kota | Blood Bank Refrigerator | Model not available | 210 | Functional | Authentic Instruments Ltd
6011 | J.K.Loan Hospital, Kota | Phototherepy Unit | MODEL NOT AVAILABLE | 3000055997 | Functional | Others
6012 | Sarwar Chc | Radiant Heat Warmer | Zeal - RHW 2101A | 2000033852 | Functional | Others
6013 | Sarwar Chc | Radiant Heat Warmer | Zeal - RHW 2101A | 2000033853 | Functional | Others
6014 | Pugal Phc | Hemoglobin meter | Model Not Available | 2000035122 | Functional | Others
6015 | Abu Road Chc | Blood Cell Counter - 3 part | Model not available | 305ESOH05685 | Functional | Others
6016 | Sms Hospital | Ventilator | Model Not Available | 5871 | Functional | Others
6017 | Pugal Phc | Syringe Needle Destroyer | Model not available | 2000035124 | Functional | Mrk Healthcare Pvt Ltd Delhi
6018 | Swaroopganj Phc | Glucometer | Model not available | 2000035500 | Functional | Others
6019 | Gajner Chc | Blood Cell Counter - 3 part | Horiba - ABX Micros ES 60 | 3000042379 | Functional | Horiba India Pvt Ltd
6020 | Abu Road Chc | Blood Mixer ( Roller Mixer ) | Model not available | 3000045486 | Functional | Others
6021 | Pugal Phc | Glucometer | Model not available | 2000035125 | Functional | Others
6022 | Gajner Chc | Instrument Sterilizer | Model Not Available | 3000042380 | Functional | Others
6023 | Gajner Chc | Semi Automated Chemistry Analyzer | CPC - STAT FAX 3300 | 3000042381 | Functional | Cpc Diagnostics Pvt Ltd
6024 | Gajner Chc | Semi Automated Chemistry Analyzer | Robonik - Prietest Touch | 3000042382 | Functional | Robonik India Pvt Ltd
6025 | Pugal Phc | Labour Table | Model Not Available | 2000035126 | Functional | Others
6026 | Sms Hospital | Ventilator | Model Not Available | 3000085176 | Functional | Others
6027 | Dh Hanumangarh Town Dh | Blood Cell Counter - 3 part | Horiba - ABX Micros ES 60 | 309ESOH064456 | Functional | Horiba India Pvt Ltd
6028 | District Hospital Jalore Dh | Syringe Needle Destroyer | Model not available | 3000045849 | Functional | Others
6029 | Rbm Hospital Bharatpur Dh | Radiant Heat Warmer | Model Not Available | 2000003037 | Functional | Zeal Medical Pvt Ltd
6030 | Jawahar Hospital Jaisalmer Dh | Syringe Needle Destroyer | Model not available | 14G1447 | Functional | Others
6031 | Jawahar Hospital Jaisalmer Dh | Oxygen Concentrator | Model Not Available | 22030139 | Functional | Others
6032 | Nachna Chc | Binocular Microscope | Microlux - 16 | 3000056220 | Functional | Cmho Supply
6033 | Dh Hanumangarh Town Dh | BLOOD DONOR COUCH | MODEL NOT AVAILABLE | 876 | Functional | Remi Electrotechnik Ltd
6034 | Nachna Chc | Syringe Needle Destroyer | BS-949 | 3000056222 | Functional | Cmho Supply
6035 | Jawahar Hospital Jaisalmer Dh | Defibrillator | MODEL NOT AVAILABLE | j14d292 | Functional | Others
6036 | Jawahar Hospital Jaisalmer Dh | Suction Machine | EURUVAC Elite | 0GEL0420 | Functional | Others
6037 | Jawahar Hospital Jaisalmer Dh | Semi Automated Chemistry Analyzer | CHEM 5 PLUS | 40398 | Functional | Others
6038 | Sms Hospital | Shortwave Diathermy | MODEL NOT AVAILABLE | 012-13-637 | Functional | Others
6039 | Jawahar Hospital Jaisalmer Dh | Defibrillator | MODEL NOT AVAILABLE | j10d283 | Functional | Others
6040 | Padampur Chc | Blood Cell Counter - 3 part | Horiba - ABX Micros ES 60 | 306e50h05881 | Functional | Horiba India Pvt Ltd
6041 | Jawahar Hospital Jaisalmer Dh | Defibrillator | MODEL NOT AVAILABLE | 98e101120 | Functional | Others
6042 | Sms Hospital | Shortwave Diathermy | MODEL NOT AVAILABLE | 014-015-022 | Functional | Others
6043 | Jawahar Hospital Jaisalmer Dh | SPHYGMOMANOMETER(BP APPRATUS) | MODEL NOT AVAILABLE | 3000056394 | Functional | Others
6044 | Rbm Hospital Bharatpur Dh | Fetal Monitor | FD 9613 | 9513 | Functional | Others
6045 | Jawahar Hospital Jaisalmer Dh | Ventilator | Model Not Available | 970019 | Functional | Others
6046 | Nachna Chc | Syringe Needle Destroyer | Nulife - Dots | NBSD072-5165 | Functional | Mrk Healthcare Pvt Ltd Delhi
6047 | Nachna Chc | Radiant Heat Warmer | Zeal - RHW 2101A | RHWZ101A/0813/1038 | Functional | Zeal Medical Pvt Ltd
6048 | Nachna Chc | Radiant Heat Warmer | Zeal - RHW 2101A | RHWZ101A/0813/1040 | Functional | Zeal Medical Pvt Ltd
6049 | Rbm Hospital Bharatpur Dh | Blood Bank Refrigerator | Model not available | 2000003066 | Functional | Others
6050 | Sms Hospital | Ventilator | Model Not Available | 130210371081A1V | Functional | Medical Engineers Delhi
6051 | Sawar Chc | SPHYGMOMANOMETER(BP APPRATUS) | MODEL NOT AVAILABLE | 2000033852 | Functional | Others
6052 | Dh Hanumangarh Town Dh | Spot Light ( Portable ) | Model Not Available | 2000031670 | Functional | Others
6053 | Jawahar Hospital Jaisalmer Dh | Monocular Microscope | Model not available | 3000056408 | Not in use | Others
6054 | Jawahar Hospital Jaisalmer Dh | Suction Machine | Model Not Available | AKTA3J112385 | Functional | Others
6055 | J.K.Loan Hospital, Kota | Phototherepy Unit | Meditrin - Digital Bilitimer Phototherapy | 3000055983 | Functional | Others
6056 | Jawahar Hospital Jaisalmer Dh | ECG Machine (Three Channel ) | SE-300 | DELCOE1272 | Functional | Others
6057 | J.K.Loan Hospital, Kota | Tube Sealer for Blood bags | Model Not Available | 2000021840 | Functional | Others
6058 | Zanana Hospital Ajmer Medical Collage Hospital | Tube Sealer for Blood bags | Model Not Available | 2529905 | Functional | Others
6059 | Hantra Phc | Binocular Microscope | Model Not Available | 2000003284 | Functional | Others
6060 | Hantra Phc | Centrifuge Machine ( 4 Tube ) | Remi 4C | 2000003285 | Non Functional Repairable | Nova Biomedical
6061 | Nachna Chc | Nebulizer | MODEL NOT AVAILABLE | 1370 | Functional | Others
6062 | Zanana Hospital Ajmer Medical Collage Hospital | ECG Machine (Single Channel) | Medicaid - Cardio Fax | A014029 | Functional | Others
6063 | Rbm Hospital Bharatpur Dh | Pulse Oxymeter | Model Not Available | 2000003052 | Functional | Others
6064 | Sankara Chc | Binocular Microscope | BLS 116 | 6206 | Functional | B L Scientific Instruments Co
6065 | Chanibari Chc | Binocular Microscope | Model Not Available | 2000037954 | Functional | Others
6066 | Rohida Chc | Ice lined refrigerator | Model Not Available | 2000035513 | Functional | Others
6067 | Sms Hospital | Ventilator | Schiller - Graphnet Advance | 3000085205 | Functional | Others
6068 | Gopalpura Phc | Centrifuge Machine ( 4 Tube ) | Model not available | HGLC-9400 | Functional | Remi Electrotechnik Ltd
6069 | Pbm Medical College And Hospital | Spot Light ( Portable ) | Model Not Available | 2000035925 | Functional | Others
6070 | Pbm Medical College And Hospital | Spot Light ( Portable ) | Model Not Available | 2000035939 | Functional | Others
6071 | Pbm Medical College And Hospital | Spot Light ( Portable ) | Model Not Available | 2000035969 | Functional | Others
6072 | Chanibari Chc | Centrifuge Machine ( 8 Tube) | REMI - R4C | 3567 | Functional | Cmho Supply
6073 | Rohida Chc | Baby Weighing Machine | Model Not Available | 2000035512 | Functional | Others
6074 | District Sahadat Hospital Tonk Dh | Instrument Sterilizer | Model Not Available | 3000088268 | Functional | Others
6075 | Goluwala Chc | Centrifuge Machine ( 4 Tube ) | Model not available | 3000044179 | Functional | Remi Electrotechnik Ltd
6076 | J.K.Loan Hospital, Kota | Syringe Infusion Pump | Model not available | 3000046860 | Functional | Others
6077 | Chanibari Chc | Blood Mixer ( Roller Mixer ) | Model not available | 2314 | Functional | Others
6078 | Guhala Chc | Blood Collection Monitor | Model Not Available | 306esoho581 | Functional | Others
6079 | Pandit Briz Sundar Sharma General Hospital Bundi Dh | Defibrillator | MODEL NOT AVAILABLE | J10B269 | Functional | Others
6080 | New Govt Medical College Kota | Semi Automated Chemistry Analyzer | Model not Available | 3000055276 | Functional | Others
6081 | J.K.Loan Hospital, Kota | Suction Machine | Model Not Available | 3000046761 | Non Functional Not Repairable | Others
6082 | District Hospital Sattelite , Bikaner Dh | Freezes | MODEL NOT AVAILABLE | INC121805373 | Functional | Others
6083 | Bager Chc | Glucometer | Model not available | 1012A003806 | Non Functional Repairable | Others
6084 | J.K.Loan Hospital, Kota | Syringe Infusion Pump | SIMTEK - Infutek 405 | 2602134.5EX5Y07 | Functional | Simtek Medico Systems Pvt Ltd
6085 | J.K.Loan Hospital, Kota | Syringe Infusion Pump | SIMTEK - Infutek 405 | 192134.5EX-15715 | Functional | Simtek Medico Systems Pvt Ltd
6086 | J.K.Loan Hospital, Kota | Syringe Infusion Pump | SIMTEK - Infutek 405 | 1602134-5EX-1ST11 | Functional | Simtek Medico Systems Pvt Ltd
6087 | Pandit Briz Sundar Sharma General Hospital Bundi Dh | Syringe Needle Destroyer | Model not available | 3000041868 | Functional | Others
6088 | Satellite Hospital Adarsh Nagar Ajmer | Instrument Sterilizer | Model Not Available | 07A6263 | Functional | Others
6089 | Rbm Hospital Bharatpur Dh | O.T. Light Single Dome | MODEL NOT AVAILABLE | 2000003515 | Functional | Others
6090 | Rbm Hospital Bharatpur Dh | ELECTRIC OT TABLE | MODEL NOT AVAILABLE | 2000003513 | Functional | Others
6091 | Dehra Phc | Centrifuge Machine ( 4 Tube ) | Remi 4C | 2000003547 | Functional | Remi Electrotechnik Ltd
6092 | Rbm Hospital Bharatpur Dh | Anesthesia Machine | MODEL NOT AVAILABLE | 2000003509 | Functional | Medicaid Systems
6093 | District Hospital Sattelite , Bikaner Dh | Fetal Doppler | ND - 102 | 2000030755 | Functional | Niscomed Electro Medical Devices
6094 | Dh Hanumangarh Town Dh | Fully Automated Clinical Chemistry Analyzer | Randox - RX IMOLA | 2000037424 | Functional | Randox Laboratories ( India ) Pvt Ltd
6095 | Satellite Hospital Adarsh Nagar Ajmer | Radiant Heat Warmer | Model Not Available | 2000033500 | Not in use | Others
6096 | District Hospital Jalore Dh | Freezes | MODEL NOT AVAILABLE | 3000045804 | Functional | Others
6097 | Jawahar Hospital Jaisalmer Dh | Nebulizer | MODEL NOT AVAILABLE | PCB102109 | Functional | Others
6098 | Rbm Hospital Bharatpur Dh | Radiant Heat Warmer | Model Not Available | 2000003506 | Functional | Scot Refrigeration Pvt Ltd
6099 | Jawahar Hospital Jaisalmer Dh | ELISA Washer | Model not available | 3000056403 | Functional | Others
6100 | Dh Hanumangarh Town Dh | Hemoglobin meter | Model Not Available | 2000037623 | Functional | Others
6101 | Jawahar Hospital Jaisalmer Dh | Hydraulic Operation Table | MODEL NOT AVAILABLE | 3000056891 | Functional | Others
6102 | District Hospital Jalore Dh | Binocular Microscope | PZB 22 | 3000045805 | Functional | Others
6103 | Jawahar Hospital Jaisalmer Dh | Nebulizer | MODEL NOT AVAILABLE | 127673/16 | Functional | Others
6104 | Rbm Hospital Bharatpur Dh | Automatic Film Processor | Model not available | 2000003172 | Functional | Others
6105 | Gov. Hospital, Sujangarh Sdh | C R System | Classic CR+DV 6850 Printer | 4001679 | Functional | Rhsdp Supply
6106 | Dh Hanumangarh Town Dh | Blood Mixer ( Roller Mixer ) | Model not available | 523 | Functional | Others
6107 | City Dispensary Diggi Bazar | Ice lined refrigerator | Model Not Available | DE4G0E0100V29910022 | Functional | Others
6108 | Sms Hospital | Suction Machine | Model Not Available | 84670 | Functional | Others
6109 | J.K.Loan Hospital, Kota | Suction Machine | Model Not Available | 3000046917 | Functional | Others
6110 | Sms Hospital | Multi-Para Monitor | MODEL NOT AVAILABLE | 3000202621 | Functional | Others
6111 | Gajner Chc | Centrifuge Machine ( 8 Tube) | Model Not Available | 3000042389 | Functional | Cmho Supply
6112 | Pugal Phc | Radiant Heat Warmer | Model Not Available | 2000035127 | Functional | Others
6113 | Sms Hospital | Ventilator | Model Not Available | 35328 | Functional | Others
6114 | Gajner Chc | Centrifuge Machine ( 8 Tube) | Model Not Available | 3000042390 | Functional | Cmho Supply
6115 | Pugal Phc | FOOT OPERATED SUCTION MACHINE | MODEL NOT AVAILABLE | 2000035130 | Functional | Others
6116 | Abu Road Chc | Syringe Needle Destroyer | Model not available | RCN74062000 | Functional | Others
6117 | Gajner Chc | Incubator | MODEL NOT AVAILABLE | 3000042391 | Functional | Others
6118 | Sms Hospital | Ventilator | Model Not Available | 17442 | Functional | Others
6119 | Sms Hospital | Ventilator | Model Not Available | 3000085179 | Functional | Alleid Medical Limited
6120 | Sms Hospital | Syringe Infusion Pump | Allied - Syrn 200 | 3000085182 | Functional | Alleid Medical Limited
6121 | Pugal Phc | SPHYGMOMANOMETER(BP APPRATUS) | MODEL NOT AVAILABLE | 2000035134 | Functional | Others
6122 | Sms Hospital | Ventilator | Model Not Available | 3000085189 | Functional | Alleid Medical Limited
6123 | Sms Hospital | Ventilator | Model Not Available | 3000085190 | Functional | Alleid Medical Limited
6124 | Gajner Chc | Hemoglobin Analyzer | Model not available | 3000042396 | Non Functional Not Repairable | Others
6125 | Gajner Chc | Glucometer | Model not available | 3000042397 | Non Functional Not Repairable | Others
6126 | Sms Hospital | Syringe Infusion Pump | Allied - Syrn 200 | 3000085194 | Functional | Alleid Medical Limited
6127 | Sms Hospital | Syringe Infusion Pump | Allied - Syrn 200 | 3000085195 | Functional | Alleid Medical Limited
6128 | Sms Hospital | Syringe Infusion Pump | Allied - Syrn 200 | 3000085196 | Functional | Alleid Medical Limited
6129 | Sms Hospital | Ventilator | Model Not Available | K395707 | Functional | Others
6130 | Sms Hospital | Ventilator | AVEA | BBVO1497 | Functional | Carefusion - Usa
6131 | Sms Hospital | Multi-Para Monitor | Model not available | 3000087377 | Functional | Philips Electronics India Ltd
6132 | City Dispensary Diggi Bazar | SPHYGMOMANOMETER(BP APPRATUS) | MODEL NOT AVAILABLE | RH0107985 | Functional | Cmho Supply
6133 | Gov. Hospital, Ratangarh Sdh | ELISA Reader | Model not available | 451527015E | Functional | Others
6134 | City Dispensary Diggi Bazar | Instrument Sterilizer | Model Not Available | 47125 | Functional | Cmho Supply
6135 | Pbm Medical College And Hospital | Anesthesia Machine | MODEL NOT AVAILABLE | 3000045793 | Functional | Others
6136 | Sms Hospital | Multi-Para Monitor | Model not available | 4335A31313 | Functional | Philips Electronics India Ltd
6137 | Rbm Hospital Bharatpur Dh | Pulse Oxymeter | Model Not Available | 2000003047 | Functional | Others
6138 | Gov. Hospital, Ratangarh Sdh | Monocular Microscope | Model not available | 12685 | Functional | Others
6139 | Sms Hospital | Multi-Para Monitor | Model not available | 4335A31303 | Functional | Philips Electronics India Ltd
6140 | Gov. Hospital, Ratangarh Sdh | Defibrillator | MODEL NOT AVAILABLE | EM07/C | Functional | Others
6141 | Sms Hospital | Multi-Para Monitor | Model not available | A11S3580 | Functional | Larsen And Tourbo Ltd
6142 | City Dispensary Srinagar Road | SPHYGMOMANOMETER(BP APPRATUS) | MODEL NOT AVAILABLE | 34827 | Functional | Others
6143 | Dh Hanumangarh Town Dh | Defibrillator with Cardiac Monitor | Concept | 2000031949 | Functional | Concept Integration
6144 | Pindwara Chc | Semi Automated Chemistry Analyzer | Model not Available | 3000045546 | Not in use | Others
6145 | Gov. Hospital, Ratangarh Sdh | Suction Machine | Model Not Available | 3000053250 | Functional | Others
6146 | Sankara Chc | Spot Light ( Portable ) | Model Not Available | 3000056674 | Functional | Cmho Supply
6147 | J.K.Loan Hospital, Kota | Blood Bank Refrigerator | REMI - BR 300 | BDI3528 | Functional | Remi Electrotechnik Ltd
6148 | City Dispensary Srinagar Road | Glucometer | Model not available | 2256/11 | Functional | Others
6149 | Gov. Hospital, Ratangarh Sdh | Syringe Needle Destroyer | Microsil - ND350 | 5691 | Functional | Others
6150 | Pbm Medical College And Hospital | SPHYGMOMANOMETER(BP APPRATUS) | MODEL NOT AVAILABLE | 3000042646 | Functional | Others
6151 | Bajju Chc | Blood Cell Counter - 3 part | Horiba - ABX Micros ES 60 | 5849 | Functional | Horiba India Pvt Ltd
6152 | Jawahar Hospital Jaisalmer Dh | Syringe Needle Destroyer | Model not available | 3000056085 | Functional | Others
6153 | Sms Hospital | Defibrillator | MODEL NOT AVAILABLE | DMMG3D1493 | Functional | Bpl Medical Technologies
6154 | Bajju Chc | Monocular Microscope | Model not available | 702463 | Functional | Others
6155 | Gov. Hospital, Ratangarh Sdh | Radiant Heat Warmer | Model Not Available | 3 | Functional | Others
6156 | Jawahar Hospital Jaisalmer Dh | Freezes | MODEL NOT AVAILABLE | 3000056406 | Functional | Others
6157 | J.K.Loan Hospital, Kota | Radiant Heat Warmer | Model Not Available | 187 | Functional | Meditrin Instruments
6158 | J.K.Loan Hospital, Kota | Freezes | MODEL NOT AVAILABLE | 3000055832 | Functional | Others
6159 | J.K.Loan Hospital, Kota | Phototherepy Unit | Meditrin - Digital Bilitimer Phototherapy | 948 | Functional | Meditrin Instruments
6160 | Hantra Phc | Freezes | MODEL NOT AVAILABLE | 2000003269 | Functional | Others
6161 | J.K.Loan Hospital, Kota | Phototherepy Unit | MODEL NOT AVAILABLE | 3000055995 | Functional | Others
6162 | J.K.Loan Hospital, Kota | Blood Bank Refrigerator | Model not available | 5561-295 | Functional | Others
6163 | Hantra Phc | Centrifuge Machine ( 4 Tube ) | Remi 4C | 2000003286 | Functional | Remi Electrotechnik Ltd
6164 | Zanana Hospital Ajmer Medical Collage Hospital | VDRL Rotator (Rotor and Shaker) | Model Not Available | 3000047083 | Functional | Others
6165 | Jawahar Hospital Jaisalmer Dh | Syringe Needle Destroyer | Model not available | 2000021999 | Non Functional Not Repairable | Others
6166 | Goluwala Chc | Binocular Microscope | Microlux - 16 | 3000044181 | Functional | Others
6167 | A K Hospital Beawar Ajmer Dh | Autoclave | Model not available | 34748 | Functional | Others
6168 | Gopalpura Phc | Binocular Microscope | AMT 5A | 3000121072 | Functional | Remi Electrotechnik Ltd
6169 | Khandela Chc | Glucometer | Model not available | 2000037161 | Functional | Others
6170 | Pbm Medical College And Hospital | Phototherepy Unit | MODEL NOT AVAILABLE | 2000035757 | Functional | Others
6171 | Pbm Medical College And Hospital | Phototherepy Unit | MODEL NOT AVAILABLE | 2000035759 | Functional | Others
6172 | Pbm Medical College And Hospital | Phototherepy Unit | MODEL NOT AVAILABLE | 2000035760 | Functional | Others
6173 | Pbm Medical College And Hospital | Phototherepy Unit | MODEL NOT AVAILABLE | 2000035785 | Functional | Others
6174 | Gajner Chc | ECG Machine (Single Channel) | Medicaid - Cardio Fax | 3000042400 | Functional | Medicaid Systems
6175 | Gopalpura Phc | Syringe Needle Destroyer | Model not available | NB5D0715772 | Functional | Cmho Supply
6176 | Goluwala Chc | Glucometer | Model not available | 3000044185 | Functional | Others
6177 | Sms Hospital | Intensive Care Bed | Janak | 201312073501 | Functional | Janak Healthcare Pvt Ltd
6178 | Chanibari Chc | Monocular Microscope | Model not available | 2000037958 | Functional | Others
6179 | J.K.Loan Hospital, Kota | Anesthesia Machine | MODEL NOT AVAILABLE | 3000055409 | Functional | Others
6180 | A K Hospital Beawar Ajmer Dh | Radiant Heat Warmer | Meditrin - Heat Warmer | NRHM/WM09/149 | Functional | Meditrin Instruments
6181 | Pandit Briz Sundar Sharma General Hospital Bundi Dh | Freezes | Kelvinator KGE 193 | 3000041653 | Functional | Others
6182 | Pandit Briz Sundar Sharma General Hospital Bundi Dh | Hot Air Oven | Model not available | 3000041654 | Functional | Others
6183 | Pandit Briz Sundar Sharma General Hospital Bundi Dh | Binocular Microscope | Model Not Available | 3000041677 | Functional | Others
6184 | Zanana Hospital Ajmer Medical Collage Hospital | Radiant Heat Warmer | Model Not Available | 3000047069 | Functional | A K Surgicals
6185 | Rbm Hospital Bharatpur Dh | ELECTRIC OT TABLE | MODEL NOT AVAILABLE | 2000003510 | Functional | Others
6186 | Dehra Phc | Glucometer | Model not available | MT00021162 | Functional | Others
6187 | Jln Central Store Medical College | Syringe Infusion Pump | ZION PLUS | 368 | Functional | Others
6188 | Gov. Hospital, Ratangarh Sdh | Suction Machine | Model Not Available | 4J5352 | Functional | Others
6189 | Jln Central Store Medical College | Syringe Infusion Pump | ZION PLUS | 369 | Functional | Others
6190 | Satellite Hospital Adarsh Nagar Ajmer | Dental Chair Unit | Model Not Available | 3000218466 | Functional | Others
6191 | Jawahar Hospital Jaisalmer Dh | Suction Machine | Model Not Available | 3000056903 | Functional | Others
6192 | Rbm Hospital Bharatpur Dh | Syringe Needle Destroyer | Model not available | 2000003504 | Functional | Scot Refrigeration Pvt Ltd
6193 | Jawahar Hospital Jaisalmer Dh | Nebulizer | MODEL NOT AVAILABLE | 14C175 | Functional | Others
6194 | Dh Hanumangarh Town Dh | Neubaurs Chamber | Model not available | 2000037625 | Functional | Others
6195 | Jawahar Hospital Jaisalmer Dh | SPHYGMOMANOMETER(BP APPRATUS) | MODEL NOT AVAILABLE | 98137565 | Functional | Others
6196 | Gov. Hospital, Ratangarh Sdh | SPHYGMOMANOMETER(BP APPRATUS) | MODEL NOT AVAILABLE | 1958648-04 | Functional | Others
6197 | Jawahar Hospital Jaisalmer Dh | Ice lined refrigerator | Model Not Available | 30010056467 | Functional | Others
6198 | J.K.Loan Hospital, Kota | Syringe Infusion Pump | SIMTEK - Infutek 405 | 1602134.5EX085ST | Functional | Simtek Medico Systems Pvt Ltd
6199 | J.K.Loan Hospital, Kota | Syringe Infusion Pump | SIMTEK - Infutek 405 | 1602134.5085 | Functional | Simtek Medico Systems Pvt Ltd
6200 | Dh Hanumangarh Town Dh | Hot Air Oven | Yorco - YSI - 431D | 713343 | Functional | Yorco Sales Pvt Ltd
6201 | Rbm Hospital Bharatpur Dh | Instrument Sterilizer | Model Not Available | 2000003495 | Functional | Others
6202 | Dh Hanumangarh Town Dh | Syringe Needle Destroyer | Microsil - ND350 | 2000037641 | Functional | Linco Scientific Instruments And Chemicals (P) Ltd
6203 | Rudawal Phc | Radiant Heat Warmer | Model Not Available | RHW2101A/0713/684 | Functional | Zeal Medical Pvt Ltd
6204 | District Hospital Sattelite , Bikaner Dh | Suction Machine | HI VAC | 415309 | Functional | Anand Medicaids Pvt Ltd
6205 | Zanana Hospital Ajmer Medical Collage Hospital | Ventilator | Philips - Ventilator | 2000034814 | Functional | Others
6206 | Rbm Hospital Bharatpur Dh | SPHYGMOMANOMETER(BP APPRATUS) | MODEL NOT AVAILABLE | 2000003496 | Functional | Others
6207 | Sms Hospital | Blood Collection Monitor | Model Not Available | GFCM-1163 | Functional | Others
6208 | Sms Hospital | Blood Collection Monitor | Model Not Available | GFCM-1167 | Functional | Others
6209 | Sms Hospital | Tube Sealer for Blood bags | Model Not Available | RFK14070447 | Functional | Others
6210 | Sms Hospital | Ventilator | Model Not Available | 50955 | Functional | Others
6211 | Sms Hospital | Blood Collection Monitor | Model Not Available | GFCM-1160 | Functional | Others
6212 | Sms Hospital | Ventilator | Model Not Available | 1142 | Functional | Others
6213 | Sms Hospital | Ventilator | Schiller - Graphnet Advance | 140211111081AIV | Functional | Schiller Healthcare India Pvt Ltd
6214 | Gov. Hospital, Sujangarh Sdh | Defibrillator | MODEL NOT AVAILABLE | VS00458561 | Functional | Others
6215 | Sms Hospital | Ventilator | Schiller - Graphnet Advance | 140211431081AIV | Functional | Schiller Healthcare India Pvt Ltd
6216 | Gov. Hospital, Sujangarh Sdh | Freezes | MODEL NOT AVAILABLE | 30000129109 | Functional | Rhsdp Supply
6217 | Gov. Hospital, Sujangarh Sdh | Freezes | MODEL NOT AVAILABLE | 30000129110 | Functional | Rhsdp Supply
6218 | Gov. Hospital, Sujangarh Sdh | Nebulizer | MODEL NOT AVAILABLE | 30000129114 | Functional | Others
6219 | Abu Road Chc | Baby Weighing Machine | Model Not Available | 3000045494 | Functional | Others
6220 | Sms Hospital | ELISA Washer | Model not available | 461602007E | Functional | Alere Medical Pvt Ltd
6221 | Chc Sambhar | SPHYGMOMANOMETER(BP APPRATUS) | MODEL NOT AVAILABLE | 58001 | Functional | Bhasin Sons Private Limited
6222 | Gov. Hospital, Sujangarh Sdh | Pulse Oxymeter | Model Not Available | EA07C00409 | Functional | Rhsdp Supply
6223 | Sms Hospital | Incubator | MODEL NOT AVAILABLE | 1403072 | Functional | Others
6224 | Sms Hospital | Multi-Para Monitor | Schiller - Truscope Classic | MO14E004271 | Functional | Schiller Healthcare India Pvt Ltd
6225 | Pbm Medical College And Hospital | Suction Machine | Model Not Available | 2000035968 | Functional | Others
6226 | Pbm Medical College And Hospital | Suction Machine | Model Not Available | 2000035970 | Functional | Others
6227 | Pbm Medical College And Hospital | Suction Machine | Model Not Available | 2000035976 | Functional | Others
6228 | Pbm Medical College And Hospital | Suction Machine | Model Not Available | 2000035979 | Functional | Others
6229 | Pbm Medical College And Hospital | Suction Machine | Model Not Available | 2000035981 | Functional | Others
6230 | Pbm Medical College And Hospital | Suction Machine | Model Not Available | 2000035984 | Functional | Others
6231 | J.K.Loan Hospital, Kota | Suction Machine | Model Not Available | 3000046902 | Functional | Others
6232 | J.K.Loan Hospital, Kota | Syringe Infusion Pump | SIMTEK - Infutek 405 | 82134101 | Functional | Simtek Medico Systems Pvt Ltd
6233 | New Govt Medical College Kota | Semi Automated Chemistry Analyzer | Model not Available | 3000055278 | Functional | Others
6234 | J.K.Loan Hospital, Kota | Suction Machine | Model Not Available | 3000046760 | Non Functional Not Repairable | Others
6235 | J.K.Loan Hospital, Kota | Syringe Infusion Pump | SIMTEK - Infutek 405 | 1302134.5SEXAJ01 | Functional | Siemens Limited
6236 | Rbm Hospital Bharatpur Dh | Nebulizer | MODEL NOT AVAILABLE | 2000003190 | Functional | Others
6237 | J.K.Loan Hospital, Kota | Syringe Infusion Pump | SIMTEK - Infutek 405 | 2 | Functional | Simtek Medico Systems Pvt Ltd
6238 | J.K.Loan Hospital, Kota | Centrifuge Machine ( 8 Tube) | REMI - R 8C | 3276 | Functional | Remi Electrotechnik Ltd
6239 | J.K.Loan Hospital, Kota | Syringe Infusion Pump | SIMTEK - Infutek 405 | 3 | Functional | Simtek Medico Systems Pvt Ltd
6240 | J.K.Loan Hospital, Kota | Freezes | MODEL NOT AVAILABLE | 3000055800 | Functional | Haier Appliances India Pvt
6241 | Pandit Briz Sundar Sharma General Hospital Bundi Dh | Glucometer | Model not available | 3000041785 | Functional | Others
6242 | J.K.Loan Hospital, Kota | Freezes | MODEL NOT AVAILABLE | 3000055803 | Functional | Others
6243 | Zanana Hospital Ajmer Medical Collage Hospital | Binocular Microscope | Labomed - Vision 2000 | 130061050 | Functional | Labomed
6244 | Dehra Phc | Hemoglobin meter | Model Not Available | 2000003545 | Functional | Others
6245 | Jawahar Hospital Jaisalmer Dh | ECG Machine (Single Channel) | BPL - Cardiart 108T | AUMLOGI6045 | Functional | Others
6246 | Jawahar Hospital Jaisalmer Dh | Defibrillator | MODEL NOT AVAILABLE | 3000056886 | Functional | Others
6247 | Jawahar Hospital Jaisalmer Dh | Instrument Sterilizer | Model Not Available | 3000056049 | Functional | Others
6248 | J.K.Loan Hospital, Kota | SPHYGMOMANOMETER(BP APPRATUS) | MODEL NOT AVAILABLE | 3000046905 | Functional | Others
6249 | Jawahar Hospital Jaisalmer Dh | O.T. Light Double Dome | MODEL NOT AVAILABLE | 3000056341 | Functional | Others
6250 | Jawahar Hospital Jaisalmer Dh | Single Puncture Laparoscope with Console Unit | 26034AAV | 3000056892 | Functional | Others
6251 | Rbm Hospital Bharatpur Dh | Blood Bank Refrigerator | Model not available | 38104 | Functional | Videocon Industries Ltd
6252 | Rbm Hospital Bharatpur Dh | Suction Machine | Model Not Available | 2000003503 | Functional | Others
6253 | Dh Hanumangarh Town Dh | Incubator | Yorco - YSI - 438D | 2000037638 | Functional | Yorco Sales Pvt Ltd
6254 | Jawahar Hospital Jaisalmer Dh | Multi-Para Monitor | Model not available | M016E000633 | Functional | Schiller Healthcare India Pvt Ltd
6255 | J.K.Loan Hospital, Kota | Pulse Oxymeter | Model Not Available | 3000055916 | Non Functional Not Repairable | Larsen And Tourbo Ltd
6256 | Rampura District Hospitalkota Dh | Freezes | MODEL NOT AVAILABLE | 3000055325 | Functional | Others
6257 | Mohangarh Chc | Baby Weighing Machine | Model Not Available | 3000056307 | Functional | Cmho Supply
6258 | Sms Hospital | Operating Microscope | Model Not Available | 276 | Functional | Others
6259 | Gajner Chc | 300mA X-Ray Machine | GME - GMHF-32 | 3000042401 | Functional | General Medical Equipment
6260 | Gopalpura Phc | Glucometer | Model not available | 3000121074 | Functional | Others
6261 | Goluwala Chc | Hemoglobin meter | Model Not Available | 3000044186 | Functional | Others
6262 | A K Hospital Beawar Ajmer Dh | Radiant Heat Warmer | Meditrin - Heat Warmer | NRHM/WM09/160 | Functional | Others
6263 | Chanibari Chc | Monocular Microscope | Model not available | 2000037959 | Functional | Others
6264 | A K Hospital Beawar Ajmer Dh | Radiant Heat Warmer | Meditrin - Heat Warmer | NRHM/WM09/151 | Functional | Others
6265 | Dh Hanumangarh Town Dh | Phototherepy Unit | Fenam, Bilitron Sky 5006 | 450066 | Functional | Fanem
6266 | Sms Hospital | Monocular Microscope | Model not available | 4110867 | Functional | Others
6267 | Chanibari Chc | Hot Air Oven | Model not available | 3000089066 | Functional | Cmho Supply
6268 | Gajner Chc | Blood Bank Refrigerator | Model not available | 3000042403 | Functional | Vestfrost Solutions
6269 | J.K.Loan Hospital, Kota | Suction Machine | HI VAC | 3000055408 | Functional | Anand Medicaids Pvt Ltd
6270 | A K Hospital Beawar Ajmer Dh | Radiant Heat Warmer | Meditrin - Heat Warmer | NRHM/WM09/147 | Functional | Others
6271 | Chanibari Chc | Freezes | MODEL NOT AVAILABLE | 2000037961 | Functional | Others
6272 | Gopalpura Phc | Syringe Needle Destroyer | Model not available | 3000121077 | Functional | Others
6273 | Dh Hanumangarh Town Dh | Pulse Oxymeter | Comet - P (L and T) | C09P0388 | Functional | Larsen And Tourbo Ltd
6274 | A K Hospital Beawar Ajmer Dh | Suction Machine | Model Not Available | 2000034683 | Functional | Others
6275 | J.K.Loan Hospital, Kota | Pulse Oxymeter | Model Not Available | 3300--005010 | Functional | Others
6276 | Dh Hanumangarh Town Dh | Pulse Oxymeter | Comet - P (L and T) | C09P0387 | Functional | Larsen And Tourbo Ltd
6277 | Chanibari Chc | Hemoglobin meter | Model Not Available | 2000037962 | Functional | Marienfeld
6278 | Gopalpura Phc | Syringe Needle Destroyer | Model not available | 3000121079 | Functional | Others
6279 | Sheoganj Chc | Instrument Sterilizer | Model Not Available | 3000119118 | Functional | Others
6280 | Sms Hospital | Intensive Care Bed | Janak | 201211283625 | Functional | Janak Healthcare Pvt Ltd
6281 | Sms Hospital | Ventilator | Model Not Available | 3000085207 | Functional | Others
6282 | Abu Road Chc | SPHYGMOMANOMETER(BP APPRATUS) | MODEL NOT AVAILABLE | 10855 | Functional | Others
6283 | J.K.Loan Hospital, Kota | SPHYGMOMANOMETER(BP APPRATUS) | MODEL NOT AVAILABLE | 3000096905 | Functional | Others
6284 | Bager Chc | Blood Bank Refrigerator | Model not available | BDI4415 | Functional | Others
6285 | Pandit Briz Sundar Sharma General Hospital Bundi Dh | Radiant Heat Warmer | Model Not Available | 3000041482 | Functional | Others
6286 | Pandit Briz Sundar Sharma General Hospital Bundi Dh | Radiant Heat Warmer | Model Not Available | 3000041835 | Functional | Others
6287 | Pandit Briz Sundar Sharma General Hospital Bundi Dh | Radiant Heat Warmer | Model Not Available | 3000041830 | Functional | Others
6288 | Dh Hanumangarh Town Dh | Monocular Microscope | Model not available | 2000037414 | Functional | Others
6289 | J.K.Loan Hospital, Kota | Syringe Infusion Pump | MK-144 | 3000197193 | Functional | Vestfrost Solutions
6290 | J.K.Loan Hospital, Kota | Weighing Machine | MODEL NOT AVAILABLE | 2725232071613 | Functional | Others
6291 | J.K.Loan Hospital, Kota | Syringe Infusion Pump | SIMTEK - Infutek 405 | 7 | Functional | Simtek Medico Systems Pvt Ltd
6292 | New Govt Medical College Kota | Autoclave | Yorco : YSI - 401 | 12j1645 | Functional | Yorco Sales Pvt Ltd
6293 | Pandit Briz Sundar Sharma General Hospital Bundi Dh | Freezes | MODEL NOT AVAILABLE | 3000041715 | Functional | Others
6294 | Pandit Briz Sundar Sharma General Hospital Bundi Dh | Radiant Heat Warmer | Model Not Available | 3000041860 | Functional | Others
6295 | Zanana Hospital Ajmer Medical Collage Hospital | Binocular Microscope | Labomed - Vision 2000 | 3000047115 | Functional | Labomed
6296 | Rbm Hospital Bharatpur Dh | Pulse Oxymeter | Model not available | 3000088375 | Functional | Others
6297 | District Hospital Sattelite , Bikaner Dh | Nebulizer | MODEL NOT AVAILABLE | 42036 | Functional | Omron Health Care
6298 | District Hospital Sattelite , Bikaner Dh | Nebulizer | MODEL NOT AVAILABLE | 42037 | Functional | Omron Health Care
6299 | J.K.Loan Hospital, Kota | Syringe Infusion Pump | SIMTEK - Infutek 405 | 1902134.5105 | Functional | Simtek Medico Systems Pvt Ltd
6300 | Jawahar Hospital Jaisalmer Dh | Freezes | MODEL NOT AVAILABLE | 3000056059 | Functional | Others
6301 | Dehra Phc | Blood Bank Refrigerator | Model not available | BE04G4E2600B2A5V0215 | Functional | Haier Appliances India Pvt
6302 | Jawahar Hospital Jaisalmer Dh | Blood Bank Refrigerator | Model not available | 3000056468 | Functional | Others
6303 | J.K.Loan Hospital, Kota | Syringe Infusion Pump | SIMTEK - Infutek 405 | 1902134.51-01 | Functional | Simtek Medico Systems Pvt Ltd
6304 | J.K.Loan Hospital, Kota | Freezes | MODEL NOT AVAILABLE | 3000055805 | Functional | Others
6305 | District Hospital Jalore Dh | Blood Gas Analyzer (ABG Machine) | Model not available | 3000045819 | Functional | Remi Electrotechnik Ltd
6306 | Rbm Hospital Bharatpur Dh | Weighing Machine | MODEL NOT AVAILABLE | 2000003072 | Non Functional Repairable | Others
6307 | Dh Hanumangarh Town Dh | ELISA READR WITH WASHER | RT 2100C AND RT 2600C | 461511004E | Functional | Rayto Life And Analytical Sciences Co Ltd
6308 | Bhaniyana Phc | Centrifuge Machine ( 4 Tube ) | Model not available | 3000056646 | Functional | Cmho Supply
6309 | Pbm Medical College And Hospital | Suction Machine | Model Not Available | 2000035986 | Functional | Others
6310 | A K Hospital Beawar Ajmer Dh | Syringe Infusion Pump | Model not available | 21249644 | Functional | Others
6311 | A K Hospital Beawar Ajmer Dh | Syringe Infusion Pump | Model not available | 33605 | Functional | Others
6312 | Rohida Chc | Semi Automated Chemistry Analyzer | 3300 | 33007584 | Functional | Others
6313 | Pindwara Chc | Dental X-Ray Machine | IRI-X 70 AV | 3000045576 | Functional | Others
6314 | J.K.Loan Hospital, Kota | Anesthesia Machine | MODEL NOT AVAILABLE | 3000055420 | Functional | Others
6315 | Khandela Chc | Syringe Needle Destroyer | Model not available | 10149 | Functional | Others
6316 | Jln Central Store Medical College | Centrifuge Machine ( 4 Tube ) | REMI - C852 | A.G.L.L-1266 | Functional | Others
6317 | Mohangarh Chc | Instrument Sterilizer | Model Not Available | 523123 | Functional | Cmho Supply
6318 | A K Hospital Beawar Ajmer Dh | Semi Automated Chemistry Analyzer | Model not Available | 71249 | Functional | Others
6319 | J.K.Loan Hospital, Kota | Eye Operating Microscope | Zeiss | 663522471 | Functional | Carl Zeiss India Pvt Ltd
6320 | Sms Hospital | Multi-Para Monitor | Schiller - Truscope Classic | MO14E004250 | Functional | Schiller Healthcare India Pvt Ltd
6321 | Mohangarh Chc | Syringe Needle Destroyer | Model not available | 3000056921 | Functional | Cmho Supply
6322 | Sms Hospital | Multi-Para Monitor | Schiller - Truscope Classic | MO14E004228 | Functional | Schiller Healthcare India Pvt Ltd
6323 | Sms Hospital | Blood Bank Refrigerator | REMI - BR 300 | 71120708 | Functional | Others
6324 | Sms Hospital | Blood Bank Refrigerator | REMI - BR 300 | WS07130313 | Functional | Others
6325 | Sms Hospital | Blood Bank Refrigerator | REMI - BR 300 | RS07130313 | Functional | Others
6326 | Guhala Chc | STABILIZER | MODEL NOT AVAILABLE | 2000031302 | Functional | Others
6327 | Pbm Medical College And Hospital | Suction Machine | Model Not Available | 2000035599 | Functional | Others
6328 | Khandela Chc | 100mA X-Ray Machine | Allengers - MARS-6R | 200037149 | Functional | Others
6329 | Ramgarh Chc Jaisalmer | Binocular Microscope | Model Not Available | 3000056870 | Non Functional Repairable | Others
6330 | D B Government Hospital Churu Dh | Incubator | MODEL NOT AVAILABLE | 2000029832 | Functional | Others
6331 | Sms Hospital | Multi-Para Monitor | Schiller - Truscope Classic | MO14E004274 | Functional | Schiller Healthcare India Pvt Ltd
6332 | Mohangarh Chc | O.T. Light Single Dome | MODEL NOT AVAILABLE | 3000056924 | Functional | Cmho Supply
6333 | Guhala Chc | Freezes | MODEL NOT AVAILABLE | 2000031307 | Functional | Others
6334 | A K Hospital Beawar Ajmer Dh | BLOOD DONOR COUCH | MODEL NOT AVAILABLE | 2000034720 | Functional | Others
6335 | New Govt Medical College Kota | Fully Automated Clinical Chemistry Analyzer | Transasia - EM 360 | 3000055269 | Functional | Others
6336 | Dh Hanumangarh Town Dh | Radiant Heat Warmer | Meditrin - Heat Warmer | 2000031700 | Functional | Meditrin Instruments
6337 | Pandit Briz Sundar Sharma General Hospital Bundi Dh | Suction Machine | Model Not Available | 3000041704 | Functional | Others
6338 | Pandit Briz Sundar Sharma General Hospital Bundi Dh | Glucometer | Model not available | 3000041853 | Functional | Others
6339 | J.K.Loan Hospital, Kota | Syringe Infusion Pump | SIMTEK - Infutek 405 | 130213.SEX1AJ06 | Functional | Simtek Medico Systems Pvt Ltd
6340 | Dh Hanumangarh Town Dh | Radiant Heat Warmer | Meditrin - Heat Warmer | 2000031697 | Functional | Meditrin Instruments
6341 | Pandit Briz Sundar Sharma General Hospital Bundi Dh | Syringe Needle Destroyer | Model not available | 3000041851 | Functional | Others
6342 | New Govt Medical College Kota | Freezes | MODEL NOT AVAILABLE | 3000055226 | Functional | Haier Appliances India Pvt
6343 | Bager Chc | Glucometer | Model not available | 102A0006650 | Non Functional Repairable | Others
6344 | Pandit Briz Sundar Sharma General Hospital Bundi Dh | Automated Urine Analyzer | Model not available | 3000041706 | Functional | Others
6345 | Pandit Briz Sundar Sharma General Hospital Bundi Dh | Suction Machine | Model Not Available | 3000041832 | Functional | Others
6346 | New Govt Medical College Kota | Defibrillator | MODEL NOT AVAILABLE | 3000055189 | Functional | Others
6347 | Dh Hanumangarh Town Dh | Ice lined refrigerator | Model Not Available | 2000037240 | Functional | Others
6348 | Rbm Hospital Bharatpur Dh | Pulse Oxymeter | MEDITEC P201 | 2000003248 | Functional | Others
6349 | Rbm Hospital Bharatpur Dh | Multi-Para Monitor | Model not available | 2000003249 | Functional | Schiller Healthcare India Pvt Ltd
6350 | J.K.Loan Hospital, Kota | Syringe Infusion Pump | SIMTEK - Infutek 405 | 1302134.5107 | Functional | Simtek Medico Systems Pvt Ltd
6351 | Zanana Hospital Ajmer Medical Collage Hospital | Freezes | MODEL NOT AVAILABLE | 3000047111 | Functional | Others
6352 | Jawahar Hospital Jaisalmer Dh | Instrument Sterilizer | Model Not Available | 3000056892 | Functional | Others
6353 | Rampura District Hospitalkota Dh | Semi Automated Chemistry Analyzer | CPC - STAT FAX 3300 | 3000047000 | Functional | Awarness Technologies
6354 | Jawahar Hospital Jaisalmer Dh | Defibrillator | MODEL NOT AVAILABLE | J14D278 | Functional | Schiller Healthcare India Pvt Ltd
6355 | Jawahar Hospital Jaisalmer Dh | Ice lined refrigerator | Model Not Available | 3000056475 | Functional | Others
6356 | J.K.Loan Hospital, Kota | Semi Automated Chemistry Analyzer | Model not Available | 13842 | Functional | Roche Digital Pvt Ltd
6357 | Dh Hanumangarh Town Dh | Syringe Needle Destroyer | Model not available | 2000037646 | Functional | Others
6358 | District Hospital Sattelite , Bikaner Dh | Radiant Heat Warmer | Zeal - RHW 2101A | RHW2101A/1113/2578 | Functional | Zeal Medical Pvt Ltd
6359 | Rudawal Phc | Syringe Needle Destroyer | Model not available | 2000003332 | Functional | Others
6360 | Dh Hanumangarh Town Dh | Water Bath | Model not available | 9701461 | Functional | Others
6361 | Reodar Chc | Baby Weighing Machine | Crown | 2000035414 | Functional | Others
6362 | Pbm Medical College And Hospital | Fetal Doppler | ND - 102 | 3000042655 | Functional | Others
6363 | Pbm Medical College And Hospital | Fetal Doppler | ND - 102 | 3000042656 | Functional | Others
6364 | Pbm Medical College And Hospital | Fetal Doppler | ND - 102 | 3000042657 | Functional | Others
6365 | Pbm Medical College And Hospital | Fetal Doppler | ND - 102 | 3000042658 | Functional | Others
6366 | Pbm Medical College And Hospital | Fetal Doppler | ND - 102 | 3000042659 | Functional | Others
6367 | Pbm Medical College And Hospital | Hydraulic Operation Table | MODEL NOT AVAILABLE | 2000035949 | Functional | Others
6368 | Pbm Medical College And Hospital | Hydraulic Operation Table | MODEL NOT AVAILABLE | 2000035950 | Functional | Others
6369 | Dh Hanumangarh Town Dh | Radiant Heat Warmer | Meditrin - Heat Warmer | 2000031710 | Functional | Meditrin Instruments
6370 | D B Government Hospital Churu Dh | ELISA Reader | Model not available | RT0908RBK068 | Non Functional Not Repairable | Robonik India Pvt Ltd
6371 | Goluwala Chc | Binocular Microscope | Model Not Available | 3000044181 | Functional | Others
6372 | Pbm Medical College And Hospital | Water Bath | Model not available | 2000035848 | Functional | Others
6373 | Gopalpura Phc | Syringe Needle Destroyer | Model not available | NBSD0725 | Functional | Others
6374 | Pbm Medical College And Hospital | ELECTRIC OT TABLE | MODEL NOT AVAILABLE | 2000035947 | Functional | Others
6375 | Pbm Medical College And Hospital | ELECTRIC OT TABLE | MODEL NOT AVAILABLE | 2000035948 | Functional | Others
6376 | Sms Hospital | Intensive Care Bed | Janak | 3000085285 | Functional | Janak Healthcare Pvt Ltd
6377 | Khandela Chc | Freezes | MODEL NOT AVAILABLE | 2000037166 | Functional | Others
6378 | D B Government Hospital Churu Dh | Binocular Microscope | Model Not Available | 01-F-2481 | Functional | Ajay Optical India
6379 | Sms Hospital | Intensive Care Bed | Janak | 2012112837 | Functional | Janak Healthcare Pvt Ltd
6380 | Gopalpura Phc | Suction Machine | Model Not Available | 3000121085 | Functional | Others
6381 | Dh Hanumangarh Town Dh | Radiant Heat Warmer | Meditrin - Heat Warmer | 2000031708 | Functional | Meditrin Instruments
6382 | Rohida Chc | Radiant Heat Warmer | Model Not Available | 2000035518 | Functional | Others
6383 | Chanibari Chc | Hemoglobin meter | Model Not Available | 1332813169 | Functional | Hemocue India
6384 | Goluwala Chc | 100mA X-Ray Machine | Model not available | 3000044195 | Functional | Others
6385 | D B Government Hospital Churu Dh | Tube Sealer for Blood bags | Model Not Available | RFK.14070434 | Functional | Jove Automation Ltd
6386 | Mohangarh Chc | Baby Weighing Machine | Model Not Available | 3000056941 | Functional | Ramon Surgical Company
6387 | New Govt Medical College Kota | Multi-Para Monitor | Star 50 ( L and T ) | A1254278 | Functional | Others
6388 | J.K.Loan Hospital, Kota | Syringe Infusion Pump | SIMTEK - Infutek 405 | 115 | Functional | Simtek Medico Systems Pvt Ltd
6389 | Dh Hanumangarh Town Dh | Blood Cell Counter - 3 part | Model not available | 2040050 | Functional | Others
6390 | Rbm Hospital Bharatpur Dh | ELECTRIC OT TABLE | MODEL NOT AVAILABLE | 2000003511 | Functional | Others
6391 | Zanana Hospital Ajmer Medical Collage Hospital | Syringe Needle Destroyer | Model not available | 3000047117 | Functional | Unique Power Technologies
6392 | Dh Hanumangarh Town Dh | Neubaurs Chamber | Model not available | 2000037626 | Functional | Others
6393 | Rbm Hospital Bharatpur Dh | Weighing Machine | Model not available | 304ES0H05544 | Functional | Others
6394 | J.K.Loan Hospital, Kota | Syringe Infusion Pump | SIMTEK - Infutek 405 | 1202134.51 | Functional | Simtek Medico Systems Pvt Ltd
6395 | Rbm Hospital Bharatpur Dh | Autoclave | Model not available | 2000003501 | Functional | Others
6396 | J.K.Loan Hospital, Kota | Syringe Infusion Pump | Model not available | 3000055916 | Non Functional Not Repairable | Larsen And Tourbo Ltd
6397 | J.K.Loan Hospital, Kota | Electrolyte Analyzer | Model not available | 13842 | Functional | Roche Digital Pvt Ltd
6398 | Jawahar Hospital Jaisalmer Dh | Suction Machine | Model Not Available | 3000056043 | Functional | Others
6399 | Jawahar Hospital Jaisalmer Dh | Double Puncture Laparoscope with Console Unit | Model Not Available | 3000056482 | Functional | Delta Medical Corporation
6400 | Rampura District Hospitalkota Dh | Centrifuge Machine (24 Tubes) | R-8C DX | JBLC8539 | Functional | Remi Electrotechnik Ltd
6401 | Rudawal Phc | Spot Light ( Portable ) | Model Not Available | 2000003331 | Functional | Others
6402 | District Hospital Sattelite , Bikaner Dh | ECG Machine (Single Channel) | Medicaid - Cardio Fax | 613301 | Functional | Others
6403 | J.K.Loan Hospital, Kota | Semi Automated Chemistry Analyzer | Model not Available | A1024 | Functional | Others
6404 | J.K.Loan Hospital, Kota | Pulse Oxymeter | Model Not Available | 136061 | Functional | Larsen And Tourbo Ltd
6405 | Jawahar Hospital Jaisalmer Dh | Blood Bank Refrigerator | Model not available | 3000056459 | Functional | Others
6406 | Bhaniyana Phc | Autoclave | Model not available | 3000056652 | Functional | Others
6407 | Dh Hanumangarh Town Dh | Monocular Microscope | Model not available | 2000037662 | Functional | Others
6408 | Bhaniyana Phc | Semi Automated Chemistry Analyzer | 3300 | 3300-7497 | Functional | Awarness Technologies
6409 | Dh Hanumangarh Town Dh | Autoclave | Model not available | 2000037664 | Functional | Others
6410 | District Hospital Sattelite , Bikaner Dh | Radiant Heat Warmer | Model Not Available | 2000030671 | Functional | Others
6411 | Dh Hanumangarh Town Dh | Hot Air Oven | Yorco - YSI - 431D | 8BD0838 | Functional | Yorco Sales Pvt Ltd
6412 | Rampura District Hospitalkota Dh | Binocular Microscope | Model Not Available | 3000055314 | Non Functional Repairable | Others
6413 | City Dispensary Vigyan Nagar | Baby Weighing Machine | Model Not Available | 3000129690 | Functional | Others
6414 | Umaid Hospital Jodhpur Medical College Hospital | Radiant Heat Warmer | Model Not Available | 2000022246 | Functional | Others
6415 | Govt Bangur Hopital Pali Dh | Phototherepy Unit | Fenam, Bilitron Sky 5006 | 1-1AA2-450112 | Functional | Fanem
6416 | Umaid Hospital Jodhpur Medical College Hospital | Defibrillator with Cardiac Monitor | Schiller - Defigard 400 | 3000122666 | Functional | Others
6417 | Mahatma Ghandhi Hospital Jodhpur | O.T. Light Single Dome | MODEL NOT AVAILABLE | 3000117298 | Functional | Others
6418 | Mahatma Ghandhi Hospital Jodhpur | Multi-Para Monitor | Model not available | 3000124129 | Functional | Others
6419 | Umaid Hospital Jodhpur Medical College Hospital | Multi-Para Monitor | Star 50 ( L and T ) | 3000122687 | Functional | Larsen And Tourbo Ltd
6420 | Umaid Hospital Jodhpur Medical College Hospital | Syringe Infusion Pump | Model not available | 3000122214 | Functional | Others
6421 | Umaid Hospital Jodhpur Medical College Hospital | Freezes | MODEL NOT AVAILABLE | 3000122688 | Functional | Others
6422 | District Hospital Paota | Semi Automated Chemistry Analyzer | Nulife - Dots | NBSD0713935 | Functional | Mrk Healthcare Pvt Ltd Delhi
6423 | Mahatma Ghandhi Hospital Jodhpur | Syringe Infusion Pump | Model not available | 3000117205 | Functional | Others
6424 | Mahatma Ghandhi Hospital Jodhpur | Syringe Infusion Pump | Model not available | 3000117204 | Functional | Others
6425 | Umaid Hospital Jodhpur Medical College Hospital | Suction Machine | Model Not Available | C-163-002 | Functional | Others
6426 | Mahatma Ghandhi Hospital Jodhpur | Automatic Film Processor | Model not available | 3000124109 | Functional | Others
6427 | Nohar Chc | Nebulizer | MODEL NOT AVAILABLE | AMTA9B-7013 | Functional | Bpl Medical Technologies
6428 | Mahatma Ghandhi Hospital Jodhpur | Autoclave | Yorco : YSI - 401 | 3000117061 | Functional | Others
6429 | Meghana Phc | Ice lined refrigerator | Model Not Available | 3000043567 | Functional | Haier Appliances India Pvt
6430 | District Sahadat Hospital Tonk Dh | Suction Machine | Model Not Available | 3000088195 | Functional | Others
6431 | Nimuchana Phc | Centrifuge Machine ( 8 Tube) | Model Not Available | 9418 | Functional | Remi Electrotechnik Ltd
6432 | Meghana Phc | Ice lined refrigerator | HBD-116 | 3000043568 | Functional | Haier Appliances India Pvt
6433 | Umaid Hospital Jodhpur Medical College Hospital | Syringe Infusion Pump | SIMTEK - Infutek 405 | 1306114.5AJ-03 | Functional | Simtek Medico Systems Pvt Ltd
6434 | Mahatma Ghandhi Hospital Jodhpur | 300mA X-Ray Machine | Model not available | 5c021 | Functional | Others
6435 | Mahatma Ghandhi Hospital Jodhpur | O.T. Light Single Dome | MODEL NOT AVAILABLE | 3000117358 | Functional | Others
6436 | Mahatma Ghandhi Hospital Jodhpur | O.T. Light Single Dome | MODEL NOT AVAILABLE | 3000117359 | Functional | Others
6437 | Jhalawar Medical College Medical Collage Hospital | Suction Machine | Model Not Available | 3000121278 | Functional | Others
6438 | Jhalawar Medical College Medical Collage Hospital | Suction Machine | Model Not Available | 3000121289 | Functional | Others
6439 | Nechwa Chc | Binocular Microscope | MLW - Easy View | 2000029205 | Functional | Others
6440 | Phalsund Chc | Freezes | MODEL NOT AVAILABLE | 3000056612 | Functional | Others
6441 | Khandela Chc | Monocular Microscope | Model not available | 2000037217 | Functional | Others
6442 | Lakhuwali Phc | Centrifuge Machine ( 4 Tube ) | Model not available | 3000044293 | Functional | Remi Electrotechnik Ltd
6443 | A K Hospital Beawar Ajmer Dh | Slit Lamp | APPASAMY | 11119 | Functional | Others
6444 | Mahwa Chc | 100mA X-Ray Machine | Model not available | 3000081595 | Non Functional Not Repairable | Schiller Healthcare India Pvt Ltd
6445 | Deshnok Chc | Semi Automated Chemistry Analyzer | 3300 | 33006647 | Functional | Others
6446 | A K Hospital Beawar Ajmer Dh | CPM-Continuous Passive Motion | Model Not Available | PMLE0801 | Functional | Others
6447 | Khandela Chc | Blood Cell Counter - 3 part | Horiba - ABX Micros ES 60 | 2000037220 | Functional | Others
6448 | Deshnok Chc | Centrifuge Machine ( 4 Tube ) | Model not available | EILG3043 | Functional | Others
6449 | A K Hospital Beawar Ajmer Dh | Ultrasound Therapy Machine | Model Not Available | 34775 | Functional | Others
6450 | Sri Madhopur Chc | Blood Cell Counter - 3 part | Horiba - ABX Micros ES 60 | 2000029015 | Functional | Others
6451 | Govt Bangur Hopital Pali Dh | Radiant Heat Warmer | Model Not Available | 3000124471 | Functional | Meditrin Instruments
6452 | Simala Phc | Baby Weighing Machine | Model Not Available | 3000129464 | Functional | Others
6453 | M G Hospital Bhilwara Dh | Photoelectric Calorimeter | Calorimeter - 1312 | 3000042789 | Functional | Others
6454 | M G Hospital Bhilwara Dh | Photoelectric Calorimeter | Calorimeter - 1312 | 205/34 | Functional | Zeal Medical Pvt Ltd
6455 | Khandela Chc | Baby Weighing Machine | Model Not Available | 2000037235 | Functional | Others
6456 | Dispensary Bidasar | Binocular Microscope | Model Not Available | 30000129131 | Functional | Others
6457 | Dispensary Bidasar | Syringe Needle Destroyer | Model not available | 30000129132 | Functional | Others
6458 | Satellite Hospital Mandor, Jodhpur | Blood Mixer ( Roller Mixer ) | Model not available | 10221 | Functional | Others
6459 | Dispensary Bidasar | Freezes | MODEL NOT AVAILABLE | 3000129133 | Functional | Others
6460 | Badawar Phc | Binocular Microscope | AMT 5A | 3000116129 | Functional | Rohilla Industries Jaipur
6461 | Satellite Hospital Mandor, Jodhpur | Automated Urine Analyzer | Model not available | 3000049473 | Functional | Others
6462 | Satellite Hospital Mandor, Jodhpur | Automated Urine Analyzer | Model not available | 3000049472 | Functional | Others
6463 | Satellite Hospital Mandor, Jodhpur | Radiant Heat Warmer | Model Not Available | 3000049121 | Functional | Others
6464 | A K Hospital Beawar Ajmer Dh | Radiant Heat Warmer | MLW Lab | 3000197989 | Functional | Others
6465 | Goluwala Chc | Spot Light ( Portable ) | Model Not Available | 3000044200 | Functional | Others
6466 | Khandela Chc | Ice lined refrigerator | Model Not Available | 2000037172 | Functional | Others
6467 | Piprali Chc | Freezes | MODEL NOT AVAILABLE | 54089 | Functional | Others
6468 | Fatehpur Chc Sikar | Radiant Heat Warmer | Model Not Available | 2000037313 | Functional | Others
6469 | Fatehpur Chc Sikar | Radiant Heat Warmer | Model Not Available | 2000037314 | Functional | Others
6470 | Fatehpur Chc Sikar | Radiant Heat Warmer | Model Not Available | 2000037315 | Functional | Others
6471 | Chanibari Chc | Freezes | MODEL NOT AVAILABLE | 2000037982 | Functional | Others
6472 | Pbm Medical College And Hospital | Defibrillator | MODEL NOT AVAILABLE | 2000035787 | Functional | Others
6473 | Beswa Chc | Suction Machine | Model Not Available | 2000037524 | Functional | Others
6474 | Bidasar Chc | Centrifuge Machine ( 12 Tube ) | Model Not Available | EPLC-3797 | Functional | Remi Electrotechnik Ltd
6475 | Sms Hospital | Anesthesia Machine | MODEL NOT AVAILABLE | 3000085212 | Functional | Others
6476 | Pbm Medical College And Hospital | Freezes | MODEL NOT AVAILABLE | 2000035854 | Functional | Others
6477 | Piprali Chc | Automated Urine Analyzer | Model not available | JSD8804 | Functional | Others
6478 | Piprali Chc | Baby Weighing Machine | Model Not Available | 9361 | Functional | Others
6479 | Pilibanga Chc | Incubator | MODEL NOT AVAILABLE | 3000044057 | Functional | Universal Medicalinstruments
6480 | Beswa Chc | ECG Machine (Single Channel) | Medicaid - Cardio Fax | 2000037530 | Functional | Others
6481 | Sms Hospital | Syringe Infusion Pump | Allied - Syrn 200 | 91 | Functional | Alleid Medical Limited
6482 | Pbm Medical College And Hospital | Syringe Needle Destroyer | Microsil ND 20 | 2000035799 | Functional | Others
6483 | Pbm Medical College And Hospital | Syringe Needle Destroyer | Microsil ND 20 | 2000035806 | Functional | Others
6484 | Pbm Medical College And Hospital | Syringe Needle Destroyer | Microsil ND 20 | 2000035807 | Functional | Others
6485 | Khandela Chc | Hydraulic Operation Table | MODEL NOT AVAILABLE | 2000037178 | Functional | Others
6486 | Dh Hanumangarh Town Dh | Syringe Infusion Pump | SIMTEK - Infutek 405 | 2000031717 | Functional | Simtek Medico Systems Pvt Ltd
6487 | Pbm Medical College And Hospital | Syringe Needle Destroyer | Model not available | 2000035919 | Functional | Others
6488 | Pbm Medical College And Hospital | Syringe Needle Destroyer | Model not available | 2000035915 | Functional | Others
6489 | Mahwa Chc | Blood Cell Counter - 3 part | Model not available | 304650HO5481 | Functional | Horiba India Pvt Ltd
6490 | Salasar Chc | Syringe Needle Destroyer | Model not available | 3000116108 | Functional | Cmho Supply
6491 | Losal Chc | Binocular Microscope | PZB 22 | 2000029688 | Functional | Others
6492 | Losal Chc | Binocular Microscope | PZB 22 | 2000029686 | Functional | Others
6493 | Sri Madhopur Chc | Radiant Heat Warmer | Zeal - RHW 2101A | 2000029041 | Functional | Others
6494 | Jajod Chc | Freezes | MODEL NOT AVAILABLE | 200029398 | Functional | Others
6495 | Khatushayamji Chc | Nebulizer | MODEL NOT AVAILABLE | 688953 | Functional | Others
6496 | Nechwa Chc | SPHYGMOMANOMETER(BP APPRATUS) | MODEL NOT AVAILABLE | 2000029239 | Functional | Others
6497 | Nechwa Chc | SPHYGMOMANOMETER(BP APPRATUS) | MODEL NOT AVAILABLE | 2000029240 | Functional | Others
6498 | Nechwa Chc | SPHYGMOMANOMETER(BP APPRATUS) | MODEL NOT AVAILABLE | 2000029241 | Functional | Others
6499 | Nechwa Chc | SPHYGMOMANOMETER(BP APPRATUS) | MODEL NOT AVAILABLE | 2000029242 | Functional | Others
6500 | Khatushayamji Chc | Ventilator | Model Not Available | 2000031042 | Functional | Others
6501 | Nechwa Chc | Freezes | MODEL NOT AVAILABLE | 2000029199 | Functional | Others
6502 | Nechwa Chc | Freezes | MODEL NOT AVAILABLE | 2000029215 | Functional | Others
6503 | Nechwa Chc | Freezes | MODEL NOT AVAILABLE | 2000029220 | Functional | Others
6504 | Khatushayamji Chc | Anesthesia Machine | MODEL NOT AVAILABLE | 2000031036 | Functional | Others
6505 | Khatushayamji Chc | ECG Machine (Six Channel ) | BPL - Cardiart 8408 | 2000031020 | Functional | Others
6506 | Khatushayamji Chc | Autoclave | Model not available | 881181 | Functional | Others
6507 | Reengus Chc | SPHYGMOMANOMETER(BP APPRATUS) | MODEL NOT AVAILABLE | 120fbb1580950 | Functional | Others
6508 | Reengus Chc | SPHYGMOMANOMETER(BP APPRATUS) | MODEL NOT AVAILABLE | 112jan15.36525 | Functional | Others
6509 | Reengus Chc | SPHYGMOMANOMETER(BP APPRATUS) | MODEL NOT AVAILABLE | 120feb1580949 | Functional | Others
6510 | Reengus Chc | SPHYGMOMANOMETER(BP APPRATUS) | MODEL NOT AVAILABLE | 112jan15.36565 | Functional | Others
6511 | Reengus Chc | SPHYGMOMANOMETER(BP APPRATUS) | MODEL NOT AVAILABLE | 98119417 | Functional | Others
6512 | Reengus Chc | SPHYGMOMANOMETER(BP APPRATUS) | MODEL NOT AVAILABLE | 9812201 | Functional | Others
6513 | A K Hospital Beawar Ajmer Dh | Binocular Microscope | Model Not Available | 34701 | Functional | Others
6514 | Tibi Chc | Hot Air Oven | Model not available | 2000037749 | Functional | Others
6515 | A K Hospital Beawar Ajmer Dh | Anesthesia Machine | MODEL NOT AVAILABLE | ARUK-0003 | Functional | Others
6516 | A K Hospital Beawar Ajmer Dh | Defibrillator | MODEL NOT AVAILABLE | 93F5799 | Functional | Others
6517 | A K Hospital Beawar Ajmer Dh | Autoclave | Model not available | 33617 | Functional | Others
6518 | Mahatma Ghandhi Hospital Jodhpur | Syringe Infusion Pump | Model not available | 3000124102 | Functional | Others
6519 | Mahatma Ghandhi Hospital Jodhpur | Syringe Infusion Pump | Model not available | 3000124103 | Functional | Others
6520 | Mahatma Ghandhi Hospital Jodhpur | Syringe Infusion Pump | Model not available | 3000124104 | Functional | Others
6521 | Mahatma Ghandhi Hospital Jodhpur | Syringe Infusion Pump | Model not available | 3000124105 | Functional | Others
6522 | A K Hospital Beawar Ajmer Dh | Dental Chair Unit | SUZY | 2000034695 | Functional | Suz Dent ( India ) Pvt Ltd
6523 | M G Hospital Bhilwara Dh | Phototherepy Unit | MODEL NOT AVAILABLE | PTSMD1/105/97 | Functional | Others
6524 | Umaid Hospital Jodhpur Medical College Hospital | Pulse Oxymeter | Comet - P (L and T) | C10P1652 | Non Functional Repairable | Larsen And Tourbo Ltd
6525 | Mahatma Ghandhi Hospital Jodhpur | Blood Bank Refrigerator | Model not available | 3000124150 | Functional | Others
6526 | Mahatma Ghandhi Hospital Jodhpur | O.T. Light Single Dome | MODEL NOT AVAILABLE | 3000117360 | Not in use | Others
6527 | Mahatma Ghandhi Hospital Jodhpur | O.T. Light Single Dome | MODEL NOT AVAILABLE | 3000117361 | Not in use | Others
6528 | District Hospital Paota | Freezes | MODEL NOT AVAILABLE | 7000 | Functional | Videocon Industries Ltd
6529 | Mahatma Ghandhi Hospital Jodhpur | Pulse Oxymeter | Model Not Available | 3000124106 | Functional | Others
6530 | District Sahadat Hospital Tonk Dh | Suction Machine | Model Not Available | 3000088197 | Functional | Others
6531 | Umaid Hospital Jodhpur Medical College Hospital | Syringe Infusion Pump | SIMTEK - Infutek 405 | 3000122607 | Functional | Simtek Medico Systems Pvt Ltd
6532 | Mahatma Ghandhi Hospital Jodhpur | Water Bath | Model not available | 3000117062 | Functional | Others
6533 | District Sahadat Hospital Tonk Dh | Suction Machine | Model Not Available | 3000088087 | Functional | Others
6534 | Umaid Hospital Jodhpur Medical College Hospital | Pulse Oxymeter | Model Not Available | C12D205 | Non Functional Repairable | Schiller Healthcare India Pvt Ltd
6535 | Mahatma Ghandhi Hospital Jodhpur | 100mA X-Ray Machine | MDX - 100 DX | 3000124117 | Functional | Others
6536 | Umaid Hospital Jodhpur Medical College Hospital | Syringe Infusion Pump | SIMTEK - Infutek 405 | 3000122608 | Functional | Simtek Medico Systems Pvt Ltd
6537 | A K Hospital Beawar Ajmer Dh | Suction Machine | Model Not Available | 34697 | Functional | Others
6538 | District Sahadat Hospital Tonk Dh | Suction Machine | Model Not Available | 3000088198 | Functional | Others
6539 | Jhalawar Medical College Medical Collage Hospital | Phototherepy Unit | MODEL NOT AVAILABLE | 3000121279 | Functional | Others
6540 | Jhalawar Medical College Medical Collage Hospital | Phototherepy Unit | MODEL NOT AVAILABLE | 3000121280 | Functional | Others
6541 | Jhalawar Medical College Medical Collage Hospital | Phototherepy Unit | MODEL NOT AVAILABLE | 3000121286 | Functional | Others
6542 | Umaid Hospital Jodhpur Medical College Hospital | Intensive Care Bed | Janak | 3000122609 | Functional | Janak Healthcare Pvt Ltd
6543 | Mahatma Ghandhi Hospital Jodhpur | Weighing Machine | MODEL NOT AVAILABLE | 3000117063 | Functional | Others
6544 | M G Hospital Bhilwara Dh | Syringe Infusion Pump | SIMTEK - Infutek 405 | 2707104.5AJ07 | Functional | Others
6545 | Govt Bangur Hopital Pali Dh | Pulse Oxymeter | Comet - P (L and T) | 3000124269 | Functional | Others
6546 | Sardarsahar Chc | O.T. Light Double Dome | MODEL NOT AVAILABLE | 3000129352 | Functional | Rhsdp Supply
6547 | Pulasar Phc | FOOT OPERATED SUCTION MACHINE | MODEL NOT AVAILABLE | 3000129423 | Functional | Others
6548 | Napsar Chc | VDRL Rotator (Rotor and Shaker) | Model Not Available | 2000030699 | Functional | Others
6549 | Kesarisinghpur Chc | ELECTRIC OT TABLE | MODEL NOT AVAILABLE | 3000048675 | Functional | Others
6550 | Kesarisinghpur Chc | ELECTRIC OT TABLE | MODEL NOT AVAILABLE | 3000048683 | Functional | Others
6551 | District Sahadat Hospital Tonk Dh | Defibrillator | MODEL NOT AVAILABLE | 3000088166 | Functional | Others
6552 | Bandhnaou Phc | Instrument Sterilizer | Model Not Available | 3000129515 | Functional | Others
6553 | Satellite Hospital Mandor, Jodhpur | Hydraulic Operation Table | MODEL NOT AVAILABLE | 3000047663 | Functional | Others
6554 | Satellite Hospital Mandor, Jodhpur | Hydraulic Operation Table | MODEL NOT AVAILABLE | 3000047664 | Functional | Others
6555 | Satellite Hospital Mandor, Jodhpur | Hydraulic Operation Table | MODEL NOT AVAILABLE | 3000047665 | Functional | Others
6556 | Satellite Hospital Mandor, Jodhpur | Hydraulic Operation Table | MODEL NOT AVAILABLE | 3000047666 | Functional | Others
6557 | Dh Hanumangarh Town Dh | Dental Chair Unit | SUZY | 2000037690 | Functional | Suz Dent ( India ) Pvt Ltd
6558 | Napsar Chc | ECG Machine (Six Channel ) | BPL - Cardiart 8408 | CGMK2C15947 | Functional | Bpl Medical Technologies
6559 | District Hospital Mahillabag | Centrifuge Machine ( 8 Tube) | Model Not Available | 3000049401 | Functional | Remi Electrotechnik Ltd
6560 | District Sahadat Hospital Tonk Dh | ECG Machine (Six Channel ) | BPL - Cardiart 8408 | 3000088167 | Functional | Bpl Medical Technologies
6561 | A K Hospital Beawar Ajmer Dh | Radiant Heat Warmer | Zeal - RHW 2101A | RHW210A/0913/2104 | Functional | Zeal Medical Pvt Ltd
6562 | City Dispensary Chhapar Sujangarh | Centrifuge Machine ( 4 Tube ) | Model not available | 3000129268 | Functional | Others
6563 | A K Hospital Beawar Ajmer Dh | Radiant Heat Warmer | Zeal - RHW 2101A | RHW210A/0913/2102 | Functional | Zeal Medical Pvt Ltd
6564 | City Dispensary Chhapar Sujangarh | Binocular Microscope | Model Not Available | 3000129269 | Functional | Others
6565 | M G Hospital Bhilwara Dh | Photoelectric Calorimeter | Calorimeter - 1312 | 2K11033099 | Functional | Others
6566 | Govt Bangur Hopital Pali Dh | Multi-Para Monitor | Model Not Available | 3000197955 | Functional | Others
6567 | Sardarsahar Chc | Autoclave | Model not available | 3000129354 | Functional | Rhsdp Supply
6568 | A K Hospital Beawar Ajmer Dh | Radiant Heat Warmer | Zeal - RHW 2101A | RHW210A/0913/2106 | Functional | Zeal Medical Pvt Ltd
6569 | City Dispensary Chhapar Sujangarh | Baby Weighing Machine | Model Not Available | 300012971 | Functional | Others
6570 | District Sahadat Hospital Tonk Dh | Syringe Infusion Pump | ND - 102 | 3000056577 | Functional | Others
6571 | J.K.Loan Hospital, Kota | Spot Light ( Portable ) | Model Not Available | 3000124850 | Functional | Others
6572 | A K Hospital Beawar Ajmer Dh | Anesthesia Machine | MODEL NOT AVAILABLE | 17/05 | Functional | Others
6573 | A K Hospital Beawar Ajmer Dh | O.T. Light Double Dome | MODEL NOT AVAILABLE | 34599 | Functional | Others
6574 | Sms Hospital | Defibrillator | MODEL NOT AVAILABLE | 300085214 | Functional | Others
6575 | Bidasar Chc | Phototherepy Unit | MODEL NOT AVAILABLE | 3000129150 | Functional | Others
6576 | Mahroli Chc | Blood Bank Refrigerator | Model not available | 50213462 | Functional | Others
6577 | Sheoganj Chc | Incubator | MODEL NOT AVAILABLE | 30001191936 | Functional | Others
6578 | Sheoganj Chc | Freezes | MODEL NOT AVAILABLE | 3000119138 | Functional | Others
6579 | Sri Madhopur Chc | 300mA X-Ray Machine | Model not available | 80617 | Functional | Others
6580 | Goluwala Chc | SPHYGMOMANOMETER(BP APPRATUS) | MODEL NOT AVAILABLE | 3000044220 | Functional | Others
6581 | Goluwala Chc | SPHYGMOMANOMETER(BP APPRATUS) | MODEL NOT AVAILABLE | 3000044221 | Functional | Others
6582 | Kanuta Chc Churu | Suction Machine | Model Not Available | 3000129249 | Functional | Niscomed Electro Medical Devices
6583 | Kanuta Chc Churu | Instrument Sterilizer | Model Not Available | 3000129253 | Functional | Others
6584 | Sms Hospital | Centrifuge Machine ( 8 Tube) | Model Not Available | LBLC-9405 | Functional | Others
6585 | Sri Madhopur Chc | ECG Machine (Three Channel ) | Medicaid - CardioFax 3R | 110680911-112 | Functional | Others
6586 | Kanuta Chc Churu | Syringe Needle Destroyer | Model not available | 3000129257 | Functional | Bhasin Sons Private Limited
6587 | Pilibanga Chc | Ice lined refrigerator | Model Not Available | 3000044077 | Functional | Others
6588 | Sri Madhopur Chc | Radiant Heat Warmer | Zeal - RHW 2101A | 2000029055 | Functional | Others
6589 | Dh Hanumangarh Town Dh | Freezes | Kelvinator KGE 193 | 3.9021e+17 | Functional | Videocon Industries Ltd
6590 | Kanuta Chc Churu | Suction Machine | Model Not Available | 3000129261 | Functional | Surgicoin Medequip Pvt Ltd
6591 | Sms Hospital | Centrifuge Machine ( 8 Tube) | REMI - R 8C | GFLC-8548 | Functional | Others
6592 | Sri Madhopur Chc | Baby Weighing Machine | Model Not Available | 2000029057 | Functional | Others
6593 | Dh Hanumangarh Town Dh | Ventilator | AVEA | BBL101166 | Functional | Carefusion - Usa
6594 | Sri Madhopur Chc | SPHYGMOMANOMETER(BP APPRATUS) | MODEL NOT AVAILABLE | 98134152 | Functional | Others
6595 | Sri Madhopur Chc | O.T. Light Double Dome | MODEL NOT AVAILABLE | 2000029080 | Functional | Others
6596 | Ramgarh Chc Hanumangarh | SPHYGMOMANOMETER(BP APPRATUS) | MODEL NOT AVAILABLE | 3000043230 | Functional | Others
6597 | A K Hospital Beawar Ajmer Dh | Fetal Monitor | FD 9613 | AZTA5C1829 | Functional | Others
6598 | Sri Madhopur Chc | Suction Machine | Model Not Available | 2000029030 | Functional | Others
6599 | A K Hospital Beawar Ajmer Dh | Radiant Heat Warmer | Model Not Available | 33597 | Functional | Others
6600 | Rollshabsar Chc | Fetal Doppler | MODEL NOT AVAILABLE | 214707 | Functional | Others
6601 | Thoi Chc | Syringe Needle Destroyer | Model not available | 2000037259 | Functional | Others
6602 | Jajhor Chc | Binocular Microscope | Model Not Available | 2000029402 | Functional | Others
6603 | Nechwa Chc | Incubator | MODEL NOT AVAILABLE | 2000029200 | Functional | Others
6604 | Nechwa Chc | Hot Air Oven | Model not available | 2000029201 | Functional | Others
6605 | Nechwa Chc | Blood Cell Counter - 3 part | Horiba - ABX Micros ES 60 | 306ES0H05799 | Functional | Others
6606 | Phalsund Chc | Radiant Heat Warmer | Zeal - RHW 2101A | RHW2101A10813/1068 | Functional | Zeal Medical Pvt Ltd
6607 | Lakhuwali Phc | Binocular Microscope | Model Not Available | 3000044292 | Functional | Others
6608 | Thoi Chc | Freezes | GL-195RL4 | 2000037253 | Functional | Others
6609 | Phalsund Chc | Weighing Machine | Crown | 3000056621 | Functional | Crown Digital Scales Inc
6610 | Nechwa Chc | Glucometer | BG-03 | 2000029207 | Functional | Others
6611 | Nechwa Chc | Hemoglobin meter | Model Not Available | 195A000768A | Functional | Others
6612 | Toda Phc | Sahlis HB Meter | Model not available | 1344813020 | Functional | Others
6613 | Nechwa Chc | Baby Weighing Machine | Model Not Available | 2000029210 | Functional | Others
6614 | A K Hospital Beawar Ajmer Dh | ECG Machine (Single Channel) | RMS - Vista 101 | EGSNAB44031 | Functional | Others
6615 | Phalsund Chc | Hemoglobin meter | HB 301 | 7342813249 | Functional | Hemocue India
6616 | Nechwa Chc | Radiant Heat Warmer | Model Not Available | 012-013- | Functional | Others
6617 | Sri Madhopur Chc | Slit Lamp | DEE 510 | 1085 | Not in use | Others
6618 | Sangria Chc | Blood Bank Refrigerator | Model not available | BE04F4E2600B2A680141 | Functional | Haier Appliances India Pvt
6619 | Lakhuwali Phc | Spot Light ( Portable ) | Model Not Available | 3000044297 | Functional | Others
6620 | Bhimsar Phc | Syringe Needle Destroyer | Model not available | 30000121098 | Functional | Others
6621 | Sangria Chc | Freezes | MODEL NOT AVAILABLE | 3000043136 | Functional | Haier Appliances India Pvt
6622 | A K Hospital Beawar Ajmer Dh | Ultrasound Therapy Machine | Model Not Available | PUT0810046 | Functional | Others
6623 | Chanibari Chc | Ice lined refrigerator | Model Not Available | 1002 | Functional | Others
6624 | Goluwala Chc | Suction Machine | Model Not Available | 3000044201 | Functional | Others
6625 | Khandela Chc | Freezes | MODEL NOT AVAILABLE | 2000037173 | Functional | Others
6626 | Khandela Chc | Syringe Needle Destroyer | Model not available | 2000037174 | Functional | Others
6627 | Sms Hospital | Syringe Infusion Pump | Allied - Syrn 200 | 69 | Functional | Alleid Medical Limited
6628 | Kanuta Chc Churu | Binocular Microscope | CPC - STAT FAX 3300 | 3000046396 | Functional | Cpc Diagnostics Pvt Ltd
6629 | Goluwala Chc | Centrifuge Machine ( 4 Tube ) | Model not available | 3000044207 | Functional | Others
6630 | Sms Hospital | Syringe Infusion Pump | SIMTEK - Infutek 405 | 2002114.SST01 | Functional | Simtek Medico Systems Pvt Ltd
6631 | Sms Hospital | Syringe Infusion Pump | SIMTEK - Infutek 405 | 5ST09 | Functional | Simtek Medico Systems Pvt Ltd
6632 | Sri Madhopur Chc | Incubator | Yorco - YSI - 438D | 07L3340 | Functional | Others
6633 | Sri Madhopur Chc | Centrifuge Machine (24 Tubes) | R-8C DX | JBLLJ8767 | Functional | Others
6634 | Kanuta Chc Churu | Syringe Needle Destroyer | Model not available | 3000129232 | Functional | Bhasin Sons Private Limited
6635 | Pbm Medical College And Hospital | SPHYGMOMANOMETER(BP APPRATUS) | MODEL NOT AVAILABLE | 2000035988 | Functional | Others
6636 | Sri Madhopur Chc | 100mA X-Ray Machine | Medford - MXD 1000 | 2000029065 | Functional | Others
6637 | Goluwala Chc | ECG Machine (Single Channel) | EPG View | 3000044226 | Functional | Others
6638 | Kanuta Chc Churu | Fetal Doppler | MODEL NOT AVAILABLE | 3000129252 | Functional | Bpl Medical Technologies
6639 | Dh Hanumangarh Town Dh | Suction Machine | Model Not Available | 2000031972 | Functional | Others
6640 | Pbm Medical College And Hospital | Binocular Microscope | Model Not Available | 2000035927 | Functional | Others
6641 | Pbm Medical College And Hospital | O.T. Light Single Dome | MODEL NOT AVAILABLE | 2000035926 | Functional | Others
6642 | Pbm Medical College And Hospital | O.T. Light Single Dome | MODEL NOT AVAILABLE | 2000035942 | Functional | Others
6643 | Jajod Chc | Glucometer | Model not available | 2000037589 | Functional | Others
6644 | Pbm Medical College And Hospital | Pulse Oxymeter | Model Not Available | 2000035931 | Functional | Others
6645 | Khandela Chc | Fetal Doppler | MODEL NOT AVAILABLE | 2000037202 | Functional | Others
6646 | Khandela Chc | Blood Bank Refrigerator | Model not available | 2000037203 | Functional | Others
6647 | Sri Madhopur Chc | STABILIZER | MODEL NOT AVAILABLE | 2000029056 | Functional | Others
6648 | Sms Hospital | Centrifuge Machine ( 8 Tube) | REMI - R 8C | GFLC-3549 | Functional | Others
6649 | District Hospital Mahillabag | Blood Bank Refrigerator | Model not available | 3000049391 | Functional | Others
6650 | Dist Hospital Barmer Dh | Hot Air Oven | Model not available | 3000124854 | Functional | Others
6651 | Satellite Hospital Mandor, Jodhpur | Radiant Heat Warmer | Zeal - RHW 2101A | RHW2101A/0813/984 | Functional | Others
6652 | Kesarisinghpur Chc | Autoclave | Model not available | 3000048685 | Functional | Others
6653 | District Hospital Mahillabag | Hemoglobin meter | Model Not Available | 3000049406 | Functional | Others
6654 | City Dispensary Chhapar Sujangarh | Instrument Sterilizer | Model Not Available | 3000129263 | Functional | Others
6655 | Govt Bangur Hopital Pali Dh | Multi-Para Monitor | Star 50 ( L and T ) | A/0SE0291 | Functional | Others
6656 | A K Hospital Beawar Ajmer Dh | Radiant Heat Warmer | Zeal - RHW 2101A | RHW210A/0913/2110 | Functional | Zeal Medical Pvt Ltd
6657 | District Hospital Paota | Spot Light ( Portable ) | Model Not Available | 2000032992 | Functional | Others
6658 | Sardarsahar Chc | Cautry Machine | Model Not Available | 3000129356 | Functional | Rhsdp Supply
6659 | City Dispensary Chhapar Sujangarh | Freezes | MODEL NOT AVAILABLE | 3000129266 | Functional | Others
6660 | Satellite Hospital Mandor, Jodhpur | Suction Machine | Model Not Available | 991100 | Functional | Others
6661 | Kesarisinghpur Chc | O.T. Light Single Dome | MODEL NOT AVAILABLE | 3000048682 | Functional | Others
6662 | Dh Hanumangarh Town Dh | Suction Machine | Model Not Available | SUC.100210-214/38 | Functional | Zeal Medical Pvt Ltd
6663 | Kesarisinghpur Chc | Centrifuge Machine ( 8 Tube) | Model Not Available | 3000048742 | Functional | Others
6664 | Dist Hospital Barmer Dh | 300mA X-Ray Machine | Model not available | 3000122089 | Functional | Allengers Medical Systems Ltd
6665 | City Dispensary Chhapar Sujangarh | Freezes | MODEL NOT AVAILABLE | 3000129273 | Functional | Others
6666 | Napsar Chc | Spot Light ( Portable ) | Model Not Available | 2000030690 | Functional | Others
6667 | Dh Hanumangarh Town Dh | Instrument Sterilizer | Model Not Available | 97J1824 | Functional | Others
6668 | District Hospital Paota | Dental Chair Unit | SUZY | 300047982 | Functional | Suz Dent ( India ) Pvt Ltd
6669 | Deeplana Phc | Centrifuge Machine ( 4 Tube ) | Model not available | 3000043268 | Functional | Remi Electrotechnik Ltd
6670 | Police Line Dispensary Jaisalmer | SPHYGMOMANOMETER(BP APPRATUS) | MODEL NOT AVAILABLE | 3000056595 | Functional | Others
6671 | Police Line Dispensary Jaisalmer | SPHYGMOMANOMETER(BP APPRATUS) | MODEL NOT AVAILABLE | 3000056597 | Functional | Others
6672 | Police Line Dispensary Jaisalmer | SPHYGMOMANOMETER(BP APPRATUS) | MODEL NOT AVAILABLE | 3000056596 | Functional | Others
6673 | Govt Bangur Hopital Pali Dh | Suction Machine | Model Not Available | 3000124275 | Functional | Others
6674 | Napsar Chc | Spot Light ( Portable ) | Model Not Available | 2000030691 | Functional | Others
6675 | Goluwala Chc | Radiant Heat Warmer | Model Not Available | 3000044197 | Functional | Zeal Medical Pvt Ltd
6676 | Pbm Medical College And Hospital | Instrument Sterilizer | Model Not Available | 2000035920 | Functional | Others
6677 | Kanuta Chc Churu | Centrifuge Machine ( 4 Tube ) | Model not available | 3000129231 | Functional | Remi Electrotechnik Ltd
6678 | Pilibanga Chc | Radiant Heat Warmer | Model Not Available | 2840 | Functional | Others
6679 | Goluwala Chc | Nebulizer | MODEL NOT AVAILABLE | 3000044214 | Functional | Mrk Healthcare Pvt Ltd Delhi
6680 | Sms Hospital | VDRL Rotator (Rotor and Shaker) | Model Not Available | DQLS-12 | Functional | Others
6681 | Sms Hospital | Centrifuge Machine ( 8 Tube) | Model not available | 0 | Functional | Janak Healthcare Pvt Ltd
6682 | Kanuta Chc Churu | Syringe Needle Destroyer | Model not available | 3000129243 | Functional | Others
6683 | Dh Hanumangarh Town Dh | Multi-Para Monitor | Star 50 ( L and T ) | A10SE0296 | Functional | Larsen And Tourbo Ltd
6684 | Dh Hanumangarh Town Dh | Suction Machine | Osmium | 2000031688 | Functional | Balaji Enterprises
6685 | Pilibanga Chc | Glucometer | Model not available | 3000044067 | Functional | Others
6686 | Khandela Chc | Suction Machine | Model Not Available | 2000037193 | Functional | Others
6687 | Rollshabsar Chc | SPHYGMOMANOMETER(BP APPRATUS) | MODEL NOT AVAILABLE | 2000037480 | Functional | Others
6688 | Phalsund Chc | Radiant Heat Warmer | Model Not Available | PSTOSET363 | Functional | Clarity Medical Pvt Ltd
6689 | A K Hospital Beawar Ajmer Dh | Radiant Heat Warmer | Zeal - RHW 2101A | RHW210A/0913/2101 | Functional | Zeal Medical Pvt Ltd
6690 | Aaslsar Phc | Baby Weighing Machine | Model Not Available | 3000129406 | Functional | Others
6691 | Reengus Chc | Ice lined refrigerator | Model Not Available | 57991 | Functional | Others
6692 | Sri Madhopur Chc | Oxygen Concentrator | Model Not Available | 2000029042 | Not in use | Others
6693 | Phalsund Chc | Blood Cell Counter - 3 part | Horiba - ABX Micros ES 60 | 305ES0H05633 | Functional | Horiba India Pvt Ltd
6694 | Jogliya Phc | Suction Machine | Model Not Available | 3000121122 | Functional | Others
6695 | Nohar Chc | Semi Automated Chemistry Analyzer | Model not Available | 61011 | Functional | Erba Diagnostics
6696 | Palsana Chc | Fetal Doppler | MODEL NOT AVAILABLE | 2000037069 | Functional | Others
6697 | Gharsisar Phc | Blood Bank Refrigerator | Model not available | BE04G0E10003287 | Functional | Haier Appliances India Pvt
6698 | District Sahadat Hospital Tonk Dh | Intensive Care Bed | Janak | 3000088315 | Functional | Janak Healthcare Pvt Ltd
6699 | A K Hospital Beawar Ajmer Dh | CPM-Continuous Passive Motion | Model Not Available | CPNLDO802 | Functional | Others
6700 | Dh Hanumangarh Town Dh | Freezes | MODEL NOT AVAILABLE | 2000037716 | Functional | Others
6701 | Bhimsar Phc | Instrument Sterilizer | Model Not Available | 30000121100 | Functional | Others
6702 | Nechwa Chc | Instrument Sterilizer | Model Not Available | 2000029217 | Functional | Others
6703 | Khandela Chc | Glucometer | Model not available | 2000037221 | Functional | Others
6704 | Deshnok Chc | Hemoglobin meter | Model Not Available | 2000030763 | Functional | Others
6705 | Khandela Chc | Sahlis HB Meter | Model not available | 2000037222 | Functional | Others
6706 | Sri Madhopur Chc | Centrifuge Machine ( 4 Tube ) | Model not available | 2000029011 | Functional | Others
6707 | Gogameri Phc | SPHYGMOMANOMETER(BP APPRATUS) | Model Not Available | 3000197501 | Functional | Others
6708 | Sangria Chc | Binocular Microscope | Model Not Available | 95421 | Functional | Others
6709 | Sri Madhopur Chc | SPHYGMOMANOMETER(BP APPRATUS) | MODEL NOT AVAILABLE | 2000029072 | Functional | Others
6710 | District Hospital Paota | Suction Machine | Model Not Available | 2000032971 | Functional | Bhaseen Health Products Pvt Ltd
6711 | Sangria Chc | Blood Cell Counter - 3 part | Model not available | 306ES0H0S892 | Functional | Horiba India Pvt Ltd
6712 | Sri Madhopur Chc | Nebulizer | CompAIR NE-C801 | 2000029089 | Not in use | Others
6713 | Sri Madhopur Chc | Nebulizer | NE-C28 | 2000029088 | Not in use | Omron Health Care
6714 | Govt Bangur Hopital Pali Dh | Radiant Heat Warmer | Model Not Available | 3000124470 | Functional | Meditrin Instruments
6715 | Sangria Chc | Hot Air Oven | Model not available | 3000043129 | Functional | Others
6716 | Sangria Chc | Incubator | MODEL NOT AVAILABLE | 3000043124 | Functional | Others
6717 | Khandela Chc | Radiant Heat Warmer | Model Not Available | 2000037233 | Functional | Others
6718 | A K Hospital Beawar Ajmer Dh | Phototherepy Unit | Fenam, Bilitron Sky 5006 | I-IYAK-450024 | Functional | Others
6719 | District Hospital Paota | Baby Weighing Machine | Model Not Available | 2000032982 | Functional | Zeal Medical Pvt Ltd
6720 | District Hospital Paota | Baby Weighing Machine | Model Not Available | 998 | Functional | Zeal Medical Pvt Ltd
6721 | Dispensary Bidasar | Baby Weighing Machine | Model Not Available | 30000129128 | Functional | Others
6722 | Khandela Chc | Suction Machine | Model Not Available | 2000037234 | Functional | Others
6723 | Satellite Hospital Mandor, Jodhpur | Anesthesia Machine | MODEL NOT AVAILABLE | 3000049133 | Functional | Others
6724 | Sangria Chc | Hemoglobin meter | HB 301 | 1345813008 | Functional | Hemocue India
6725 | Govt Bangur Hopital Pali Dh | Phototherepy Unit | Meditrin - Digital Bilitimer Phototherapy | NRHM/PT09/ | Functional | Zeal Medical Pvt Ltd
6726 | Dispensary Bidasar | Syringe Needle Destroyer | Model not available | 300129132 | Functional | Others
6727 | Govt Bangur Hopital Pali Dh | Phototherepy Unit | Meditrin - Digital Bilitimer Phototherapy | 3000124481 | Functional | Zeal Medical Pvt Ltd
6728 | Sms Hospital | Centrifuge Machine ( 4 Tube ) | Model not available | 2000022991 | Functional | Others
6729 | Dh Hanumangarh Town Dh | Ventilator | AVEA | BBL101148 | Functional | Carefusion - Usa
6730 | Ramgarh Chc Hanumangarh | Blood Bank Refrigerator | Model not available | 3000043227 | Functional | Others
6731 | Pilibanga Chc | Weighing Machine | MODEL NOT AVAILABLE | 3000044088 | Functional | Others
6732 | Ramgarh Chc Hanumangarh | Suction Machine | Model Not Available | 3000043231 | Functional | Others
6733 | Aaslsar Phc | Blood Bank Refrigerator | Model not available | 3000129405 | Functional | Haier Appliances India Pvt
6734 | Losal Chc | Nebulizer | MODEL NOT AVAILABLE | 2000029705 | Functional | Others
6735 | Dh Hanumangarh Town Dh | Baby Weighing Machine | Docbel Braun | 2000037705 | Functional | Docbel Group Of Industries
6736 | Mehari Rajiyan Phc | Syringe Needle Destroyer | Model not available | 715247 | Functional | Others
6737 | Jogliya Phc | Baby Weighing Machine | Model Not Available | 3000121120 | Functional | Others
6738 | District Sahadat Hospital Tonk Dh | Intensive Care Bed | Janak | 3000088311 | Functional | Janak Healthcare Pvt Ltd
6739 | Jogliya Phc | Ice lined refrigerator | Model Not Available | 300012113 | Functional | Others
6740 | Jogliya Phc | Ice lined refrigerator | Model Not Available | 3000121114 | Functional | Others
6741 | District Hospital Mahillabag | ECG Machine (Single Channel) | Cardio Min 2K | 2000032996 | Functional | Others
6742 | Losal Chc | Suction Machine | Model Not Available | 2000029696 | Functional | Others
6743 | Mehari Rajiyan Phc | Freezes | MODEL NOT AVAILABLE | 3000129442 | Functional | Videocon Industries Ltd
6744 | District Hospital Mahillabag | Ice lined refrigerator | Model Not Available | 3000047985 | Functional | Others
6745 | Losal Chc | Fetal Doppler | MODEL NOT AVAILABLE | 2000029707 | Functional | Others
6746 | Jajod Chc | Semi Automated Chemistry Analyzer | Model not Available | 2000037587 | Functional | Others
6747 | Panchu Chc | Radiant Heat Warmer | Meditrin - Heat Warmer | WM11392 | Functional | Others
6748 | Reengus Chc | Oxygen Concentrator | Model Not Available | NS166149 | Functional | Others
6749 | A K Hospital Beawar Ajmer Dh | Binocular Microscope | Model Not Available | 2000034617 | Functional | Others
6750 | Lawan Chc | SPHYGMOMANOMETER(BP APPRATUS) | MODEL NOT AVAILABLE | 35196 | Functional | Others
6751 | Mahatma Ghandhi Hospital Jodhpur | Incubator | MODEL NOT AVAILABLE | 3000122495 | Functional | Others
6752 | Mahatma Ghandhi Hospital Jodhpur | Incubator | 37 S | 3000122504 | Functional | Others
6753 | Mahatma Ghandhi Hospital Jodhpur | Incubator | MODEL NOT AVAILABLE | 3000122515 | Functional | Others
6754 | District Hospital Mahillabag | Monocular Microscope | Model not available | 3000049400 | Functional | Others
6755 | Tb Clinic Hanumangarh | Blood Bank Refrigerator | Model not available | 2000031959 | Functional | Others
6756 | A K Hospital Beawar Ajmer Dh | Multi-Para Monitor | Schiller - Truscope Classic | A10SE315 | Functional | Others
6757 | District Hospital Mahillabag | Hot Air Oven | Model not available | 3000049408 | Functional | Others
6758 | Dh Hanumangarh Town Dh | Dental X-ray unit | DENTAL X RAY | 2000037694 | Functional | Others
6759 | Napsar Chc | Syringe Needle Destroyer | Nulife - Dots | 2000030693 | Functional | Cmho Supply
6760 | M G Hospital Bhilwara Dh | Syringe Infusion Pump | SIMTEK - Infutek 405 | 171I45S507 | Functional | Others
6761 | Sangria Chc | Radiant Heat Warmer | Model Not Available | RHW2101A/1213/2831 | Functional | Meditrin Instruments
6762 | Govt Bangur Hopital Pali Dh | Suction Machine | Model Not Available | 3000124298 | Functional | Others
6763 | Napsar Chc | Instrument Sterilizer | Model Not Available | 2000030694 | Functional | Others
6764 | A K Hospital Beawar Ajmer Dh | Multi-Para Monitor | Schiller - Truscope Classic | A10SE0314 | Functional | Schiller Healthcare India Pvt Ltd
6765 | Dh Hanumangarh Town Dh | Syringe Needle Destroyer | Nulife - Dots | 2000037695 | Functional | Mrk Healthcare Pvt Ltd Delhi
6766 | Dist Hospital Barmer Dh | 300mA X-Ray Machine | Model not available | 5075 | Functional | Others
6767 | Police Line Dispensary Jaisalmer | Monocular Microscope | Model not available | 3000056599 | Functional | Others
6768 | Napsar Chc | Freezes | MODEL NOT AVAILABLE | 2000030686 | Functional | Others
6769 | Nohar Chc | Hot Air Oven | Model not available | 3000043342 | Functional | Authentic Instruments Ltd
6770 | Chadwas Phc Churu | Binocular Microscope | PZB 22 | 3000129205 | Functional | Others
6771 | Bagsar Authana Phc | Binocular Microscope | PZB 22 | 3000129332 | Functional | Quality Scientific And Mechanical Works Pvt Ltd
6772 | Dist Hospital Barmer Dh | Dental X-ray unit | DENTAL X RAY | 3000122088 | Functional | Others
6773 | Dh Hanumangarh Town Dh | Freezes | Kelvinator KGE 193 | 2000037696 | Functional | Videocon Industries Ltd
6774 | Nohar Chc | Incubator | MODEL NOT AVAILABLE | 1193 | Functional | Authentic Instruments Ltd
6775 | M G Hospital Bhilwara Dh | Radiant Heat Warmer | Zeal - RHW 2101A | RHW2101A/1013/2258 | Functional | Others
6776 | Napsar Chc | Phototherepy Unit | Fenam, Bilitron Sky 5006 | IDK440209 | Functional | Others
6777 | Chadwas Phc Churu | Binocular Microscope | AMT 5A | 3000129207 | Functional | Rohilla Industries Jaipur
6778 | Satellite Hospital Mandor, Jodhpur | Indirect Ophthalmoscope | Model Not Available | 3000049142 | Functional | Others
6779 | Satellite Hospital Mandor, Jodhpur | Indirect Ophthalmoscope | Model Not Available | 3000049143 | Functional | Others
6780 | Losal Chc | Instrument Sterilizer | Model Not Available | 2000029698 | Functional | Others
6781 | Nohar Chc | Semi Automated Chemistry Analyzer | Model not Available | 3000043323 | Functional | Erba Diagnostics
6782 | Panchu Chc | Nebulizer | MODEL NOT AVAILABLE | YHGM11117 | Functional | Others
6783 | Panchu Chc | Syringe Needle Destroyer | Microsil ND-60 | 800-771 | Functional | Linco Scientific Instruments And Chemicals (P) Ltd
6784 | Lakhuwali Phc | STABILIZER | MODEL NOT AVAILABLE | 300004430 | Functional | Others
6785 | Nechwa Chc | Blood Bank Refrigerator | MF114 | 20032108801 | Functional | Others
6786 | Govt Bangur Hopital Pali Dh | Radiant Heat Warmer | Meditrin - Heat Warmer | 3000124465 | Functional | Meditrin Instruments
6787 | Lakhuwali Phc | Blood Bank Refrigerator | Model not available | 25115798 | Functional | Vestfrost Solutions
6788 | Sangria Chc | Semi Automated Chemistry Analyzer | Model not Available | AT1010613RBX | Functional | Robonik India Pvt Ltd
6789 | Simala Phc | Blood Bank Refrigerator | Model not available | 3000129459 | Functional | Others
6790 | District Hospital Paota | Ultra Sonography (USG) & Colour Dopler Machine | Median - Sono Scape SSI - 6000 | 15218069 | Functional | Others
6791 | Sangria Chc | Monocular Microscope | Model not available | 3000043132 | Functional | Rohilla Industries Jaipur
6792 | District Hospital Mahillabag | Syringe Needle Destroyer | Model not available | 3000049108 | Functional | Others
6793 | District Sahadat Hospital Tonk Dh | Multi-Para Monitor | Model not available | A10SR0614 | Functional | Larsen And Tourbo Ltd
6794 | District Hospital Mahillabag | Dental X-ray unit | DENTAL X RAY | 3000049109 | Functional | Others
6795 | District Hospital Paota | 300mA X-Ray Machine | Model not available | 3000047937 | Functional | Allengers Medical Systems Ltd
6796 | District Hospital Paota | 100mA X-Ray Machine | Model not available | 3000047951 | Functional | Allengers Medical Systems Ltd
6797 | Napsar Chc | Blood Cell Counter - 3 part | Horiba - ABX Micros ES 60 | 306ES0H05846 | Functional | Horiba India Pvt Ltd
6798 | Simala Phc | Fetal Doppler | MODEL NOT AVAILABLE | 3000129465 | Functional | Others
6799 | Sangria Chc | Blood Mixer ( Roller Mixer ) | Model not available | 3000043128 | Functional | Labline Equipments Pvt Ltd
6800 | Simala Phc | Baby Weighing Machine | Model Not Available | 3000129466 | Functional | Others
6801 | District Hospital Paota | Spot Light ( Portable ) | Model Not Available | 2000032973 | Functional | Others
6802 | Sangria Chc | Freezes | MODEL NOT AVAILABLE | 110NRGF00752 | Functional | Others
6803 | Deshnok Chc | Centrifuge Machine ( 8 Tube) | Model Not Available | 2000030773 | Functional | Others
6804 | Sangria Chc | Water Bath | Model not available | 3000043125 | Functional | Others
6805 | Satellite Hospital Mandor, Jodhpur | 300mA X-Ray Machine | Model not available | BD183 | Functional | Others
6806 | Satellite Hospital Mandor, Jodhpur | Freezes | MODEL NOT AVAILABLE | 3000049124 | Functional | Others
6807 | Satellite Hospital Mandor, Jodhpur | Centrifuge Machine (36 Tubes) | REMI - R 23 | VCEK-7049 | Functional | Others
6808 | Badawar Phc | Baby Weighing Machine | Model Not Available | 3000116134 | Functional | Others
6809 | M G Hospital Bhilwara Dh | Photoelectric Calorimeter | Calorimeter - 1312 | 3000042790 | Functional | Others
6810 | District Hospital Paota | Syringe Needle Destroyer | Model not available | 2000032988 | Functional | Linco Scientific Instruments And Chemicals (P) Ltd
6811 | M G Hospital Bhilwara Dh | Electrolyte Analyzer | Model not available | 2K11033099 | Functional | Others
6812 | Sangria Chc | Suction Machine | Model Not Available | 3000043098 | Functional | Bhasin Sons Private Limited
6813 | Kesarisinghpur Chc | Labour Table | Model Not Available | 3000048679 | Functional | Others
6814 | Kesarisinghpur Chc | Labour Table | Model Not Available | 3000048678 | Functional | Others
6815 | City Dispensary Chhapar Sujangarh | Ice lined refrigerator | Model Not Available | 3000129272 | Functional | Others
6816 | District Hospital Paota | Slit Lamp | Model Not Available | 3000047976 | Functional | Others
6817 | M G Hospital Bhilwara Dh | Suction Machine | Model Not Available | 3000042791 | Functional | Others
6818 | Govt Bangur Hopital Pali Dh | Suction Machine | Model Not Available | 3000124274 | Functional | Others
6819 | Deshnok Chc | FOOT OPERATED SUCTION MACHINE | MODEL NOT AVAILABLE | 2000030780 | Functional | Others
6820 | Govt Bangur Hopital Pali Dh | Suction Machine | Model Not Available | 3000124297 | Functional | Others
6821 | District Hospital Paota | ECG Machine (Single Channel) | BPL - Cardiart 108T | 3000047982 | Functional | Bpl Medical Technologies
6822 | Sardarsahar Chc | Suction Machine | Model Not Available | 3000129366 | Functional | Others
6823 | Tb Clinic Hanumangarh | Freezes | Model Not Available | 2000031377 | Functional | Others
6824 | Deshnok Chc | Suction Machine | Model Not Available | 2000030781 | Functional | Others
6825 | Sardarsahar Chc | Baby Weighing Machine | Model Not Available | 3000129368 | Functional | Others
6826 | Sangria Chc | Phototherepy Unit | MODEL NOT AVAILABLE | NRHM/PT091/31 | Functional | Meditrin Instruments
6827 | Govt Bangur Hopital Pali Dh | Ventilator | Model Not Available | 3510042704 | Functional | Others
6828 | Bagsar Authana Phc | Ice lined refrigerator | HBD-116 | BE04G4E2600B2A7U0206 | Functional | Haier Appliances India Pvt
6829 | District Hospital Paota | Nebulizer | MODEL NOT AVAILABLE | 3000047975 | Functional | Omron Health Care
6830 | A K Hospital Beawar Ajmer Dh | Multi-Para Monitor | Model not available | 2000031369 | Functional | Bhasin Sons Private Limited
6831 | City Dispensary Hanumangarh Junction | Centrifuge Machine ( 12 Tube ) | Model Not Available | 3000044573 | Functional | Others
6832 | City Dispensary Vigyan Nagar | Blood Bank Refrigerator | Model not available | 3000129688 | Functional | Vestfrost Solutions
6833 | Umaid Hospital Jodhpur Medical College Hospital | SPHYGMOMANOMETER(BP APPRATUS) | MODEL NOT AVAILABLE | 9913441 | Functional | Others
6834 | Mahatma Ghandhi Hospital Jodhpur | Incubator | MODEL NOT AVAILABLE | 3000122516 | Functional | Others
6835 | Deeplana Phc | Weighing Machine | MODEL NOT AVAILABLE | 3000043278 | Functional | Others
6836 | M G Hospital Bhilwara Dh | Radiant Heat Warmer | MODEL NOT AVAILABLE | 3000214928 | Functional | Others
6837 | M G Hospital Bhilwara Dh | Radiant Heat Warmer | Zeal - RHW 2101A | RHW2101A/1013/2250 | Functional | Others
6838 | Dh Hanumangarh Town Dh | Multi-Para Monitor | Star 50 ( L and T ) | A10SR576 | Functional | Larsen And Tourbo Ltd
6839 | Dh Hanumangarh Town Dh | Multi-Para Monitor | Model not available | 2000037747 | Functional | Others
6840 | Govt Bangur Hopital Pali Dh | Syringe Needle Destroyer | Model not available | 3000124300 | Functional | Others
6841 | Umaid Hospital Jodhpur Medical College Hospital | Syringe Needle Destroyer | Nulife - Dots | 30000122874 | Functional | Others
6842 | Govt Bangur Hopital Pali Dh | Phototherepy Unit | MODEL NOT AVAILABLE | 450111 | Functional | Fanem
6843 | District Sahadat Hospital Tonk Dh | Radiant Heat Warmer | Model Not Available | RWSUNI907/62 | Functional | Zeal Medical Pvt Ltd
6844 | Umaid Hospital Jodhpur Medical College Hospital | Defibrillator | MODEL NOT AVAILABLE | ABMC3K13G2 | Functional | Bpl Medical Technologies
6845 | M G Hospital Bhilwara Dh | SPHYGMOMANOMETER(BP APPRATUS) | Pagoda | 283072 | Functional | Others
6846 | Umaid Hospital Jodhpur Medical College Hospital | Multi-Para Monitor | Model not available | 3000122686 | Functional | Schiller Healthcare India Pvt Ltd
6847 | Tibi Chc | Glucometer | MODEL NOT AVAILABLE | 2000028990 | Functional | Others
6848 | Mahatma Ghandhi Hospital Jodhpur | Semi Automated Chemistry Analyzer | Model not Available | 3000049991 | Functional | Others
6849 | City Dispensary High Court | Ice lined refrigerator | Model Not Available | 3000049152 | Functional | Vestfrost Solutions
6850 | Tibi Chc | Monocular Microscope | Model not available | 862170 | Functional | Cmho Supply
6851 | Deengarh Phc | Binocular Microscope | Model Not Available | 3000043044 | Functional | Quality Scientific And Mechanical Works Pvt Ltd
6852 | Dhansiya Phc | Syringe Needle Destroyer | Model not available | 3000043425 | Functional | Others
6853 | Tibi Chc | Freezes | MODEL NOT AVAILABLE | 200037762 | Functional | Others
6854 | Govt Bangur Hopital Pali Dh | Blood Bank Refrigerator | Model not available | bdit-1187 | Functional | Remi Electrotechnik Ltd
6855 | Deengarh Phc | Glucometer | Model not available | 09H4402 | Functional | Others
6856 | Govt Bangur Hopital Pali Dh | Blood Bank Refrigerator | Model not available | 1003261 | Functional | Others
6857 | Umaid Hospital Jodhpur Medical College Hospital | Multi-Para Monitor | Model not available | 3000131246 | Functional | Others
6858 | M G Hospital Bhilwara Dh | Radiant Heat Warmer | Meditrin - Heat Warmer | RHW2101A/1013/2251 | Functional | Others
6859 | Chadwas Phc Churu | Glucometer | Model not available | 3000129208 | Functional | Nipro Diagnostics
6860 | Bhadasar Phc | Syringe Needle Destroyer | Model not available | 3000129504 | Functional | Others
6861 | Chadwas Phc Churu | Syringe Needle Destroyer | Model not available | 3000129209 | Functional | Others
6862 | City Dispensary Gandhi Colony Jaisalmer | Spot Light ( Portable ) | Model Not Available | 3000056554 | Not in use | Others
6863 | Dh Hanumangarh Town Dh | Spot Light ( Portable ) | Model Not Available | 6587 | Functional | Others
6864 | Bhadasar Phc | Radiant Heat Warmer | Zeal - RHW 2101A | RHW2101A213/2640 | Functional | Zeal Medical Pvt Ltd
6865 | Chadwas Phc Churu | Syringe Needle Destroyer | Model not available | 3000129210 | Functional | Others
6866 | Chadwas Phc Churu | Baby Weighing Machine | Model Not Available | 3000129211 | Functional | Bhaseen Health Products Pvt Ltd
6867 | Deeplana Phc | Binocular Microscope | Model Not Available | 3000043270 | Functional | Rohilla Industries Jaipur
6868 | Nohar Chc | Freezes | MODEL NOT AVAILABLE | 3000043347 | Functional | Others
6869 | Satellite Hospital Mandor, Jodhpur | Freezes | MODEL NOT AVAILABLE | 3000049549 | Functional | Others
6870 | City Dispensary Gandhi Colony Jaisalmer | Monocular Microscope | Model not available | 3000056556 | Functional | Others
6871 | Chadwas Phc Churu | Suction Machine | Model Not Available | 3000129212 | Functional | Others
6872 | Sangria Chc | Suction Machine | Model Not Available | 3000043111 | Functional | Cognate India
6873 | Ramgarh Sethan Chc | Glucometer | Model not available | 1344813023 | Functional | Others
6874 | Ramgarh Sethan Chc | Glucometer | Model not available | 2000037368 | Functional | Others
6875 | A K Hospital Beawar Ajmer Dh | Pulse Oxymeter | MEDITEC P201 | 10192020083 | Functional | Alleid Medical Limited
6876 | Govt Bangur Hopital Pali Dh | Oxygen Concentrator | Model Not Available | AXTC/C6266 | Functional | Bpl Medical Technologies
6877 | Dist Hospital Barmer Dh | Dental X-ray unit | DENTAL X RAY | 3000131495 | Functional | Others
6878 | Napsar Chc | Ice lined refrigerator | Model Not Available | 3000042018 | Functional | Haier Appliances India Pvt
6879 | Chadwas Phc Churu | Suction Machine | Model Not Available | 3000129214 | Functional | Niscomed Electro Medical Devices
6880 | Sardarsahar Chc | Centrifuge Machine ( 12 Tube ) | Model Not Available | 3000129383 | Functional | Others
6881 | Sardarsahar Chc | Freezes | MODEL NOT AVAILABLE | 3000129388 | Functional | Others
6882 | City Dispensary Vigyan Nagar | Binocular Microscope | Model Not Available | 3000129692 | Functional | Others
6883 | Ramgarh Sethan Chc | Syringe Needle Destroyer | Model not available | 8524 | Functional | Others
6884 | Satellite Hospital Mandor, Jodhpur | Dental X-Ray Machine | GME - Dentex 7008/1.5 | 3000049566 | Functional | Others
6885 | Badawar Phc | Syringe Needle Destroyer | Microsil - ND350 | 577 | Functional | Linco Scientific Instruments And Chemicals (P) Ltd
6886 | District Hospital Paota | Phototherepy Unit | MODEL NOT AVAILABLE | 2000032960 | Functional | Meditrin Instruments
6887 | Khandela Chc | Baby Weighing Machine | Model Not Available | 2000037231 | Functional | Others
6888 | M G Hospital Bhilwara Dh | SPHYGMOMANOMETER(BP APPRATUS) | MODEL NOT AVAILABLE | 3000125027 | Functional | Others
6889 | Dispensary Bidasar | Baby Weighing Machine | Model Not Available | 300001291287 | Functional | Others
6890 | M G Hospital Bhilwara Dh | Photoelectric Calorimeter | Calorimeter - 1312 | SRHW/200503/13 | Functional | Others
6891 | A K Hospital Beawar Ajmer Dh | Phototherepy Unit | Fenam, Bilitron Sky 5006 | I-IYAK-450023 | Functional | Others
6892 | Govt Bangur Hopital Pali Dh | Phototherepy Unit | Meditrin - Digital Bilitimer Phototherapy | 3000124480 | Functional | Zeal Medical Pvt Ltd
6893 | Dispensary Bidasar | Ice lined refrigerator | Model Not Available | 3000129135 | Functional | Others
6894 | Sardarsahar Chc | Pulse Oxymeter | RMS PHOEBUS P121 | 3000129348 | Functional | Rhsdp Supply
6895 | Deshnok Chc | Ice lined refrigerator | MK - 142 | 25116427 | Functional | Others
6896 | Sardarsahar Chc | Defibrillator | MODEL NOT AVAILABLE | 3000129349 | Functional | Rhsdp Supply
6897 | Govt Bangur Hopital Pali Dh | Pulse Oxymeter | Comet - P (L and T) | 3 | Functional | Others
6898 | Satellite Hospital Mandor, Jodhpur | Defibrillator | MODEL NOT AVAILABLE | 3000049123 | Functional | Others
6899 | M G Hospital Bhilwara Dh | Syringe Infusion Pump | SIMTEK - Infutek 405 | 171I4.5S507 | Functional | Others
6900 | A K Hospital Beawar Ajmer Dh | Radiant Heat Warmer | Zeal - RHW 2101A | RHW210A/0913/2111 | Functional | Zeal Medical Pvt Ltd
6901 | M G Hospital Bhilwara Dh | Photoelectric Calorimeter | Calorimeter - 1312 | 22/23 | Functional | Delta Medical Corporation
6902 | Sardarsahar Chc | Hydraulic Operation Table | MODEL NOT AVAILABLE | 3000129351 | Functional | Rhsdp Supply
6903 | Ramgarh Sethan Chc | SPHYGMOMANOMETER(BP APPRATUS) | MODEL NOT AVAILABLE | 2000037392 | Functional | Others
6904 | Ramgarh Sethan Chc | SPHYGMOMANOMETER(BP APPRATUS) | MODEL NOT AVAILABLE | 2000037393 | Functional | Others
6905 | Ramgarh Sethan Chc | SPHYGMOMANOMETER(BP APPRATUS) | MODEL NOT AVAILABLE | 98123481 | Functional | Others
6906 | Ramgarh Sethan Chc | SPHYGMOMANOMETER(BP APPRATUS) | MODEL NOT AVAILABLE | 2000037390 | Functional | Others
6907 | Ramgarh Sethan Chc | SPHYGMOMANOMETER(BP APPRATUS) | MODEL NOT AVAILABLE | 2000037379 | Functional | Others
6908 | Satellite Hospital Mandor, Jodhpur | Operating Microscope | Model Not Available | 3000049131 | Functional | Others
6909 | Satellite Hospital Mandor, Jodhpur | Keratometer | Model Not Available | 3000049138 | Functional | Others
6910 | Ramgarh Sethan Chc | Semi Automated Chemistry Analyzer | Model not Available | 2000037362 | Functional | Others
6911 | Ramgarh Sethan Chc | Semi Automated Chemistry Analyzer | Model not Available | 200001363 | Functional | Others
6912 | City Dispensary Gandhi Colony Jaisalmer | SPHYGMOMANOMETER(BP APPRATUS) | MODEL NOT AVAILABLE | 3000056555 | Functional | Others
6913 | Kesarisinghpur Chc | 100mA X-Ray Machine | Model not available | 3000048687 | Functional | Others
6914 | Napsar Chc | Radiant Heat Warmer | Zeal - RHW 2101A | RHW2101A/1113/2557 | Functional | Zeal Medical Pvt Ltd
6915 | Sangria Chc | Pulse Oxymeter | Model Not Available | C09P0455 | Functional | Others
6916 | M G Hospital Bhilwara Dh | Multi-Para Monitor | Model not available | 0ME006360 | Functional | Others
6917 | City Dispensary Hanumangarh Junction | Syringe Needle Destroyer | Model not available | 3000044574 | Functional | Others
6918 | Bhadasar Phc | Semi Automated Chemistry Analyzer | Model not available | 3000040712 | Non Functional Repairable | Others
6919 | A K Hospital Beawar Ajmer Dh | Syringe Infusion Pump | Allied - Syrn 200 | AS-SYRH2014120018 | Functional | Alleid Medical Limited
6920 | City Dispensary Hanumangarh Junction | Syringe Needle Destroyer | Model not available | 3000044576 | Functional | Others
6921 | A K Hospital Beawar Ajmer Dh | Radiant Heat Warmer | Zeal - RHW 2101A | RHW2101A/0913/2015 | Functional | Zeal Medical Pvt Ltd
6922 | Chadwas Phc Churu | Fetal Doppler | MODEL NOT AVAILABLE | 3000129213 | Functional | Niscomed Electro Medical Devices
6923 | City Dispensary Hanumangarh Junction | Binocular Microscope | Model Not Available | 3000044577 | Functional | Others
6924 | Sardarsahar Chc | Automated Urine Analyzer | Model not available | 3000129975 | Functional | Others
6925 | Kesarisinghpur Chc | ECG Machine (Single Channel) | BPL - Cardiart 108T | 3000048688 | Functional | Others
6926 | Sardarsahar Chc | Binocular Microscope | Model Not Available | 3000129376 | Functional | Others
6927 | Sardarsahar Chc | Binocular Microscope | Model Not Available | 3000129384 | Functional | Others
6928 | A K Hospital Beawar Ajmer Dh | Radiant Heat Warmer | Zeal - RHW 2101A | RHW2101A/0913/2013 | Functional | Zeal Medical Pvt Ltd
6929 | Sardarsahar Chc | Blood Bank Refrigerator | Model not available | 3000129390 | Not in use | Others
6930 | Govt Bangur Hopital Pali Dh | Oxygen Concentrator | Model Not Available | AXTC/C6293 | Functional | Bpl Medical Technologies
6931 | Sardarsahar Chc | Water Bath | Model not available | 3000129378 | Functional | Others
6932 | Sardarsahar Chc | Water Bath | Model not available | 3000129387 | Functional | Others
6933 | A K Hospital Beawar Ajmer Dh | Freezes | MODEL NOT AVAILABLE | 2000034719 | Functional | Others
6934 | Sangria Chc | O.T. Light Single Dome | MODEL NOT AVAILABLE | 3000043110 | Functional | Cognate India
6935 | M G Hospital Bhilwara Dh | Defibrillator | MODEL NOT AVAILABLE | J13C198 | Functional | Others
6936 | Goluwala Chc | Weighing Machine | MODEL NOT AVAILABLE | 3000044199 | Functional | Others
6937 | Sms Hospital | Centrifuge Machine ( 8 Tube) | REMI - R 8C | GFLL-8547 | Functional | Others
6938 | Goluwala Chc | Syringe Needle Destroyer | Model not available | 3000044203 | Functional | Bhasin Sons Private Limited
6939 | Khandela Chc | Pulse Oxymeter | Model Not Available | 2000037180 | Functional | Others
6940 | Sms Hospital | VDRL Rotator (Rotor and Shaker) | Model Not Available | DQLS-128 | Functional | Others
6941 | Sms Hospital | Syringe Needle Destroyer | Model not available | 3000085303 | Functional | Bhasin Sons Private Limited
6942 | Dh Hanumangarh Town Dh | Phototherepy Unit | Fenam, Bilitron Sky 5006 | 2000031725 | Functional | Fanem
6943 | Sri Madhopur Chc | Radiant Heat Warmer | Model Not Available | 2000029028 | Not in use | Others
6944 | Sms Hospital | SPHYGMOMANOMETER(BP APPRATUS) | MODEL NOT AVAILABLE | 3000085306 | Functional | Bhasin Sons Private Limited
6945 | Kanuta Chc Churu | Centrifuge Machine ( 4 Tube ) | Model not available | 3000129239 | Functional | Remi Electrotechnik Ltd
6946 | Fatehpur Chc Sikar | Suction Machine | Model Not Available | 2000037318 | Functional | Others
6947 | Dh Hanumangarh Town Dh | Pulse Oxymeter | Comet - P (L and T) | C09P0370 | Functional | Larsen And Tourbo Ltd
6948 | Sms Hospital | Centrifuge Machine ( 8 Tube) | REMI - R 8C | CGLC-2912 | Functional | Others
6949 | Dh Hanumangarh Town Dh | Suction Machine | Osmium | 2000031689 | Functional | Balaji Enterprises
6950 | Pbm Medical College And Hospital | Syringe Needle Destroyer | Model not available | 3000218449 | Functional | Others
6951 | Pilibanga Chc | Binocular Microscope | Model Not Available | 3000044066 | Functional | Others
6952 | Sri Madhopur Chc | Dental X-Ray Machine | GME - Dentex 7008/1.5 | 2000029078 | Not in use | Others
6953 | Goluwala Chc | Blood Bank Refrigerator | Model not available | 3000044218 | Functional | Others
6954 | Pilibanga Chc | Binocular Microscope | Model Not Available | 3000044065 | Functional | Others
6955 | Khandela Chc | Radiant Heat Warmer | Model Not Available | 2000037194 | Functional | Others
6956 | Goluwala Chc | SPHYGMOMANOMETER(BP APPRATUS) | MODEL NOT AVAILABLE | 3000044222 | Functional | Others
6957 | Pilibanga Chc | Blood Mixer ( Roller Mixer ) | Model not available | 8828 | Functional | Labline Equipments Pvt Ltd
6958 | Goluwala Chc | SPHYGMOMANOMETER(BP APPRATUS) | MODEL NOT AVAILABLE | 3000044223 | Functional | Others
6959 | Pilibanga Chc | O.T. Light Single Dome | MODEL NOT AVAILABLE | 3000044094 | Functional | Others
6960 | Chadwas Phc Churu | Syringe Needle Destroyer | Microsil - ND350 | 3000129219 | Functional | Others
6961 | Sangria Chc | Hydraulic Operation Table | MODEL NOT AVAILABLE | 3000043108 | Functional | Surgicoin Medequip Pvt Ltd
6962 | City Dispensary Vigyan Nagar | Centrifuge Machine ( 4 Tube ) | Model not available | 3000129694 | Functional | Remi Electrotechnik Ltd
6963 | Mahatma Ghandhi Hospital Jodhpur | Multi-Para Monitor | Model not available | 3000117237 | Functional | Others
6964 | Mahatma Ghandhi Hospital Jodhpur | Multi-Para Monitor | Model not available | 3000117244 | Functional | Others
6965 | Mahatma Ghandhi Hospital Jodhpur | Multi-Para Monitor | Model not available | 3000117243 | Functional | Others
6966 | Mahatma Ghandhi Hospital Jodhpur | Multi-Para Monitor | Model not available | 3000117242 | Functional | Others
6967 | Mahatma Ghandhi Hospital Jodhpur | Multi-Para Monitor | Model not available | 3000117241 | Functional | Others
6968 | Mahatma Ghandhi Hospital Jodhpur | Multi-Para Monitor | Model not available | 3000117240 | Functional | Others
6969 | Mahatma Ghandhi Hospital Jodhpur | Multi-Para Monitor | Model not available | 3000117238 | Functional | Others
6970 | Satellite Hospital Mandor, Jodhpur | Autoclave | Model not available | 3000049556 | Functional | Others
6971 | City Dispensary Vigyan Nagar | Freezes | MODEL NOT AVAILABLE | 3000129696 | Functional | Haier Appliances India Pvt
6972 | Chadwas Phc Churu | Autoclave | Model not available | 3000129221 | Functional | Others
6973 | Chadwas Phc Churu | Instrument Sterilizer | Model Not Available | 3000129222 | Non Functional Not Repairable | Others
6974 | A K Hospital Beawar Ajmer Dh | ECG Machine (Six Channel ) | BPL - Cardiart 8408 | 7321025 | Functional | Bpl Medical Technologies
6975 | City Dispensary Vigyan Nagar | Syringe Needle Destroyer | Model not available | 3000129698 | Functional | Others
6976 | Sardarsahar Chc | 300mA X-Ray Machine | PICKS - 3010 D | 3000129396 | Functional | Rhsdp Supply
6977 | Boghera Phc | Ice lined refrigerator | Model Not Available | BE07F4EO900B2A800030 | Functional | Haier Appliances India Pvt
6978 | Boghera Phc | Ice lined refrigerator | HBD-116 | BE04GE2600B2A7U189 | Functional | Haier Appliances India Pvt
6979 | Sangria Chc | Phototherepy Unit | MODEL NOT AVAILABLE | 3000043104 | Functional | Others
6980 | Mahatma Ghandhi Hospital Jodhpur | Suction Machine | Model Not Available | 3000117333 | Functional | Others
6981 | A K Hospital Beawar Ajmer Dh | Suction Machine | EURUVAC Elite | OGEL0331 | Functional | Anand Medicaids Pvt Ltd
6982 | Boghera Phc | Freezes | MODEL NOT AVAILABLE | 3000129457 | Functional | Videocon Industries Ltd
6983 | Ramgarh Sethan Chc | Radiant Heat Warmer | Model Not Available | 2000037382 | Functional | Others
6984 | Ramgarh Sethan Chc | Radiant Heat Warmer | Model Not Available | 2000037383 | Functional | Others
6985 | Mahatma Ghandhi Hospital Jodhpur | Pulse Oxymeter | Comet - P (L and T) | 3000117028 | Functional | Others
6986 | Kesarisinghpur Chc | Suction Machine | Model Not Available | 3000048677 | Functional | Others
6987 | Sardarsahar Chc | Autoclave | Model not available | 3000129353 | Not in use | Rhsdp Supply
6988 | Satellite Hospital Mandor, Jodhpur | Binocular Microscope | MLW - Easy View | 32000898C715 | Functional | Others
6989 | City Dispensary Chhapar Sujangarh | Syringe Needle Destroyer | MODEL NOT AVAILABLE | 0 | Functional | Others
6990 | District Hospital Paota | Spot Light ( Portable ) | Model Not Available | 2000032989 | Functional | Others
6991 | District Hospital Paota | Spot Light ( Portable ) | Model Not Available | 2000032990 | Functional | Others
6992 | Dist Hospital Barmer Dh | Mobile ( Portable ) X-Ray Machine | Model not available | 2100830521-1 | Functional | Allengers Medical Systems Ltd
6993 | Sangria Chc | Weighing Machine | MODEL NOT AVAILABLE | SH2417 | Functional | Unique Power Technologies
6994 | City Dispensary Chhapar Sujangarh | Baby Weighing Machine | Model Not Available | 3000129664 | Functional | Others
6995 | Kesarisinghpur Chc | SPHYGMOMANOMETER(BP APPRATUS) | MODEL NOT AVAILABLE | 3000048681 | Functional | Others
6996 | District Hospital Mahillabag | VDRL Rotator (Rotor and Shaker) | Model Not Available | 30000494396 | Functional | Remi Electrotechnik Ltd
6997 | Sangria Chc | Radiant Heat Warmer | Model Not Available | 2832 | Functional | Zeal Medical Pvt Ltd
6998 | Satellite Hospital Mandor, Jodhpur | ECG Machine (Six Channel ) | BPL - Cardiart 8408 | 3000047655 | Functional | Others
6999 | Satellite Hospital Mandor, Jodhpur | ECG Machine (Six Channel ) | BPL - Cardiart 8408 | 3000047656 | Functional | Others
7000 | Sangria Chc | Radiant Heat Warmer | Model Not Available | 2830 | Functional | Meditrin Instruments
7001 | A K Hospital Beawar Ajmer Dh | Multi-Para Monitor | Schiller - Truscope Classic | A10SE312 | Functional | Schiller Healthcare India Pvt Ltd
7002 | Sardarsahar Chc | Radiant Heat Warmer | Model Not Available | 3000129965 | Functional | Others
7003 | Bagsar Authana Phc | Baby Weighing Machine | Model Not Available | 3000129329 | Functional | Docbel Group Of Industries
7004 | District Hospital Paota | Suction Machine | Model Not Available | 3000047980 | Non Functional Not Repairable | Others
7005 | Sangria Chc | Radiant Heat Warmer | Model Not Available | NRHM/WM09/280 | Functional | Meditrin Instruments
7006 | Bagsar Authana Phc | Baby Weighing Machine | Model Not Available | 3000129330 | Functional | Others
7007 | Bagsar Authana Phc | Instrument Sterilizer | Model Not Available | 06K5525 | Functional | Others
7008 | Napsar Chc | Radiant Heat Warmer | Model Not Available | RHW2101A/1113/2571 | Functional | Zeal Medical Pvt Ltd
7009 | Sardarsahar Chc | Fetal Doppler | MODEL NOT AVAILABLE | 3000129369 | Functional | Others
7010 | District Hospital Paota | Suction Machine | Model Not Available | 3000047972 | Functional | Others
7011 | Sardarsahar Chc | Phototherepy Unit | MODEL NOT AVAILABLE | 3000129362 | Functional | Rhsdp Supply
7012 | A K Hospital Beawar Ajmer Dh | Pulse Oxymeter | Comet - P (L and T) | CO9P0315 | Functional | Larsen And Tourbo Ltd
7013 | Sardarsahar Chc | Hydraulic Operation Table | MODEL NOT AVAILABLE | 3000129391 | Functional | Others
7014 | City Dispensary Hanumangarh Junction | SPHYGMOMANOMETER(BP APPRATUS) | MODEL NOT AVAILABLE | 3000044579 | Functional | Others
7015 | M G Hospital Bhilwara Dh | Baby Weighing Machine | Model Not Available | 3000042800 | Functional | Others
7016 | Sardarsahar Chc | Autoclave | Model not available | 3000129392 | Functional | Others
7017 | Ramgarh Sethan Chc | Freezes | MODEL NOT AVAILABLE | 2000037372 | Functional | Others
7018 | Boghera Phc | FOOT OPERATED SUCTION MACHINE | MODEL NOT AVAILABLE | 3000129449 | Functional | Others
7019 | Ramgarh Sethan Chc | Radiant Heat Warmer | Model Not Available | 2000037377 | Functional | Others
7020 | Mahatma Ghandhi Hospital Jodhpur | Defibrillator | MODEL NOT AVAILABLE | 3000117033 | Functional | Others
7021 | Mahatma Ghandhi Hospital Jodhpur | Defibrillator | MODEL NOT AVAILABLE | 3000117034 | Functional | Others
7022 | Mahatma Ghandhi Hospital Jodhpur | Defibrillator | MODEL NOT AVAILABLE | 3000117035 | Functional | Others
7023 | Mahatma Ghandhi Hospital Jodhpur | Defibrillator | MODEL NOT AVAILABLE | 3000117036 | Functional | Others
7024 | Mahatma Ghandhi Hospital Jodhpur | Defibrillator | MODEL NOT AVAILABLE | 3000117037 | Functional | Others
7025 | Mahatma Ghandhi Hospital Jodhpur | Defibrillator | MODEL NOT AVAILABLE | 3000117038 | Functional | Others
7026 | Mahatma Ghandhi Hospital Jodhpur | Defibrillator | MODEL NOT AVAILABLE | 3000117039 | Functional | Others
7027 | Mahatma Ghandhi Hospital Jodhpur | Defibrillator | MODEL NOT AVAILABLE | 3000117040 | Functional | Others
7028 | M G Hospital Bhilwara Dh | SPHYGMOMANOMETER(BP APPRATUS) | MODEL NOT AVAILABLE | 3000125069 | Functional | Others
7029 | Boghera Phc | Binocular Microscope | AMT 5A | 3000129451 | Functional | Rohilla Industries Jaipur
7030 | Boghera Phc | Centrifuge Machine ( 8 Tube) | Model Not Available | 3000129452 | Functional | Remi Electrotechnik Ltd
7031 | Sangria Chc | Radiant Heat Warmer | Model Not Available | NRHM/WM09/103 | Functional | Meditrin Instruments
7032 | Boghera Phc | Weighing Machine | MODEL NOT AVAILABLE | 300012456 | Functional | Others
7033 | Ramgarh Sethan Chc | Phototherepy Unit | MODEL NOT AVAILABLE | 2000037381 | Functional | Others
7034 | Mahatma Ghandhi Hospital Jodhpur | Blood Cell Counter - 3 part | Model not available | 67021 | Functional | Others
7035 | Mahatma Ghandhi Hospital Jodhpur | Freezes | MODEL NOT AVAILABLE | 3000117331 | Functional | Others
7036 | Ramgarh Sethan Chc | O.T. Light Single Dome | MODEL NOT AVAILABLE | 2000037384 | Functional | Others
7037 | Mahatma Ghandhi Hospital Jodhpur | Automated Urine Analyzer | Model not available | R201202CC | Functional | Others
7038 | M G Hospital Bhilwara Dh | Syringe Needle Destroyer | Nulife - Dots | NBSDQ718692 | Functional | Others
7039 | Kanuta Chc Churu | Blood Bank Refrigerator | Model not available | 3000129254 | Functional | Haier Appliances India Pvt
7040 | Jajod Chc | Syringe Needle Destroyer | Model not available | 2000037581 | Functional | Others
7041 | Jajod Chc | Syringe Needle Destroyer | Model not available | 2000037582 | Functional | Others
7042 | Khandela Chc | Spot Light ( Portable ) | Model Not Available | 2000037197 | Functional | Others
7043 | Sri Madhopur Chc | ECG Machine (Single Channel) | Medicaid - Cardio Fax | C713534 | Functional | Others
7044 | Pbm Medical College And Hospital | Defibrillator | MODEL NOT AVAILABLE | 2000035928 | Functional | Others
7045 | Dh Hanumangarh Town Dh | Nebulizer | MODEL NOT AVAILABLE | NGM47869 | Functional | Others
7046 | Pilibanga Chc | Freezes | MODEL NOT AVAILABLE | 3000044078 | Functional | Others
7047 | Dh Hanumangarh Town Dh | Weighing Machine | MODEL NOT AVAILABLE | 2000031969 | Functional | Others
7048 | Sms Hospital | Centrifuge Machine ( 8 Tube) | REMI - R 8C DX | 3000086333 | Functional | Others
7049 | Pilibanga Chc | ECG Machine (Single Channel) | Medicaid - Cardio Fax | 1114114 | Functional | Medicaid Systems
7050 | Kanuta Chc Churu | Freezes | MODEL NOT AVAILABLE | 3000126260 | Functional | Videocon Industries Ltd
7051 | Pbm Medical College And Hospital | Defibrillator | MODEL NOT AVAILABLE | 2000035941 | Functional | Others
7052 | Sms Hospital | Centrifuge Machine ( 8 Tube) | REMI - R 8C | CGLC-2914 | Functional | Others
7053 | Ramgarh Chc Hanumangarh | Binocular Microscope | Model Not Available | 3000043223 | Functional | Others
7054 | Ramgarh Chc Hanumangarh | Centrifuge Machine ( 4 Tube ) | Model not available | 3000043224 | Functional | Others
7055 | Khachriyawas Chc | Syringe Needle Destroyer | Model not available | 2000031404 | Functional | Others
7056 | Ramgarh Chc Hanumangarh | Automated Urine Analyzer | Model not available | 3000043228 | Functional | Others
7057 | Khachriyawas Chc | Autoclave | Model not available | 2000031404 | Functional | Others
7058 | Khachriyawas Chc | Instrument Sterilizer | Model not available | 3000089625 | Functional | Others
7059 | Panchu Chc | Radiant Heat Warmer | Zeal - RHW 2101A | RHW210A1113/2572 | Functional | Zeal Medical Pvt Ltd
7060 | Dh Hanumangarh Town Dh | Pulse Oxymeter | Comet - P (L and T) | C10P1834 | Functional | Larsen And Tourbo Ltd
7061 | Dh Hanumangarh Town Dh | Syringe Infusion Pump | SIMTEK - Infutek 405 | 2009104.5ST05 | Functional | Simtek Medico Systems Pvt Ltd
7062 | Sms Hospital | Blood Collection Monitor | Model Not Available | GFCM-1168 | Functional | Others
7063 | District Sahadat Hospital Tonk Dh | Syringe Infusion Pump | Model not available | 08011045AP10 | Installation Pending | Simtek Medico Systems Pvt Ltd
7064 | Aaslsar Phc | Ice lined refrigerator | MK - 142 | 44622928 | Functional | Others
7065 | Mahatma Ghandhi Hospital Jodhpur | Pulse Oxymeter | Comet - P (L and T) | 3000117029 | Functional | Others
7066 | Sardarsahar Chc | Instrument Sterilizer | Model Not Available | 3000129358 | Functional | Others
7067 | Sardarsahar Chc | Instrument Sterilizer | Model Not Available | 3000129403 | Functional | Others
7068 | District Sahadat Hospital Tonk Dh | Radiant Heat Warmer | Model Not Available | 3000088218 | Functional | Zeal Medical Pvt Ltd
7069 | Mahatma Ghandhi Hospital Jodhpur | Automated Urine Analyzer | Model not available | 1572 | Functional | Others
7070 | Sangria Chc | Weighing Machine | MODEL NOT AVAILABLE | 3000043103 | Functional | Others
7071 | Mahatma Ghandhi Hospital Jodhpur | Ventilator | Model Not Available | 3000117053 | Functional | Others
7072 | Mahatma Ghandhi Hospital Jodhpur | Ventilator | Model Not Available | 3000117052 | Functional | Others
7073 | Mahatma Ghandhi Hospital Jodhpur | Ventilator | Model Not Available | 3000117054 | Functional | Others
7074 | Mahatma Ghandhi Hospital Jodhpur | Ventilator | Model Not Available | 3000117055 | Functional | Others
7075 | Mahatma Ghandhi Hospital Jodhpur | Ventilator | Model Not Available | 3000117056 | Functional | Others
7076 | Mahatma Ghandhi Hospital Jodhpur | Ventilator | Model Not Available | 3000117058 | Functional | Others
7077 | Mahatma Ghandhi Hospital Jodhpur | Ventilator | Model Not Available | 3000117059 | Functional | Others
7078 | Mahatma Ghandhi Hospital Jodhpur | Ventilator | Model Not Available | 3000117060 | Functional | Others
7079 | Mahatma Ghandhi Hospital Jodhpur | Suction Machine | Model Not Available | 30000117333 | Functional | Others
7080 | Satellite Hospital Mandor, Jodhpur | Phototherepy Unit | MODEL NOT AVAILABLE | 3000049561 | Functional | Others
7081 | Satellite Hospital Mandor, Jodhpur | Phototherepy Unit | MODEL NOT AVAILABLE | 3000049563 | Functional | Others
7082 | Mahatma Ghandhi Hospital Jodhpur | Nebulizer | MODEL NOT AVAILABLE | 3000117334 | Functional | Others
7083 | Ramgarh Sethan Chc | Instrument Sterilizer | Model Not Available | 2000037394 | Functional | Others
7084 | Dist Hospital Barmer Dh | Syringe Needle Destroyer | Model not available | 11056694 | Functional | Others
7085 | Sardarsahar Chc | Freezes | MODEL NOT AVAILABLE | 3000129381 | Functional | Others
7086 | Mahatma Ghandhi Hospital Jodhpur | Defibrillator | MODEL NOT AVAILABLE | 3000117030 | Functional | Others
7087 | Mahatma Ghandhi Hospital Jodhpur | Defibrillator | MODEL NOT AVAILABLE | 3000117031 | Functional | Others
7088 | A K Hospital Beawar Ajmer Dh | Ventilator | Model Not Available | VS3015093 | Functional | Others
7089 | Sangria Chc | Instrument Sterilizer | Model Not Available | 3000043101 | Functional | Others
7090 | City Dispensary Vigyan Nagar | Blood Bank Refrigerator | Model not available | 3000129701 | Functional | Haier Appliances India Pvt
7091 | District Sahadat Hospital Tonk Dh | Syringe Infusion Pump | Model not available | 08011045AP05 | Installation Pending | Simtek Medico Systems Pvt Ltd
7092 | Panchu Chc | Freezes | MODEL NOT AVAILABLE | 92200167 | Functional | Others
7093 | Khachriyawas Chc | Semi Automated Chemistry Analyzer | Model not Available | 2000031382 | Functional | Others
7094 | Losal Chc | Freezes | MODEL NOT AVAILABLE | 144220 | Functional | Others
7095 | Losal Chc | Freezes | MODEL NOT AVAILABLE | 2000029729 | Functional | Others
7096 | Losal Chc | Freezes | MODEL NOT AVAILABLE | 2000029730 | Functional | Others
7097 | Jaitasar Phc | Freezes | MODEL NOT AVAILABLE | 3000116156 | Functional | Videocon Industries Ltd
7098 | Gharsisar Phc | Syringe Needle Destroyer | Model not available | 3000129484 | Functional | Cmho Supply
7099 | Palsana Chc | Instrument Sterilizer | Model Not Available | 2000037116 | Functional | Others
7100 | Gharsisar Phc | Suction Machine | Model Not Available | 3000129486 | Functional | Lifex Medical
7101 | Mehari Rajiyan Phc | Syringe Needle Destroyer | Microsil - ND350 | 3000129436 | Functional | Others
7102 | Reengus Chc | Centrifuge Machine ( 8 Tube) | REMI - R4C | CAL46 | Functional | Others
7103 | Palsana Chc | SPHYGMOMANOMETER(BP APPRATUS) | MODEL NOT AVAILABLE | 2000037070 | Functional | Others
7104 | Gharsisar Phc | Syringe Needle Destroyer | Model not available | 3000129497 | Functional | Others
7105 | District Hospital Mahillabag | Autoclave | Model not available | 3000049111 | Functional | Others
7106 | District Sahadat Hospital Tonk Dh | ECG Machine (Six Channel ) | BPL - Cardiart 8408 | AVMLOG16061 | Functional | Bpl Medical Technologies
7107 | Dh Hanumangarh Town Dh | Autoclave | Model not available | 2000031678 | Functional | Others
7108 | Deeplana Phc | Syringe Needle Destroyer | Model not available | 3000043269 | Functional | Others
7109 | Bagsar Authana Phc | Syringe Needle Destroyer | Model Not Available | 3000141144 | Functional | Others
7110 | Bhadasar Phc | Monocular Microscope | Model not available | 3000129502 | Functional | Others
7111 | M G Hospital Bhilwara Dh | Suction Machine | Model Not Available | 3000042776 | Functional | Others
7112 | A K Hospital Beawar Ajmer Dh | Multi-Para Monitor | Star 50 ( L and T ) | CO9P0315 | Functional | Others
7113 | Bagsar Authana Phc | Syringe Needle Destroyer | Model not available | 3000129335 | Functional | Others
7114 | Satellite Hospital Mandor, Jodhpur | Slit Lamp | Model Not Available | 300004914 | Functional | Others
7115 | Sardarsahar Chc | Blood Cell Counter - 3 part | Model not available | 3000129370 | Functional | Others
7116 | Bagsar Authana Phc | Ice lined refrigerator | Model Not Available | BE07F4E0N00B2ABTO101 | Functional | Haier Appliances India Pvt
7117 | Kesarisinghpur Chc | Semi Automated Chemistry Analyzer | Model not Available | 3000048745 | Functional | Others
7118 | Sangria Chc | Syringe Needle Destroyer | Microsil - ND350 | 5457 | Functional | Others
7119 | Sardarsahar Chc | Dental X-Ray Machine | IRI-X 70 AV | 3000129402 | Functional | Others
7120 | A K Hospital Beawar Ajmer Dh | CTMT Machine | RMS | 34717 | Functional | Recorders And Medicaresystems Pvt Ltd
7121 | M G Hospital Bhilwara Dh | Blood Bank Refrigerator | REMI - BR 70 | BDI-3823 | Functional | Others
7122 | Mahatma Ghandhi Hospital Jodhpur | Pulse Oxymeter | Comet - P (L and T) | 3000117335 | Functional | Others
7123 | Mahatma Ghandhi Hospital Jodhpur | Binocular Microscope | Model Not Available | BT3303B157 | Functional | Others
7124 | Mahatma Ghandhi Hospital Jodhpur | Binocular Microscope | PZB 22 | 66209 | Functional | Others
7125 | Dist Hospital Barmer Dh | Instrument Sterilizer | Model Not Available | 3000124862 | Functional | Others
7126 | Mahatma Ghandhi Hospital Jodhpur | Multi-Para Monitor | Model not available | 3000117265 | Functional | Others
7127 | Mahatma Ghandhi Hospital Jodhpur | Multi-Para Monitor | Model not available | 3000117266 | Functional | Others
7128 | Mahatma Ghandhi Hospital Jodhpur | Multi-Para Monitor | Model not available | 3000117267 | Functional | Others
7129 | Mahatma Ghandhi Hospital Jodhpur | Multi-Para Monitor | Model not available | 3000117268 | Functional | Others
7130 | Mahatma Ghandhi Hospital Jodhpur | Multi-Para Monitor | Model not available | 3000117286 | Functional | Others
7131 | Mahatma Ghandhi Hospital Jodhpur | Multi-Para Monitor | Model not available | 3000117287 | Functional | Others
7132 | Mahatma Ghandhi Hospital Jodhpur | Incubator | Yorco - YSI - 438D | 13C4763 | Functional | Others
7133 | A K Hospital Beawar Ajmer Dh | Defibrillator | MODEL NOT AVAILABLE | J09D074 | Functional | Schiller Healthcare India Pvt Ltd
7134 | Lakhanpur Phc | Centrifuge Machine ( 4 Tube ) | Model not available | 2000003265 | Functional | Remi Electrotechnik Ltd
7135 | Mahatma Ghandhi Hospital Jodhpur | Autoclave | Model not available | 3000117124 | Functional | Others
7136 | Mahatma Ghandhi Hospital Jodhpur | Freezes | MODEL NOT AVAILABLE | 3000122221 | Functional | Others
7137 | Dist Hospital Barmer Dh | Suction Machine | Model Not Available | 515776 | Functional | Anand Medicaids Pvt Ltd
7138 | Mahatma Ghandhi Hospital Jodhpur | Binocular Microscope | PZB 22 | 66231 | Functional | Others
7139 | Lakhanpur Phc | Weighing Machine | MODEL NOT AVAILABLE | 2000003259 | Functional | Others
7140 | Mahatma Ghandhi Hospital Jodhpur | Binocular Microscope | PZB 22 | 66212 | Functional | Others
7141 | Mahatma Ghandhi Hospital Jodhpur | Binocular Microscope | Model Not Available | 62477 | Functional | Others
7142 | A K Hospital Beawar Ajmer Dh | Defibrillator | MODEL NOT AVAILABLE | 34802 | Functional | Schiller Healthcare India Pvt Ltd
7143 | A K Hospital Beawar Ajmer Dh | ECG Machine (Single Channel) | BPL - Cardiart 108T | AVMLOF15906 | Functional | Others
7144 | Sms Hospital | Plasma extractor or Expresser | Model Not Available | 1107614 | Functional | Others
7145 | Panchu Chc | Centrifuge Machine ( 8 Tube) | REMI - R 8C | DHLC5901 | Functional | Others
7146 | Dh Hanumangarh Town Dh | Syringe Infusion Pump | SIMTEK - Infutek 405 | 24081045AJ07 | Functional | Simtek Medico Systems Pvt Ltd
7147 | Jaitasar Phc | Ice lined refrigerator | HBD-116 | 3000116155 | Functional | Haier Appliances India Pvt
7148 | Khachriyawas Chc | Blood Cell Counter - 3 part | Model not available | 2000031384 | Functional | Others
7149 | Khachriyawas Chc | Binocular Microscope | Model Not Available | 2000031385 | Functional | Others
7150 | Dh Hanumangarh Town Dh | ECG Machine (Single Channel) | Cardio Min 2K | G101901010 | Functional | Medicaid Systems
7151 | Palsana Chc | SPHYGMOMANOMETER(BP APPRATUS) | MODEL NOT AVAILABLE | 2000037114 | Functional | Others
7152 | Palsana Chc | SPHYGMOMANOMETER(BP APPRATUS) | MODEL NOT AVAILABLE | 2000037115 | Functional | Others
7153 | Khachriyawas Chc | Freezes | MODEL NOT AVAILABLE | 2000031387 | Functional | Others
7154 | Khachriyawas Chc | Centrifuge Machine ( 12 Tube ) | Model Not Available | 2000031388 | Functional | Others
7155 | Panchu Chc | Instrument Sterilizer | Model Not Available | 06D4355 | Functional | Others
7156 | Palsana Chc | ECG Machine (Single Channel) | Medicaid - Cardio Fax | 2000037079 | Functional | Others
7157 | Losal Chc | Sahlis HB Meter | HB Meter | 1344313017 | Functional | Others
7158 | Gharsisar Phc | Binocular Microscope | AMT 5A | 3000129483 | Functional | Others
7159 | Losal Chc | Glucometer | Model not available | 2000029690 | Functional | Others
7160 | Mehari Rajiyan Phc | Suction Machine | Model Not Available | 3000129438 | Functional | Others
7161 | Dh Hanumangarh Town Dh | Glucometer | Model not available | Y4222-05L-00011 | Functional | Others
7162 | Palsana Chc | Instrument Sterilizer | Model Not Available | 2000037068 | Functional | Others
7163 | District Sahadat Hospital Tonk Dh | Intensive Care Bed | Janak | 3000088316 | Functional | Janak Healthcare Pvt Ltd
7164 | Dh Hanumangarh Town Dh | ECG Machine (Single Channel) | BPL - Cardiart 108T | 1041105 | Functional | Bpl Medical Technologies
7165 | Gharsisar Phc | Freezes | MODEL NOT AVAILABLE | 3000129493 | Functional | Videocon Industries Ltd
7166 | Panchu Chc | Spot Light ( Portable ) | Microsil ND 20 | 2000020340 | Functional | Others
7167 | District Hospital Mahillabag | Suction Machine | Model Not Available | 3000049106 | Functional | Others
7168 | Gogameri Phc | Freezes | Kelvinator KGE 193 | 3000043251 | Functional | Others
7169 | Bhadarji Ki Kuwa Uphc Sardarsahar Ii | Glucometer | Model not available | 30000129541 | Functional | Cmho Supply
7170 | Mahatma Ghandhi Hospital Jodhpur | Multi-Para Monitor | Model not available | 3000117057 | Functional | Others
7171 | Mahatma Ghandhi Hospital Jodhpur | Multi-Para Monitor | Model not available | 3000117118 | Functional | Others
7172 | Mahatma Ghandhi Hospital Jodhpur | Multi-Para Monitor | Model not available | 3000117119 | Functional | Others
7173 | Mahatma Ghandhi Hospital Jodhpur | Multi-Para Monitor | Model not available | 3000117120 | Functional | Others
7174 | Mahatma Ghandhi Hospital Jodhpur | Multi-Para Monitor | Model not available | 3000117121 | Functional | Others
7175 | Mahatma Ghandhi Hospital Jodhpur | Multi-Para Monitor | Model not available | 3000117122 | Functional | Others
7176 | Mahatma Ghandhi Hospital Jodhpur | Multi-Para Monitor | Model not available | 3000117010 | Functional | Others
7177 | Mahatma Ghandhi Hospital Jodhpur | Multi-Para Monitor | Model not available | 3000117011 | Functional | Others
7178 | Mahatma Ghandhi Hospital Jodhpur | Multi-Para Monitor | Model not available | 3000117012 | Functional | Others
7179 | Mahatma Ghandhi Hospital Jodhpur | Multi-Para Monitor | Model not available | 3000117013 | Functional | Others
7180 | Mahatma Ghandhi Hospital Jodhpur | Multi-Para Monitor | Model not available | 3000117014 | Functional | Others
7181 | Mahatma Ghandhi Hospital Jodhpur | Multi-Para Monitor | Model not available | 3000117015 | Functional | Others
7182 | City Dispensary Vigyan Nagar | Instrument Sterilizer | Model Not Available | 3000129703 | Functional | Others
7183 | Nohar Chc | Instrument Sterilizer | Model Not Available | 3000043356 | Functional | Others
7184 | City Dispensary Vigyan Nagar | Weighing Machine | MODEL NOT AVAILABLE | 3000129704 | Functional | Crown Digital Scales Inc
7185 | Mahatma Ghandhi Hospital Jodhpur | Syringe Infusion Pump | Model not available | 3000117086 | Functional | Others
7186 | Mahatma Ghandhi Hospital Jodhpur | Syringe Infusion Pump | Model not available | 3000117087 | Functional | Others
7187 | Mahatma Ghandhi Hospital Jodhpur | Syringe Infusion Pump | Model not available | 3000117088 | Functional | Others
7188 | Mahatma Ghandhi Hospital Jodhpur | Syringe Infusion Pump | Model not available | 3000117089 | Functional | Others
7189 | Mahatma Ghandhi Hospital Jodhpur | Syringe Infusion Pump | Model not available | 3000117090 | Functional | Others
7190 | Mahatma Ghandhi Hospital Jodhpur | Syringe Infusion Pump | Model not available | 3000117091 | Functional | Others
7191 | Mahatma Ghandhi Hospital Jodhpur | Syringe Infusion Pump | Model not available | 3000117092 | Functional | Others
7192 | Mahatma Ghandhi Hospital Jodhpur | Syringe Infusion Pump | Model not available | 3000117093 | Functional | Others
7193 | Mahatma Ghandhi Hospital Jodhpur | Syringe Infusion Pump | Model not available | 3000117094 | Functional | Others
7194 | Mahatma Ghandhi Hospital Jodhpur | Syringe Infusion Pump | Model not available | 3000117095 | Functional | Others
7195 | Mahatma Ghandhi Hospital Jodhpur | Syringe Infusion Pump | Model not available | 3000117096 | Functional | Others
7196 | J.K.Loan Hospital, Kota | Blood Bank Refrigerator | Model not available | BDI-3536 | Functional | Others
7197 | Beswa Chc | Suction Machine | Model Not Available | 2000037527 | Functional | Others
7198 | A K Hospital Beawar Ajmer Dh | Spot Light ( Portable ) | Model Not Available | 34584 | Functional | Others
7199 | Beswa Chc | Spot Light ( Portable ) | Model Not Available | 2000037529 | Functional | Others
7200 | Bidasar Chc | 100mA X-Ray Machine | Model not available | 1548524 | Functional | Others
7201 | District Sahadat Hospital Tonk Dh | Syringe Infusion Pump | Model not available | 21249698 | Functional | Others
7202 | Bidasar Chc | Radiant Heat Warmer | Zeal - RHW 2101A | 300012147 | Functional | Zeal Medical Pvt Ltd
7203 | Bidasar Chc | Radiant Heat Warmer | Zeal - RHW 2101A | RHW2101A/1213/266 | Functional | Zeal Medical Pvt Ltd
7204 | Sheoganj Chc | Urine Test Strip Analyzer | Model Not Available | 3000119135 | Functional | Others
7205 | Rundal Phc | Blood Bank Refrigerator | Model not available | BE04G0E010B28810452 | Functional | Haier Appliances India Pvt
7206 | Jln Central Store Medical College | Binocular Microscope | Labomed - CXR3 | 130661039 | Functional | Others
7207 | District Sahadat Hospital Tonk Dh | Ventilator | Model Not Available | vs3015122 | Functional | Philips Electronics India Ltd
7208 | Salasar Chc | Automatic Film Processor | Model not available | 0 | Functional | Janak Healthcare Pvt Ltd
7209 | J.K.Loan Hospital, Kota | Syringe Infusion Pump | SIMTEK - Infutek 405 | 260134.5EX1SY08 | Functional | Simtek Medico Systems Pvt Ltd
7210 | Bidasar Chc | Anesthesia Machine | MODEL NOT AVAILABLE | 3000129162 | Functional | Others
7211 | Jln Central Store Medical College | Suction Machine | Model Not Available | 2000034216 | Functional | Others
7212 | Mahwa Chc | Hot Air Oven | Model not available | 3000081580 | Functional | Deepak Enterprises
7213 | Jln Central Store Medical College | Suction Machine | Model Not Available | 2000034217 | Functional | Others
7214 | Danta Chc | Syringe Needle Destroyer | Model not available | 2000031196 | Functional | Others
7215 | Sheoganj Chc | Hemoglobin meter | Model Not Available | 3000119152 | Functional | Others
7216 | Charwara Phc | Centrifuge Machine ( 4 Tube ) | Model not available | 3000129204 | Functional | Cmho Supply
7217 | Pbm Medical College And Hospital | Tube Sealer for Blood bags | Model Not Available | 3000045760 | Functional | Others
7218 | Rundal Phc | SPHYGMOMANOMETER(BP APPRATUS) | MODEL NOT AVAILABLE | 2000022797 | Functional | Others
7219 | Dablirathan Chc Hanumangarh | Binocular Microscope | DEE 510 | 2000023122 | Non Functional Repairable | Rhsdp Supply
7220 | Mahwa Chc | Freezes | MODEL NOT AVAILABLE | 91010066 | Functional | Others
7221 | Laxmangarh Chc | Sahlis HB Meter | Model not available | 2000029374 | Functional | Others
7222 | Sangria Chc | Phototherepy Unit | MODEL NOT AVAILABLE | UAK440098 | Functional | Fanem
7223 | Mahatma Ghandhi Hospital Jodhpur | Syringe Infusion Pump | Model not available | 3000117274 | Functional | Others
7224 | Mahatma Ghandhi Hospital Jodhpur | Syringe Infusion Pump | Model not available | 3000117275 | Functional | Others
7225 | Mahatma Ghandhi Hospital Jodhpur | Syringe Infusion Pump | Model not available | 3000117276 | Functional | Others
7226 | Mahatma Ghandhi Hospital Jodhpur | Syringe Infusion Pump | Model not available | 3000117277 | Functional | Others
7227 | Mahatma Ghandhi Hospital Jodhpur | Syringe Infusion Pump | Model not available | 3000117278 | Functional | Others
7228 | Mahatma Ghandhi Hospital Jodhpur | Syringe Infusion Pump | Model not available | 3000117279 | Functional | Others
7229 | A K Hospital Beawar Ajmer Dh | Ventilator | VersaMed iVent 201 | 23987 | Functional | Wipro G E Healthcare Pvt Ltd
7230 | A K Hospital Beawar Ajmer Dh | Multi-Para Monitor | Star 50 ( L and T ) | 405SJ0380 | Functional | Larsen And Tourbo Ltd
7231 | Deshnok Chc | Suction Machine | Model Not Available | 2000030789 | Functional | Others
7232 | A K Hospital Beawar Ajmer Dh | Pulse Oxymeter | MEDITEC P201 | 105220200011 | Functional | Alleid Medical Limited
7233 | A K Hospital Beawar Ajmer Dh | Defibrillator | MODEL NOT AVAILABLE | BXMA5C1007 | Functional | Others
7234 | Mahatma Ghandhi Hospital Jodhpur | Suction Machine | Model Not Available | 3000117172 | Functional | Others
7235 | Mahatma Ghandhi Hospital Jodhpur | Suction Machine | Model Not Available | 3000117173 | Functional | Others
7236 | Mahatma Ghandhi Hospital Jodhpur | Suction Machine | Model Not Available | 30001177176 | Functional | Others
7237 | Mahatma Ghandhi Hospital Jodhpur | Suction Machine | Model Not Available | 3000117177 | Functional | Others
7238 | Mahatma Ghandhi Hospital Jodhpur | Suction Machine | Model Not Available | 3000117137 | Functional | Others
7239 | Mahatma Ghandhi Hospital Jodhpur | Suction Machine | Model Not Available | 3000117179 | Functional | Others
7240 | Mahatma Ghandhi Hospital Jodhpur | Suction Machine | Model Not Available | 3000117180 | Functional | Others
7241 | Mahatma Ghandhi Hospital Jodhpur | Suction Machine | Model Not Available | 30001171148 | Functional | Others
7242 | Mahatma Ghandhi Hospital Jodhpur | Suction Machine | Model Not Available | 3000117151 | Functional | Others
7243 | Mahatma Ghandhi Hospital Jodhpur | Suction Machine | Model Not Available | 3000117152 | Functional | Others
7244 | Mahatma Ghandhi Hospital Jodhpur | Nebulizer | MODEL NOT AVAILABLE | 3000117076 | Functional | Others
7245 | 17 Z Phc | Semi Automated Chemistry Analyzer | Model not Available | 3000049982 | Functional | Others
7246 | A K Hospital Beawar Ajmer Dh | Autoclave | Model not available | 346 | Functional | Others
7247 | Mahatma Ghandhi Hospital Jodhpur | Semi Automated Chemistry Analyzer | Model not Available | 3000049983 | Functional | Others
7248 | District Sahadat Hospital Tonk Dh | Syringe Infusion Pump | Model not available | 21270344 | Functional | Others
7249 | A K Hospital Beawar Ajmer Dh | Radiant Heat Warmer | Meditrin - Heat Warmer | OHEL0375 | Functional | Anand Surgical Industries (India)
7250 | Pbm Medical College And Hospital | Blood Bank Refrigerator | Model not available | 2000035850 | Functional | Others
7251 | Beswa Chc | Radiant Heat Warmer | Zeal - RHW 2101A | 2000037522 | Functional | Others
7252 | J.K.Loan Hospital, Kota | Blood Bank Refrigerator | Model not available | BDI-3845 | Functional | Others
7253 | Dholipal Chc Hanumangarh | Baby Weighing Machine | Model Not Available | 3000044345 | Functional | Crown Digital Scales Inc
7254 | Sheoganj Chc | Centrifuge Machine ( 4 Tube ) | Model not available | 3000119133 | Functional | Others
7255 | Rundal Phc | Glucometer | Model not available | EA12I03207 | Functional | Alleid Medical Limited
7256 | Dholipal Chc Hanumangarh | Weighing Machine | MODEL NOT AVAILABLE | 3000044346 | Functional | Bhasin Sons Private Limited
7257 | Salasar Chc | Blood Cell Counter - 3 part | Horiba - ABX Micros ES 60 | 306ES0405841 | Functional | Horiba India Pvt Ltd
7258 | Jln Central Store Medical College | Syringe Infusion Pump | Model not available | BBVO01287 | Functional | Others
7259 | J.K.Loan Hospital, Kota | Centrifuge Machine ( 4 Tube ) | Model not available | 3000121138 | Functional | Remi Electrotechnik Ltd
7260 | Sms Hospital | X-Ray Viewer Box | Model Not Available | 3000085219 | Functional | Others
7261 | A K Hospital Beawar Ajmer Dh | Autoclave | Model not available | 24613 | Functional | Others
7262 | Sheoganj Chc | Hemoglobin meter | Model Not Available | 3000119139 | Functional | Others
7263 | Pbm Medical College And Hospital | Multi-Para Monitor | Model not available | 3000045594 | Functional | Others
7264 | Mahwa Chc | Hot Air Oven | Model not available | 3000081574 | Functional | Others
7265 | J.K.Loan Hospital, Kota | Tube Sealer for Blood bags | Model Not Available | 36183-13 | Functional | Others
7266 | A K Hospital Beawar Ajmer Dh | Suction Machine | Surgivac | C-73-012 | Functional | Others
7267 | Danta Chc | Blood Cell Counter - 3 part | Model not available | 0 | Functional | Janak Healthcare Pvt Ltd
7268 | Mahwa Chc | Hemoglobin meter | Model not available | 0 | Functional | Janak Healthcare Pvt Ltd
7269 | Sheoganj Chc | Automated Urine Analyzer | Model not available | 3000119143 | Functional | Others
7270 | Mahwa Chc | Incubator | MODEL NOT AVAILABLE | 3000081575 | Functional | Others
7271 | A K Hospital Beawar Ajmer Dh | Spot Light ( Portable ) | Model Not Available | 34639 | Functional | Others
7272 | Laxmangarh Chc | Binocular Microscope | Model Not Available | 2000029366 | Functional | Others
7273 | Laxmangarh Chc | Binocular Microscope | Model Not Available | 2000029367 | Functional | Others
7274 | Mahatma Ghandhi Hospital Jodhpur | Syringe Infusion Pump | Model not available | 3000117097 | Functional | Others
7275 | Mahatma Ghandhi Hospital Jodhpur | Syringe Infusion Pump | Model not available | 3000117098 | Functional | Others
7276 | Mahatma Ghandhi Hospital Jodhpur | Syringe Infusion Pump | Model not available | 3000117099 | Functional | Others
7277 | Mahatma Ghandhi Hospital Jodhpur | Syringe Infusion Pump | Model not available | 3000117100 | Functional | Others
7278 | Mahatma Ghandhi Hospital Jodhpur | Syringe Infusion Pump | Model not available | 3000117101 | Functional | Others
7279 | Mahatma Ghandhi Hospital Jodhpur | Syringe Infusion Pump | Model not available | 3000117102 | Functional | Others
7280 | Mahatma Ghandhi Hospital Jodhpur | Syringe Infusion Pump | Model not available | 3000117103 | Functional | Others
7281 | Mahatma Ghandhi Hospital Jodhpur | Syringe Infusion Pump | Model not available | 3000117104 | Functional | Others
7282 | Mahatma Ghandhi Hospital Jodhpur | Syringe Infusion Pump | Model not available | 3000117105 | Functional | Others
7283 | Lakhanpur Phc | Hemoglobin meter | Model Not Available | 20000032612 | Functional | Others
7284 | Lakhanpur Phc | Glucometer | Model not available | 2000003261 | Functional | Others
7285 | Nohar Chc | Fetal Doppler | MODEL NOT AVAILABLE | FD20150303809 | Functional | Others
7286 | Lakhanpur Phc | Instrument Sterilizer | Model Not Available | 2000003260 | Functional | Others
7287 | Lakhanpur Phc | Syringe Needle Destroyer | Model not available | 2000003258 | Functional | Others
7288 | Mahatma Ghandhi Hospital Jodhpur | Suction Machine | Model Not Available | 3000117249 | Functional | Others
7289 | Mahatma Ghandhi Hospital Jodhpur | Suction Machine | Model Not Available | 3000117248 | Functional | Others
7290 | Mahatma Ghandhi Hospital Jodhpur | Suction Machine | Model Not Available | 3000117247 | Functional | Others
7291 | Mahatma Ghandhi Hospital Jodhpur | Suction Machine | Model Not Available | 3000117246 | Functional | Others
7292 | Mahatma Ghandhi Hospital Jodhpur | Suction Machine | Model Not Available | 3000117245 | Functional | Others
7293 | Dist Hospital Barmer Dh | SPHYGMOMANOMETER(BP APPRATUS) | Nutech Model | 3000124865 | Functional | Ajay Optical India
7294 | Mahatma Ghandhi Hospital Jodhpur | Binocular Microscope | Model Not Available | 3000122217 | Functional | Others
7295 | Mahatma Ghandhi Hospital Jodhpur | Binocular Microscope | Model Not Available | 56130 | Functional | Others
7296 | City Dispensary Mahavir Nagar | Binocular Microscope | Model Not Available | 3000130108 | Functional | Others
7297 | Govt Bangur Hopital Pali Dh | Syringe Infusion Pump | SIMTEK - Infutek 405 | 0/E1455538 | Functional | Simtek Medico Systems Pvt Ltd
7298 | Mahatma Ghandhi Hospital Jodhpur | Defibrillator | MODEL NOT AVAILABLE | 3000117239 | Functional | Others
7299 | Govt Bangur Hopital Pali Dh | Syringe Infusion Pump | SIMTEK - Infutek 405 | 0/E1455521 | Functional | Simtek Medico Systems Pvt Ltd
7300 | Dablirathan Chc Hanumangarh | Glucometer | Model not available | 12104530 | Functional | Others
7301 | Jln Central Store Medical College | Syringe Infusion Pump | SP-900 | 2040R6 | Functional | Others
7302 | Jajhor Chc | Semi Automated Chemistry Analyzer | CPC - STAT FAX 3300 | 2000029389 | Functional | Others
7303 | Loonkaransar Chc | Hemoglobin meter | Model Not Available | 3000045093 | Functional | Others
7304 | Dablirathan Chc Hanumangarh | Suction Machine | Model Not Available | 3000044107 | Functional | Others
7305 | Pbm Medical College And Hospital | Weighing Machine | MODEL NOT AVAILABLE | 3000045767 | Functional | Others
7306 | Dablirathan Chc Hanumangarh | Baby Weighing Machine | Model Not Available | 3000044109 | Functional | Crown Digital Scales Inc
7307 | Laxmangarh Chc | Syringe Needle Destroyer | Model not available | 2000029381 | Functional | Others
7308 | Pbm Medical College And Hospital | Blood Cell Counter - 3 part | Model not available | 3000045768 | Functional | Others
7309 | Danta Chc | Blood Bank Refrigerator | Model not available | BE04G4E2600B2A5D0244 | Functional | Others
7310 | District Sahadat Hospital Tonk Dh | Glucometer | Model not available | 4226210390014160 | Installation Pending | Others
7311 | Laxmangarh Chc | Syringe Needle Destroyer | Model not available | 2000029383 | Functional | Others
7312 | Pbm Medical College And Hospital | Blood Bank Refrigerator | Model not available | 3000045769 | Functional | Others
7313 | Laxmangarh Chc | Suction Machine | Model Not Available | 2000029384 | Functional | Others
7314 | Jln Central Store Medical College | Suction Machine | Model Not Available | EA0110R9 | Functional | Others
7315 | Palsana Chc | Sahlis HB Meter | Model not available | 2000037062 | Functional | Others
7316 | Laxmangarh Chc | Autoclave | Model not available | 2000029863 | Functional | Others
7317 | Nokha Chc | FOOT OPERATED SUCTION MACHINE | MODEL NOT AVAILABLE | 3000042283 | Functional | Others
7318 | Jaitasar Phc | Ice lined refrigerator | Model Not Available | 20013706105 | Functional | Vestfrost Solutions
7319 | Lalgarh Phc Churu | Monocular Microscope | Model not available | 3000129326 | Non Functional Repairable | Others
7320 | Rollshabsar Chc | SPHYGMOMANOMETER(BP APPRATUS) | MODEL NOT AVAILABLE | 2000037464 | Functional | Others
7321 | Khatushayamji Chc | Incubator | MODEL NOT AVAILABLE | 2000031006 | Functional | Others
7322 | Rundal Phc | Weighing Machine | MODEL NOT AVAILABLE | 2000022796 | Functional | Others
7323 | Rollshabsar Chc | Centrifuge Machine ( 8 Tube) | Model Not Available | 2000037468 | Functional | Others
7324 | Khatushayamji Chc | Hot Air Oven | Model not available | 2000031012 | Functional | Others
7325 | Sri Madhopur Chc | Radiant Heat Warmer | Zeal - RHW 2101A | 2000029026 | Functional | Others
7326 | Dh Hanumangarh Town Dh | 300mA X-Ray Machine | Model not available | 200003768 | Functional | Others
7327 | City Dispensary Vigyan Nagar | Blood Bank Refrigerator | Model not available | 3000129689 | Functional | Others
7328 | Deeplana Phc | Monocular Microscope | Model not available | 3000043277 | Non Functional Not Repairable | Others
7329 | City Dispensary Vigyan Nagar | Freezes | MODEL NOT AVAILABLE | 3000129689 | Functional | Omron Health Care
7330 | Umaid Hospital Jodhpur Medical College Hospital | SPHYGMOMANOMETER(BP APPRATUS) | MODEL NOT AVAILABLE | 3000122866 | Functional | Others
7331 | A K Hospital Beawar Ajmer Dh | Pulse Oxymeter | Model Not Available | 3000214927 | Functional | Others
7332 | Mahatma Ghandhi Hospital Jodhpur | Hot Air Oven | Yorco - YSI - 431D | 3000049984 | Functional | Others
7333 | Dist Hospital Barmer Dh | SPHYGMOMANOMETER(BP APPRATUS) | MODEL NOT AVAILABLE | 3000124859 | Functional | Others
7334 | Mahatma Ghandhi Hospital Jodhpur | Cautry Machine | Model Not Available | 3000117220 | Not in use | Others
7335 | Mahatma Ghandhi Hospital Jodhpur | Cautry Machine | Model Not Available | 3000117219 | Not in use | Others
7336 | Mahatma Ghandhi Hospital Jodhpur | Cautry Machine | Model Not Available | 3000117218 | Not in use | Others
7337 | Mahatma Ghandhi Hospital Jodhpur | Cautry Machine | Model Not Available | 3000117217 | Not in use | Others
7338 | Mahatma Ghandhi Hospital Jodhpur | Cautry Machine | Model Not Available | 3000117216 | Not in use | Others
7339 | Mahatma Ghandhi Hospital Jodhpur | C-Arm Machine | Model Not Available | 3000124192 | Not in use | Others
7340 | Mahatma Ghandhi Hospital Jodhpur | Centrifuge Machine ( 8 Tube) | REMI - R303 | 3000122496 | Functional | Others
7341 | Mahatma Ghandhi Hospital Jodhpur | Centrifuge Machine ( 8 Tube) | REMI - R303 | 3000122502 | Functional | Others
7342 | Mahatma Ghandhi Hospital Jodhpur | Centrifuge Machine ( 8 Tube) | Model Not Available | 2000022239 | Functional | Others
7343 | M G Hospital Bhilwara Dh | Radiant Heat Warmer | Zeal - RHW 2101A | RHW2101A/1013/2248 | Functional | Others
7344 | M G Hospital Bhilwara Dh | Blood Bank Refrigerator | Model not available | 167 | Functional | Others
7345 | Mahatma Ghandhi Hospital Jodhpur | Cautry Machine | Model Not Available | 3000117351 | Functional | Others
7346 | Mahatma Ghandhi Hospital Jodhpur | Cautry Machine | Model Not Available | 3000117352 | Functional | Others
7347 | Umaid Hospital Jodhpur Medical College Hospital | SPHYGMOMANOMETER(BP APPRATUS) | MODEL NOT AVAILABLE | 30000122868 | Functional | Others
7348 | A K Hospital Beawar Ajmer Dh | C-Arm Image Intensifier | Model Not Available | G5C041 | Functional | Others
7349 | Mahatma Ghandhi Hospital Jodhpur | ECG Machine (Single Channel) | Model Not Available | 3000122533 | Functional | Others
7350 | Umaid Hospital Jodhpur Medical College Hospital | SPHYGMOMANOMETER(BP APPRATUS) | MODEL NOT AVAILABLE | 93134433 | Functional | Others
7351 | M G Hospital Bhilwara Dh | Syringe Infusion Pump | SIMTEK - Infutek 405 | ME145S505 | Functional | Others
7352 | Sms Hospital | Defibrillator | MODEL NOT AVAILABLE | 3000085214 | Functional | Others
7353 | Rundal Phc | Glucometer | Accu Chek Performa | GS01381757 | Functional | Others
7354 | Sheoganj Chc | Hydraulic Operation Table | MODEL NOT AVAILABLE | 3000119134 | Functional | Others
7355 | Jln Central Store Medical College | Syringe Infusion Pump | MODEL NOT AVAILABLE | 3000089146 | Functional | Others
7356 | Bidasar Chc | Radiant Heat Warmer | Zeal - RHW 2101A | RHW2101A/1213/2662 | Functional | Zeal Medical Pvt Ltd
7357 | A K Hospital Beawar Ajmer Dh | O.T. Light Double Dome | MODEL NOT AVAILABLE | 68114 | Functional | Others
7358 | Bidasar Chc | Syringe Needle Destroyer | Model not available | 3000129151 | Functional | Others
7359 | Piprali Chc | Hemoglobin meter | Model Not Available | 1344813021 | Functional | Others
7360 | Mahwa Chc | Centrifuge Machine ( 4 Tube ) | Model not available | 46B | Functional | Rhsdp Supply
7361 | Khatushayamji Chc | Semi Automated Chemistry Analyzer | Statfax 2000 | 2000031004 | Functional | Others
7362 | Nechwa Chc | Syringe Needle Destroyer | Model not available | 2000029232 | Functional | Others
7363 | Nechwa Chc | Syringe Needle Destroyer | Model not available | 2000029233 | Functional | Others
7364 | Nechwa Chc | Syringe Needle Destroyer | Model not available | 2000029234 | Functional | Others
7365 | Nechwa Chc | Syringe Needle Destroyer | Model not available | 2000029235 | Functional | Others
7366 | Nechwa Chc | Syringe Needle Destroyer | Model not available | 2000029236 | Functional | Others
7367 | Nechwa Chc | Syringe Needle Destroyer | Model not available | 2000029238 | Functional | Others
7368 | Nechwa Chc | Syringe Needle Destroyer | Model not available | 2000029237 | Functional | Others
7369 | A K Hospital Beawar Ajmer Dh | O.T. Light Double Dome | MODEL NOT AVAILABLE | 68108 | Functional | Philips Electronics India Ltd
7370 | Panchu Chc | Syringe Needle Destroyer | Microsil ND-60 | 800-761 | Functional | Cmho Supply
7371 | Dh Hanumangarh Town Dh | Syringe Infusion Pump | SIMTEK - Infutek 405 | 1609104.5AJ06 | Functional | Simtek Medico Systems Pvt Ltd
7372 | Sms Hospital | Plasma extractor or Expresser | Model Not Available | 1107645 | Functional | Others
7373 | Dh Hanumangarh Town Dh | Pulse Oxymeter | Comet - P (L and T) | C10P1838 | Functional | Larsen And Tourbo Ltd
7374 | Panchu Chc | Blood Cell Counter - 3 part | Horiba - ABX Micros ES 60 | 306ES0HO5850 | Functional | Horiba India Pvt Ltd
7375 | Phalsund Chc | Defibrillator with Cardiac Monitor | Schiller - Defigard 400 | JI3D405 | Functional | Schiller Healthcare India Pvt Ltd
7376 | Reengus Chc | Radiant Heat Warmer | MODEL NOT AVAILABLE | 8134493 | Functional | Others
7377 | Reengus Chc | Radiant Heat Warmer | Model Not Available | 2085 | Functional | Others
7378 | City Dispensary Mahavir Nagar | Glucometer | Model not available | 3000130104 | Functional | Others
7379 | Govt Bangur Hopital Pali Dh | Syringe Infusion Pump | SIMTEK - Infutek 405 | 318 | Functional | Simtek Medico Systems Pvt Ltd
7380 | Dist Hospital Barmer Dh | STABILIZER | MODEL NOT AVAILABLE | 3000122064 | Functional | Others
7381 | Mahatma Ghandhi Hospital Jodhpur | Defibrillator | MODEL NOT AVAILABLE | 3000117003 | Functional | Others
7382 | Mahatma Ghandhi Hospital Jodhpur | Defibrillator | MODEL NOT AVAILABLE | 3000117004 | Functional | Others
7383 | Mahatma Ghandhi Hospital Jodhpur | Defibrillator | MODEL NOT AVAILABLE | 3000117008 | Functional | Others
7384 | Mahatma Ghandhi Hospital Jodhpur | Defibrillator | MODEL NOT AVAILABLE | 3000117009 | Functional | Others
7385 | Mahatma Ghandhi Hospital Jodhpur | Syringe Infusion Pump | Model not available | 3000117113 | Functional | Others
7386 | Mahatma Ghandhi Hospital Jodhpur | Syringe Infusion Pump | Model not available | 3000117006 | Functional | Others
7387 | Mahatma Ghandhi Hospital Jodhpur | Syringe Infusion Pump | Model not available | 3000117007 | Functional | Others
7388 | Mahatma Ghandhi Hospital Jodhpur | Syringe Infusion Pump | Model not available | 3000117181 | Functional | Others
7389 | Mahatma Ghandhi Hospital Jodhpur | Syringe Infusion Pump | Model not available | 3000117195 | Functional | Others
7390 | Mahatma Ghandhi Hospital Jodhpur | Syringe Infusion Pump | Model not available | 3000117196 | Functional | Others
7391 | Mahatma Ghandhi Hospital Jodhpur | Syringe Infusion Pump | Model not available | 3000117197 | Functional | Others
7392 | Mahatma Ghandhi Hospital Jodhpur | Syringe Infusion Pump | Model not available | 3000124169 | Functional | Others
7393 | Mahatma Ghandhi Hospital Jodhpur | Syringe Infusion Pump | Model not available | 3000124170 | Functional | Others
7394 | Mahatma Ghandhi Hospital Jodhpur | Syringe Infusion Pump | Model not available | 3000124171 | Functional | Others
7395 | Mahatma Ghandhi Hospital Jodhpur | Syringe Infusion Pump | Model not available | 3000124155 | Functional | Others
7396 | Mahatma Ghandhi Hospital Jodhpur | Syringe Infusion Pump | Model not available | 3000124156 | Functional | Others
7397 | Mahatma Ghandhi Hospital Jodhpur | Syringe Infusion Pump | Model not available | 3000124157 | Functional | Others
7398 | Mahatma Ghandhi Hospital Jodhpur | Syringe Infusion Pump | Model not available | 3000124158 | Functional | Others
7399 | Mahatma Ghandhi Hospital Jodhpur | Syringe Infusion Pump | Model not available | 3000124159 | Functional | Others
7400 | Mahatma Ghandhi Hospital Jodhpur | Syringe Infusion Pump | Model not available | 3000124160 | Functional | Others
7401 | Mahatma Ghandhi Hospital Jodhpur | Syringe Infusion Pump | Model not available | 3000124161 | Functional | Others
7402 | Mahatma Ghandhi Hospital Jodhpur | Syringe Infusion Pump | Model not available | 3000124162 | Functional | Others
7403 | Mahatma Ghandhi Hospital Jodhpur | Syringe Infusion Pump | Model not available | 3000124163 | Functional | Others
7404 | Dholipal Chc Hanumangarh | Ice lined refrigerator | Model Not Available | 3000044341 | Functional | Vestfrost Solutions
7405 | Pbm Medical College And Hospital | Pulse Oxymeter | Model Not Available | 2000035779 | Functional | Others
7406 | Dholipal Chc Hanumangarh | Nebulizer | Remi 4C | 3000046394 | Functional | Remi Electrotechnik Ltd
7407 | Dholipal Chc Hanumangarh | SPHYGMOMANOMETER(BP APPRATUS) | MODEL NOT AVAILABLE | 3000044349 | Functional | Others
7408 | Bidasar Chc | FOOT OPERATED SUCTION MACHINE | MODEL NOT AVAILABLE | 3000129152 | Functional | Others
7409 | Mahwa Chc | Centrifuge Machine ( 4 Tube ) | Remi 4C | DPLO2667 | Functional | Metro Traiding Corporation
7410 | Sheoganj Chc | Monocular Microscope | Pagoda | 241365 | Functional | Cmho Supply
7411 | Jln Central Store Medical College | FOGGING MACHINE | MODEL NOT AVAILABLE | 2524 | Functional | Others
7412 | Bidasar Chc | Suction Machine | Model Not Available | C-33-009 | Functional | Anand Surgical Industries (India)
7413 | District Sahadat Hospital Tonk Dh | Ventilator | Model Not Available | vs3015139 | Functional | Philips Electronics India Ltd
7414 | Pbm Medical College And Hospital | Freezes | MODEL NOT AVAILABLE | 3000045599 | Functional | Others
7415 | Pbm Medical College And Hospital | Freezes | MODEL NOT AVAILABLE | 3000045600 | Functional | Others
7416 | Pbm Medical College And Hospital | Freezes | MODEL NOT AVAILABLE | 3000045776 | Functional | Others
7417 | Pbm Medical College And Hospital | Freezes | MODEL NOT AVAILABLE | 3000045756 | Functional | Others
7418 | Danta Chc | Centrifuge Machine ( 4 Tube ) | Model not available | HGLC9316 | Functional | Others
7419 | Khatushayamji Chc | SPHYGMOMANOMETER(BP APPRATUS) | MODEL NOT AVAILABLE | 351805 | Functional | Others
7420 | Khatushayamji Chc | SPHYGMOMANOMETER(BP APPRATUS) | MODEL NOT AVAILABLE | 351769 | Functional | Others
7421 | Khatushayamji Chc | SPHYGMOMANOMETER(BP APPRATUS) | MODEL NOT AVAILABLE | 351768 | Functional | Others
7422 | Khatushayamji Chc | SPHYGMOMANOMETER(BP APPRATUS) | MODEL NOT AVAILABLE | 351820 | Functional | Others
7423 | Khatushayamji Chc | SPHYGMOMANOMETER(BP APPRATUS) | MODEL NOT AVAILABLE | 2000031033 | Functional | Others
7424 | Mahwa Chc | Monocular Microscope | Model not available | 58769 | Functional | Others
7425 | Laxmangarh Chc | Freezes | MODEL NOT AVAILABLE | 2000029365 | Functional | Others
7426 | Danta Chc | VDRL Rotator (Rotor and Shaker) | Model Not Available | 2000031193 | Functional | Others
7427 | Jln Central Store Medical College | Suction Machine | Model Not Available | 2000034215 | Functional | Others
7428 | A K Hospital Beawar Ajmer Dh | Ventilator | Model Not Available | VS3015095 | Functional | Others
7429 | Laxmangarh Chc | Blood Cell Counter - 3 part | Model not available | 2000029368 | Functional | Others
7430 | Mahatma Ghandhi Hospital Jodhpur | ECG Machine (Single Channel) | Model Not Available | 3000122534 | Functional | Others
7431 | Umaid Hospital Jodhpur Medical College Hospital | Syringe Infusion Pump | SIMTEK - Infutek 405 | 3000122709 | Functional | Others
7432 | M G Hospital Bhilwara Dh | Autoclave | Model not available | 3000125088 | Functional | Others
7433 | M G Hospital Bhilwara Dh | Hot Air Oven | Model not available | 3000125090 | Functional | Others
7434 | District Sahadat Hospital Tonk Dh | Radiant Heat Warmer | Model Not Available | 3000088175 | Functional | Zeal Medical Pvt Ltd
7435 | M G Hospital Bhilwara Dh | Weighing Machine | MODEL NOT AVAILABLE | 3000125091 | Functional | Others
7436 | Dist Hospital Barmer Dh | Suction Machine | Model Not Available | 48-004 | Functional | Others
7437 | District Sahadat Hospital Tonk Dh | Radiant Heat Warmer | Model Not Available | 3000088178 | Functional | Zeal Medical Pvt Ltd
7438 | A K Hospital Beawar Ajmer Dh | Suction Machine | Model Not Available | 0GEL0363 | Functional | Others
7439 | Dist Hospital Barmer Dh | SPHYGMOMANOMETER(BP APPRATUS) | MODEL NOT AVAILABLE | 3000124858 | Functional | Others
7440 | Govt Bangur Hopital Pali Dh | Phototherepy Unit | MODEL NOT AVAILABLE | 450110 | Functional | Fanem
7441 | Mahatma Ghandhi Hospital Jodhpur | Anesthesia Machine | MODEL NOT AVAILABLE | 3000117292 | Functional | Others
7442 | A K Hospital Beawar Ajmer Dh | O.T. Light Double Dome | MODEL NOT AVAILABLE | 68111 | Functional | Others
7443 | Nohar Chc | Syringe Needle Destroyer | Microsil ND 20 | 3000043368 | Functional | Others
7444 | Umaid Hospital Jodhpur Medical College Hospital | Syringe Infusion Pump | Model not available | 3000124966 | Functional | Others
7445 | Umaid Hospital Jodhpur Medical College Hospital | ECG Machine (Six Channel ) | Model Not Available | 3000122668 | Functional | Others
7446 | Mahatma Ghandhi Hospital Jodhpur | Centrifuge Machine ( 4 Tube ) | Model not available | 3000049989 | Functional | Others
7447 | M G Hospital Bhilwara Dh | Radiant Heat Warmer | Zeal - RHW 2101A | RHW2101A/1013/2249 | Functional | Others
7448 | Umaid Hospital Jodhpur Medical College Hospital | Defibrillator with Cardiac Monitor | Schiller - Defigard 400 | J12D259 | Functional | Schiller Healthcare India Pvt Ltd
7449 | Mahatma Ghandhi Hospital Jodhpur | Syringe Infusion Pump | Model not available | 3000117146 | Functional | Others
7450 | Mahatma Ghandhi Hospital Jodhpur | Syringe Infusion Pump | Model not available | 3000117167 | Functional | Others
7451 | Mahatma Ghandhi Hospital Jodhpur | Syringe Infusion Pump | Model not available | 3000117168 | Functional | Others
7452 | Tibi Chc | Blood Mixer ( Roller Mixer ) | Model not available | 200037752 | Functional | Others
7453 | Mahatma Ghandhi Hospital Jodhpur | Suction Machine | Model not available | 1374 | Functional | Others
7454 | Mahatma Ghandhi Hospital Jodhpur | Suction Machine | Model Not Available | 3000117199 | Not in use | Others
7455 | Reengus Chc | Radiant Heat Warmer | Model Not Available | 2086 | Functional | Others
7456 | Losal Chc | SPHYGMOMANOMETER(BP APPRATUS) | MODEL NOT AVAILABLE | 2000029731 | Functional | Others
7457 | Losal Chc | SPHYGMOMANOMETER(BP APPRATUS) | MODEL NOT AVAILABLE | 2000029699 | Functional | Others
7458 | Aaslsar Phc | Syringe Needle Destroyer | Model not available | 3000129411 | Functional | Bhaseen Health Products Pvt Ltd
7459 | Phalsund Chc | Hot Air Oven | Yorco - YSI - 431D | 13G511855 | Functional | Yorco Sales Pvt Ltd
7460 | A K Hospital Beawar Ajmer Dh | Syringe Infusion Pump | Model Not Available | 3000138497 | Functional | Others
7461 | Sri Madhopur Chc | Defibrillator | MODEL NOT AVAILABLE | 2000029051 | Functional | Others
7462 | Gharsisar Phc | Binocular Microscope | Model Not Available | 54624 | Functional | Cmho Supply
7463 | Sri Madhopur Chc | Autoclave | Model not available | 2000029049 | Not in use | Others
7464 | Gogameri Phc | Ice lined refrigerator | Model Not Available | 20013705882 | Functional | Others
7465 | Deshnok Chc | Incubator | MODEL NOT AVAILABLE | 2000030757 | Functional | Others
7466 | A K Hospital Beawar Ajmer Dh | ECG Machine (Single Channel) | BPL - Cardiart 108T | J4J6891 | Functional | Bpl Medical Technologies
7467 | A K Hospital Beawar Ajmer Dh | ECG Machine (Single Channel) | BPL - Cardiart 108T | J9G18788 | Functional | Bpl Medical Technologies
7468 | Nechwa Chc | Hemoglobin meter | Model Not Available | 1344813007 | Functional | Others
7469 | Phalsund Chc | Spot Light ( Portable ) | Model Not Available | 3000056620 | Functional | Others
7470 | Dh Hanumangarh Town Dh | Syringe Needle Destroyer | Model not available | 14C-801 | Functional | Others
7471 | Phalsund Chc | Binocular Microscope | M L W Intermed | 3000056613 | Functional | Mlw Intermed
7472 | Thoi Chc | 100mA X-Ray Machine | Model not available | 2000037257 | Functional | Others
7473 | Nechwa Chc | 100mA X-Ray Machine | Model not available | SR2K1306XRHA | Functional | Others
7474 | Thoi Chc | Centrifuge Machine ( 4 Tube ) | Model not available | 2000037250 | Functional | Others
7475 | Gharsisar Phc | Autoclave | Model not available | 3000129488 | Functional | Cmho Supply
7476 | A K Hospital Beawar Ajmer Dh | Wax Bath Machine | Model Not Available | 2000034787 | Functional | Others
7477 | Gharsisar Phc | Instrument Sterilizer | Model Not Available | 85009 | Functional | Others
7478 | Panchu Chc | Incubator | MODEL NOT AVAILABLE | 2000035183 | Functional | Tanco -P L Tondon Company
7479 | A K Hospital Beawar Ajmer Dh | Wax Bath Machine | Model Not Available | 34789 | Functional | Others
7480 | Thoi Chc | Binocular Microscope | AMT 5A | 2000037247 | Functional | Others
7481 | A K Hospital Beawar Ajmer Dh | Pulse Oxymeter | Comet - P (L and T) | C10P168 | Functional | Larsen And Tourbo Ltd
7482 | A K Hospital Beawar Ajmer Dh | Defibrillator | MODEL NOT AVAILABLE | 3851290 | Functional | Others
7483 | A K Hospital Beawar Ajmer Dh | Defibrillator | MODEL NOT AVAILABLE | J10D-325 | Functional | Others
7484 | A K Hospital Beawar Ajmer Dh | Ventilator | Model Not Available | 592/4-2004 | Functional | Others
7485 | Dh Hanumangarh Town Dh | YAG Laser | Model Not Available | 821637 | Functional | Others
7486 | Mahatma Ghandhi Hospital Jodhpur | Pulse Oxymeter | Model Not Available | 3000124188 | Not in use | Others
7487 | Kundal Phc | SPHYGMOMANOMETER(BP APPRATUS) | MODEL NOT AVAILABLE | 732211-06 | Non Functional Repairable | Others
7488 | Dh Hanumangarh Town Dh | Multi-Para Monitor | Star 50 ( L and T ) | A10SR0572 | Functional | Larsen And Tourbo Ltd
7489 | Umaid Hospital Jodhpur Medical College Hospital | Suction Machine | Model Not Available | 3000122708 | Functional | Others
7490 | M G Hospital Bhilwara Dh | ELISA Washer | Model not available | 45152700E | Functional | Others
7491 | Govt Bangur Hopital Pali Dh | Hot Air Oven | Model not available | 6703 | Functional | Others
7492 | A K Hospital Beawar Ajmer Dh | Spot Light ( Portable ) | Model Not Available | 34567 | Functional | Others
7493 | Dh Hanumangarh Town Dh | Multi-Para Monitor | Star 50 ( L and T ) | A10SR0580 | Functional | Larsen And Tourbo Ltd
7494 | Umaid Hospital Jodhpur Medical College Hospital | Suction Machine | MODEL NOT AVAILABLE | 3000280992 | Functional | Others
7495 | Umaid Hospital Jodhpur Medical College Hospital | Multi-Para Monitor | Model not available | M003E0042G8 | Functional | Schiller Healthcare India Pvt Ltd
7496 | Mahatma Ghandhi Hospital Jodhpur | Suction Machine | Model Not Available | 3000124194 | Functional | Others
7497 | Nohar Chc | Radiant Heat Warmer | Model Not Available | 216 | Functional | Meditrin Instruments
7498 | M G Hospital Bhilwara Dh | Incubator | MODEL NOT AVAILABLE | 3000125087 | Functional | Others
7499 | Mahatma Ghandhi Hospital Jodhpur | ECG Machine (Single Channel) | Model Not Available | 3000122535 | Functional | Others
7500 | Mahatma Ghandhi Hospital Jodhpur | ECG Machine (Single Channel) | Model Not Available | 3000120171 | Functional | Others
7501 | Mahatma Ghandhi Hospital Jodhpur | ECG Machine (Single Channel) | Model Not Available | 3000120170 | Functional | Others
7502 | Sri Madhopur Chc | Syringe Needle Destroyer | Model not available | 2000029024 | Not in use | Others
7503 | Khandela Chc | Autoclave | Model not available | 2000037183 | Functional | Others
7504 | Dh Hanumangarh Town Dh | Phototherepy Unit | Fenam, Bilitron Sky 5006 | 2000031726 | Functional | Fanem
7505 | Khandela Chc | Boyles Apparatus | MODEL NOT AVAILABLE | 2000037184 | Functional | Others
7506 | Kanuta Chc Churu | Suction Machine | Model Not Available | 3000129236 | Functional | Anand Medicaids Pvt Ltd
7507 | Kanuta Chc Churu | Syringe Needle Destroyer | Model not available | 0 | Functional | Janak Healthcare Pvt Ltd
7508 | Sms Hospital | ELISA Reader | Model not available | 0 | Functional | Janak Healthcare Pvt Ltd
7509 | Pbm Medical College And Hospital | Instrument Sterilizer | Model Not Available | 2000035974 | Functional | Others
7510 | Sms Hospital | ELISA Reader | Model not available | RT09008RBK056STD | Functional | Others
7511 | Danta Chc | Hemoglobin meter | HB 301 | 1344813015 | Functional | Others
7512 | Sheoganj Chc | Glucometer | Model not available | 3000119151 | Functional | Others
7513 | Dh Hanumangarh Town Dh | Pulse Oxymeter | Model Not Available | 2000031686 | Functional | Bpl Medical Technologies
7514 | A K Hospital Beawar Ajmer Dh | Suction Machine | Model Not Available | 2000034688 | Functional | Others
7515 | Kanuta Chc Churu | Hydraulic Operation Table | MODEL NOT AVAILABLE | 3000129245 | Functional | Others
7516 | Sheoganj Chc | Hemoglobin meter | HB 301 | 3000119152 | Functional | Others
7517 | Laxmangarh Chc | Tube Sealer for Blood bags | Model Not Available | 2000029371 | Functional | Others
7518 | Laxmangarh Chc | Glucometer | Model not available | 2000029373 | Functional | Others
7519 | Pbm Medical College And Hospital | Blood Bank Refrigerator | Model not available | 3000045762 | Functional | Others
7520 | Pbm Medical College And Hospital | Blood Bank Refrigerator | Model not available | 3000045763 | Functional | Others
7521 | Pbm Medical College And Hospital | Blood Bank Refrigerator | Model not available | 3000045765 | Functional | Others
7522 | Pbm Medical College And Hospital | Blood Bank Refrigerator | Model not available | 3000045764 | Functional | Others
7523 | Pbm Medical College And Hospital | Blood Bank Refrigerator | Model not available | 3000045766 | Functional | Others
7524 | Kanuta Chc Churu | Fetal Doppler | ND - 102 | 3000129251 | Functional | Niscomed Electro Medical Devices
7525 | Loonkaransar Chc | Centrifuge Machine ( 4 Tube ) | Remi 4C | 10LC-7725 | Non Functional Not Repairable | Remi Electrotechnik Ltd
7526 | A K Hospital Beawar Ajmer Dh | C. T. Scanner | TSX-021B | F5522F88 | Functional | Others
7527 | Dablirathan Chc Hanumangarh | Freezes | MODEL NOT AVAILABLE | 3000044100 | Functional | Others
7528 | Mahatma Ghandhi Hospital Jodhpur | Suction Machine | Model Not Available | 3000117198 | Not in use | Others
7529 | Umaid Hospital Jodhpur Medical College Hospital | Pulse Oxymeter | Model Not Available | C12D209 | Functional | Schiller Healthcare India Pvt Ltd
7530 | Govt Bangur Hopital Pali Dh | Autoclave | MODEL NOT AVAILABLE | 3000202277 | Functional | Others
7531 | Umaid Hospital Jodhpur Medical College Hospital | Syringe Infusion Pump | SIMTEK - Infutek 405 | 1306114.5AJ-02 | Functional | Simtek Medico Systems Pvt Ltd
7532 | Kalana Phc | Centrifuge Machine ( 4 Tube ) | Model not available | 2000037985 | Functional | Remi Electrotechnik Ltd
7533 | Mahatma Ghandhi Hospital Jodhpur | Radiant Heat Warmer | Zeal - RHW 2101A | 3000121266 | Functional | Others
7534 | Mahatma Ghandhi Hospital Jodhpur | Radiant Heat Warmer | Zeal - RHW 2101A | 3000121267 | Functional | Others
7535 | Mahatma Ghandhi Hospital Jodhpur | Radiant Heat Warmer | Zeal - RHW 2101A | 3000121268 | Functional | Others
7536 | Mahatma Ghandhi Hospital Jodhpur | Radiant Heat Warmer | Zeal - RHW 2101A | 3000121269 | Functional | Others
7537 | Mahatma Ghandhi Hospital Jodhpur | Radiant Heat Warmer | Zeal - RHW 2101A | 3000121270 | Functional | Others
7538 | Mahatma Ghandhi Hospital Jodhpur | Radiant Heat Warmer | Zeal - RHW 2101A | 3000121271 | Functional | Others
7539 | Mahatma Ghandhi Hospital Jodhpur | Radiant Heat Warmer | Zeal - RHW 2101A | 3000121272 | Functional | Others
7540 | Mahatma Ghandhi Hospital Jodhpur | Radiant Heat Warmer | Zeal - RHW 2101A | 3000121273 | Functional | Others
7541 | Mahatma Ghandhi Hospital Jodhpur | Radiant Heat Warmer | Zeal - RHW 2101A | 3000121274 | Functional | Others
7542 | Mahatma Ghandhi Hospital Jodhpur | Radiant Heat Warmer | Zeal - RHW 2101A | 3000121275 | Functional | Others
7543 | District Hospital Paota | Semi Automated Chemistry Analyzer | Model not Available | 3000047939 | Functional | Others
7544 | Mahatma Ghandhi Hospital Jodhpur | Multi-Para Monitor | Model not available | 3000124131 | Functional | Others
7545 | Umaid Hospital Jodhpur Medical College Hospital | Pulse Oxymeter | Comet - P (L and T) | C09P0400 | Functional | Larsen And Tourbo Ltd
7546 | Mahatma Ghandhi Hospital Jodhpur | Syringe Infusion Pump | Model not available | 3000117139 | Functional | Others
7547 | Dhansiya Phc | Weighing Machine | MODEL NOT AVAILABLE | 3000043423 | Functional | Others
7548 | District Hospital Sattelite , Bikaner Dh | Nebulizer | MODEL NOT AVAILABLE | 3000131471 | Functional | Others
7549 | Tibi Chc | Centrifuge Machine ( 4 Tube ) | Model not available | 200037759 | Functional | Remi Electrotechnik Ltd
7550 | Umaid Hospital Jodhpur Medical College Hospital | Multi-Para Monitor | Schiller - Truscope Classic | MO14E002863 | Functional | Schiller Healthcare India Pvt Ltd
7551 | A K Hospital Beawar Ajmer Dh | Freezes | MODEL NOT AVAILABLE | 34577 | Functional | Others
7552 | Kalana Phc | Syringe Needle Destroyer | Microsil - ND350 | 2000037987 | Functional | Others
7553 | A K Hospital Beawar Ajmer Dh | ELISA Reader | Model not available | 45152600BE | Functional | Others
7554 | Mahwa Chc | Defibrillator with Cardiac Monitor | Schiller - Defigard 400 | 3000081597 | Functional | Schiller Healthcare India Pvt Ltd
7555 | Khandela Chc | ECG Machine (Single Channel) | GE Elpro - DX-300 | 3000218757 | Non Functional Not Repairable | Others
7556 | Losal Chc | Baby Weighing Machine | Model Not Available | 2000029708 | Functional | Others
7557 | Bhimsar Phc | Binocular Microscope | Model Not Available | 30000121094 | Functional | Others
7558 | A K Hospital Beawar Ajmer Dh | ECG Machine (Six Channel ) | BPL - Cardiart 8408 | AUML0F15908 | Functional | Others
7559 | Losal Chc | Ice lined refrigerator | Model Not Available | 43300191 | Functional | Others
7560 | Panchu Chc | Autoclave | Model not available | 2000035197 | Functional | Others
7561 | District Sahadat Hospital Tonk Dh | Ventilator | Model Not Available | BBU01435 | Installation Pending | Others
7562 | Nechwa Chc | Emergeny First Aid Kit | Medisys | 2000029229 | Functional | Others
7563 | Lakhuwali Phc | Ice lined refrigerator | Model Not Available | 3000044305 | Functional | Haier Appliances India Pvt
7564 | Badawar Phc | Ice lined refrigerator | HBD-116 | BE04GOE0100B28841055 | Functional | Haier Appliances India Pvt
7565 | District Hospital Paota | 100mA X-Ray Machine | Model not available | 3000047950 | Functional | Others
7566 | Badawar Phc | Binocular Microscope | PZB 22 | 58781 | Functional | Quality Scientific And Mechanical Works Pvt Ltd
7567 | District Hospital Paota | Autoclave | Model not available | 13A1666 | Functional | Others
7568 | Bhadarji Ki Kuwa Uphc Sardarsahar Ii | Freezes | MODEL NOT AVAILABLE | 30000129543 | Functional | Others
7569 | Nohar Chc | Hot Air Oven | Model not available | 3000043329 | Functional | Authentic Instruments Ltd
7570 | Shobhasar Phc | Binocular Microscope | Model Not Available | 957318 | Functional | Others
7571 | District Hospital Mahillabag | Suction Machine | Model Not Available | 3000047648 | Functional | Others
7572 | Napsar Chc | Semi Automated Chemistry Analyzer | Model not Available | AT0010712RBK | Functional | Robonik India Pvt Ltd
7573 | Bandhnaou Phc | Syringe Needle Destroyer | Model not available | 30000129513 | Functional | Others
7574 | Bandhnaou Phc | Syringe Needle Destroyer | Model not available | 30000129519 | Functional | Others
7575 | Nohar Chc | Water Bath | Model not available | 3000043330 | Functional | Yorco Sales Pvt Ltd
7576 | Dh Hanumangarh Town Dh | O.T. Light Double Dome | MODEL NOT AVAILABLE | 3111-1124 | Functional | Others
7577 | Bandhnaou Phc | Baby Weighing Machine | Model Not Available | 3000129517 | Functional | Others
7578 | Gogameri Phc | Glucometer | Model not available | 300043246 | Functional | Others
7579 | Dh Hanumangarh Town Dh | Syringe Needle Destroyer | Microsil - ND350 | 2000037741 | Functional | Linco Scientific Instruments And Chemicals (P) Ltd
7580 | A K Hospital Beawar Ajmer Dh | Pulse Oxymeter | Comet - P (L and T) | A09SE00057 | Functional | Larsen And Tourbo Ltd
7581 | Nohar Chc | Phototherepy Unit | MODEL NOT AVAILABLE | DOH2K8011025/83 | Functional | Delta Medical Corporation
7582 | Mahatma Ghandhi Hospital Jodhpur | Semi Automated Chemistry Analyzer | Model not Available | 3000049986 | Functional | Others
7583 | M G Hospital Bhilwara Dh | Centrifuge Machine ( 8 Tube) | Model Not Available | 3000125112 | Functional | Others
7584 | Mahatma Ghandhi Hospital Jodhpur | ECG Machine (Single Channel) | Model Not Available | 3000120172 | Functional | Others
7585 | Umaid Hospital Jodhpur Medical College Hospital | SPHYGMOMANOMETER(BP APPRATUS) | MODEL NOT AVAILABLE | 9813442 | Functional | Others
7586 | M G Hospital Bhilwara Dh | Blood Bank Refrigerator | Model not available | 3000125115 | Functional | Others
7587 | M G Hospital Bhilwara Dh | Centrifuge Machine ( 8 Tube) | REMI - R4C | 3000125116 | Functional | Others
7588 | Umaid Hospital Jodhpur Medical College Hospital | Multi-Para Monitor | Star 50 ( L and T ) | A10SE00194 | Functional | Larsen And Tourbo Ltd
7589 | District Sahadat Hospital Tonk Dh | Radiant Heat Warmer | Model Not Available | RWSUNI304/02 | Functional | Zeal Medical Pvt Ltd
7590 | M G Hospital Bhilwara Dh | Syringe Needle Destroyer | Model not available | 3000042814 | Functional | Others
7591 | Umaid Hospital Jodhpur Medical College Hospital | Suction Machine | Model Not Available | 3000122953 | Functional | Others
7592 | Mahatma Ghandhi Hospital Jodhpur | Binocular Microscope | Model Not Available | 3000117289 | Functional | Others
7593 | Ratanada Dysp | Syringe Needle Destroyer | Model not available | 3000054093 | Functional | Others
7594 | Umaid Hospital Jodhpur Medical College Hospital | Syringe Infusion Pump | Model not available | 3000124962 | Functional | Others
7595 | Umaid Hospital Jodhpur Medical College Hospital | Ventilator | AVEA | AEVO1407 | Functional | Others
7596 | Umaid Hospital Jodhpur Medical College Hospital | Defibrillator with Cardiac Monitor | Schiller - Defigard 400 | J13A050 | Functional | Schiller Healthcare India Pvt Ltd
7597 | A K Hospital Beawar Ajmer Dh | Suction Machine | Model Not Available | 9B1180 | Functional | Others
7598 | M G Hospital Bhilwara Dh | Freezes | MODEL NOT AVAILABLE | 3000042815 | Functional | Others
7599 | Mahatma Ghandhi Hospital Jodhpur | O.T. Light Single Dome | MODEL NOT AVAILABLE | 3000117294 | Functional | Others
7600 | A K Hospital Beawar Ajmer Dh | Defibrillator | MODEL NOT AVAILABLE | N2C2573 | Functional | Others
7601 | Mahatma Ghandhi Hospital Jodhpur | Anesthesia Machine | MODEL NOT AVAILABLE | 3000124126 | Functional | Others
7602 | Govt Bangur Hopital Pali Dh | Phototherepy Unit | MODEL NOT AVAILABLE | 450109 | Functional | Fanem
7603 | District Sahadat Hospital Tonk Dh | Radiant Heat Warmer | Model Not Available | 3000088180 | Functional | Zeal Medical Pvt Ltd
7604 | A K Hospital Beawar Ajmer Dh | Pulse Oxymeter | Model Not Available | P-0903015 | Functional | Others
7605 | Tibi Chc | Semi Automated Chemistry Analyzer | Robonik - Prietest Touch | AT1030613RBK | Functional | Robonik India Pvt Ltd
7606 | Lalgarh Phc Churu | Syringe Needle Destroyer | Model not available | 3000205890 | Functional | Others
7607 | Lalgarh Phc Churu | Blood Bank Refrigerator | MF114 | 20054400014 | Functional | Vestfrost Solutions
7608 | Dablirathan Chc Hanumangarh | Syringe Needle Destroyer | Model not available | 716521 | Functional | Mrk Healthcare Pvt Ltd Delhi
7609 | District Sahadat Hospital Tonk Dh | Glucometer | Model not available | 4226210390014130 | Installation Pending | Others
7610 | Sms Hospital | Defibrillator | MODEL NOT AVAILABLE | 3000085188 | Functional | Others
7611 | Palsana Chc | Centrifuge Machine ( 4 Tube ) | Model not available | 2000037060 | Functional | Others
7612 | Jaitasar Phc | Suction Machine | Model Not Available | 3000116151 | Functional | Others
7613 | Pbm Medical College And Hospital | ELISA Washer | Model not available | 3000045770 | Functional | Others
7614 | Pilibanga Chc | Weighing Machine | MODEL NOT AVAILABLE | 3000044089 | Functional | Unique Power Technologies
7615 | Pilibanga Chc | Syringe Needle Destroyer | Model not available | 3000044090 | Functional | Linco Scientific Instruments And Chemicals (P) Ltd
7616 | Loonkaransar Chc | Baby Weighing Machine | Crown | 3000045099 | Functional | Ramon Surgical Company
7617 | Nokha Chc | Baby Weighing Machine | Crown | 3000042282 | Functional | Others
7618 | Sri Madhopur Chc | FOOT OPERATED SUCTION MACHINE | MODEL NOT AVAILABLE | 2000029054 | Functional | Others
7619 | Pilibanga Chc | Suction Machine | Model Not Available | 3000044091 | Functional | Others
7620 | Dablirathan Chc Hanumangarh | Blood Bank Refrigerator | Model not available | 113 | Functional | Haier Appliances India Pvt
7621 | A K Hospital Beawar Ajmer Dh | Automatic Film Processor | PROMAX | 34666 | Functional | Others
7622 | District Sahadat Hospital Tonk Dh | Pulse Oxymeter | Model Not Available | C10P1855 | Installation Pending | Larsen And Tourbo Ltd
7623 | Jaitasar Phc | Baby Weighing Machine | Model Not Available | 3000116152 | Functional | Others
7624 | Loonkaransar Chc | Fetal Doppler | MODEL NOT AVAILABLE | 3000045101 | Functional | Others
7625 | Ramgarh Chc Hanumangarh | Incubator | MODEL NOT AVAILABLE | 3000043226 | Functional | Others
7626 | Lalgarh Phc Churu | Syringe Needle Destroyer | Model not available | 3000129327 | Functional | Others
7627 | Pilibanga Chc | Syringe Needle Destroyer | Model not available | 3000044087 | Functional | Mrk Healthcare Pvt Ltd Delhi
7628 | Khachriyawas Chc | STABILIZER | MODEL NOT AVAILABLE | 200003198 | Functional | Others
7629 | Lalgarh Phc Churu | Freezes | MODEL NOT AVAILABLE | 3000129322 | Functional | Cmho Supply
7630 | Pbm Medical College And Hospital | Incubator | MODEL NOT AVAILABLE | 3000045771 | Functional | Others
7631 | Pilibanga Chc | Freezes | MODEL NOT AVAILABLE | 3000044093 | Functional | Others
7632 | Tibi Chc | Hemoglobin meter | Redical - RLX 48 | 28901 | Functional | Radical Scientific Instruments Pvt Ltd
7633 | City Dispensary High Court | SPHYGMOMANOMETER(BP APPRATUS) | MODEL NOT AVAILABLE | 3000049155 | Functional | Others
7634 | Dhansiya Phc | Centrifuge Machine ( 8 Tube) | Model Not Available | 3000043427 | Functional | Others
7635 | Mahatma Ghandhi Hospital Jodhpur | Incubator | MODEL NOT AVAILABLE | 3000049994 | Functional | Others
7636 | A K Hospital Beawar Ajmer Dh | ELISA Washer | Model not available | 461310173BE | Functional | Others
7637 | Umaid Hospital Jodhpur Medical College Hospital | Suction Machine | Model Not Available | 3000122697 | Functional | Bhasin Sons Private Limited
7638 | Kalana Phc | Glucometer | Model Not Available | 3000086400 | Functional | Others
7639 | District Sahadat Hospital Tonk Dh | Phototherepy Unit | MODEL NOT AVAILABLE | I-IAAL450138 | Functional | Others
7640 | Tibi Chc | Syringe Needle Destroyer | Model not available | 200037765 | Functional | Others
7641 | A K Hospital Beawar Ajmer Dh | ELISA Washer | Model not available | 156780 | Functional | Others
7642 | Dist Hospital Barmer Dh | Horizontal Laminar Flow | MODEL NOT AVAILABLE | 130 | Functional | Others
7643 | Umaid Hospital Jodhpur Medical College Hospital | Syringe Infusion Pump | SIMTEK - Infutek 405 | 3000122698 | Functional | Others
7644 | Mahatma Ghandhi Hospital Jodhpur | Incubator | MODEL NOT AVAILABLE | 3000049995 | Functional | Others
7645 | Umaid Hospital Jodhpur Medical College Hospital | Radiant Heat Warmer | Model Not Available | 3000122976 | Functional | Others
7646 | District Sahadat Hospital Tonk Dh | Radiant Heat Warmer | Model Not Available | 507/04 | Functional | Zeal Medical Pvt Ltd
7647 | District Hospital Paota | Centrifuge Machine ( 4 Tube ) | Model not available | 828 | Functional | Remi Electrotechnik Ltd
7648 | Kalana Phc | SPHYGMOMANOMETER(BP APPRATUS) | MODEL NOT AVAILABLE | 2000037993 | Functional | Others
7649 | Deengarh Phc | Ice lined refrigerator | Model Not Available | BE04GOE0100B296F0178 | Functional | Haier Appliances India Pvt
7650 | Umaid Hospital Jodhpur Medical College Hospital | ECG Machine (Six Channel ) | Model Not Available | 190.7682 | Functional | Schiller Healthcare India Pvt Ltd
7651 | Dhansiya Phc | Weighing Machine | MODEL NOT AVAILABLE | 3000043431 | Functional | Others
7652 | Mahatma Ghandhi Hospital Jodhpur | Ventilator | Model Not Available | 3000124128 | Functional | Others
7653 | District Sahadat Hospital Tonk Dh | Radiant Heat Warmer | Model Not Available | 907/64 | Functional | Zeal Medical Pvt Ltd
7654 | Tibi Chc | Radiant Heat Warmer | Zeal - RHW 2101A | 200037768 | Functional | Zeal Medical Pvt Ltd
7655 | Dhansiya Phc | SPHYGMOMANOMETER(BP APPRATUS) | MODEL NOT AVAILABLE | 3000043432 | Functional | Others
7656 | Umaid Hospital Jodhpur Medical College Hospital | Radiant Heat Warmer | Model Not Available | 3000122679 | Functional | Others
7657 | M G Hospital Bhilwara Dh | Radiant Heat Warmer | Model Not Available | 3000125141 | Functional | Others
7658 | Aaslsar Phc | Suction Machine | Model Not Available | 3000129407 | Functional | Others
7659 | Palsana Chc | Nebulizer | MODEL NOT AVAILABLE | 2000037078 | Functional | Others
7660 | Panchu Chc | Ice lined refrigerator | Model Not Available | 35113293 | Functional | Cmho Supply
7661 | Khachriyawas Chc | X-Ray Viewer Box | Model Not Available | 2000031395 | Functional | Others
7662 | Reengus Chc | Blood Bank Refrigerator | Model not available | BE07F4EON00B2ACBO10 | Functional | Others
7663 | Aaslsar Phc | Binocular Microscope | Model Not Available | 30001294113 | Functional | Others
7664 | Napsar Chc | Centrifuge Machine ( 8 Tube) | Model Not Available | 2000030700 | Functional | Others
7665 | Dh Hanumangarh Town Dh | Freezes | MODEL NOT AVAILABLE | 2000037717 | Functional | Videocon Industries Ltd
7666 | Losal Chc | Phototherepy Unit | MODEL NOT AVAILABLE | 440244 | Functional | Others
7667 | Gharsisar Phc | Freezes | MODEL NOT AVAILABLE | 3000129492 | Functional | Videocon Industries Ltd
7668 | Reengus Chc | Binocular Microscope | Model Not Available | 81545 | Functional | Others
7669 | Gharsisar Phc | Syringe Needle Destroyer | Model not available | 3000129495 | Functional | Others
7670 | Dh Hanumangarh Town Dh | Oxygen Concentrator | BPL - OG 4203 | 2000031687 | Functional | Bpl Medical Technologies
7671 | Losal Chc | Freezes | MODEL NOT AVAILABLE | 43300239 | Not in use | Others
7672 | Dh Hanumangarh Town Dh | 100mA X-Ray Machine | Allengers - MARS 3.5 | 2000031722 | Functional | Allengers Medical Systems Ltd
7673 | Nohar Chc | Blood Cell Counter - 3 part | Model not available | 3000043324 | Functional | Horiba India Pvt Ltd
7674 | Gharsisar Phc | Syringe Needle Destroyer | Model not available | 3000129500 | Functional | Others
7675 | Dh Hanumangarh Town Dh | Oxygen Concentrator | BPL - OG 4203 | 2000031714 | Functional | Bpl Medical Technologies
7676 | Reengus Chc | Phototherepy Unit | MODEL NOT AVAILABLE | l-IJAK440246 | Functional | Others
7677 | District Hospital Mahillabag | Dental Chair Unit | Model Not Available | 3000049108 | Functional | Others
7678 | Nohar Chc | Incubator | MODEL NOT AVAILABLE | 3352 | Functional | Yorco Sales Pvt Ltd
7679 | District Sahadat Hospital Tonk Dh | Multi-Para Monitor | Model not available | A10SR0613 | Functional | Larsen And Tourbo Ltd
7680 | Bandhnaou Phc | Centrifuge Machine ( 4 Tube ) | Remi 4C | 3000129520 | Functional | Others
7681 | Satellite Hospital Mandor, Jodhpur | Multi-Para Monitor | Model not available | 3000047668 | Functional | Others
7682 | Satellite Hospital Mandor, Jodhpur | Multi-Para Monitor | Model not available | 3000047670 | Functional | Others
7683 | Satellite Hospital Mandor, Jodhpur | Multi-Para Monitor | Model not available | 3000047671 | Functional | Others
7684 | Nohar Chc | FOOT OPERATED SUCTION MACHINE | MODEL NOT AVAILABLE | 3000043369 | Functional | Others
7685 | Mahatma Ghandhi Hospital Jodhpur | C-Arm Machine | Model Not Available | 3000124142 | Functional | Others
7686 | Ratanada Dysp | Blood Bank Refrigerator | Model not available | 85000855 | Functional | Others
7687 | Umaid Hospital Jodhpur Medical College Hospital | Fetal Monitor | EDAN F-6 | 3000122669 | Functional | Schiller Healthcare India Pvt Ltd
7688 | A K Hospital Beawar Ajmer Dh | Cautry Machine | Model Not Available | ABGL1203227 | Functional | Others
7689 | Mahatma Ghandhi Hospital Jodhpur | FOGGING MACHINE | MODEL NOT AVAILABLE | 3000117291 | Functional | Others
7690 | Mahatma Ghandhi Hospital Jodhpur | Semi Automated Chemistry Analyzer | Star - 21 Plus | 3000049991 | Functional | Others
7691 | Nohar Chc | Baby Weighing Machine | Model Not Available | 3000043371 | Functional | Others
7692 | Tibi Chc | Incubator | MODEL NOT AVAILABLE | 200037753 | Functional | Others
7693 | Dist Hospital Barmer Dh | Suction Machine | Model Not Available | 3000131470 | Functional | Others
7694 | Umaid Hospital Jodhpur Medical College Hospital | Syringe Infusion Pump | Model not available | 3000122213 | Functional | Others
7695 | A K Hospital Beawar Ajmer Dh | Freezes | MODEL NOT AVAILABLE | 005NLPQ001352 | Functional | Others
7696 | Umaid Hospital Jodhpur Medical College Hospital | Syringe Infusion Pump | Model not available | 3000122215 | Functional | Others
7697 | Kalana Phc | Hemoglobin meter | Model Not Available | 2000037986 | Functional | Others
7698 | Umaid Hospital Jodhpur Medical College Hospital | SPHYGMOMANOMETER(BP APPRATUS) | MODEL NOT AVAILABLE | 98134423 | Functional | Others
7699 | Dhansiya Phc | Suction Machine | Model Not Available | 3000043424 | Functional | Surgicoin Medequip Pvt Ltd
7700 | Umaid Hospital Jodhpur Medical College Hospital | Fetal Monitor | EDAN F-6 | 3000122689 | Functional | Edan Smart
7701 | A K Hospital Beawar Ajmer Dh | Suction Machine | Surgivac | C43-004 | Functional | Others
7702 | Mahatma Ghandhi Hospital Jodhpur | Freezes | MODEL NOT AVAILABLE | 3000049993 | Functional | Others
7703 | District Hospital Paota | Incubator | MODEL NOT AVAILABLE | 3000047957 | Functional | Others
7704 | Umaid Hospital Jodhpur Medical College Hospital | Suction Machine | Model Not Available | 3000122696 | Functional | Others
7705 | Umaid Hospital Jodhpur Medical College Hospital | Multi-Para Monitor | Model not available | 3000131247 | Functional | Others
7706 | Tibi Chc | Neubaurs Chamber | Model not available | 200037764 | Functional | Marienfeld
7707 | Umaid Hospital Jodhpur Medical College Hospital | Multi-Para Monitor | Model not available | 3000131245 | Functional | Others
7708 | Umaid Hospital Jodhpur Medical College Hospital | Syringe Infusion Pump | SIMTEK - Infutek 405 | 3000122699 | Functional | Others
7709 | Dhansiya Phc | Binocular Microscope | Model Not Available | 3000043429 | Functional | Mlw Intermed
7710 | Bidasar Chc | Urine Test Strip Analyzer | Model Not Available | N090100H0268 | Functional | Others
7711 | Bidasar Chc | Binocular Microscope | Model Not Available | 3000129142 | Functional | Mlw Intermed
7712 | Pbm Medical College And Hospital | Freezes | MODEL NOT AVAILABLE | 2000035790 | Functional | Others
7713 | Mahroli Chc | ECG Machine (Single Channel) | Medicaid - Cardio Fax | 2000037046 | Functional | Others
7714 | Pbm Medical College And Hospital | Incubator | MODEL NOT AVAILABLE | 2000035852 | Functional | Others
7715 | Pbm Medical College And Hospital | Incubator | MODEL NOT AVAILABLE | 2000035855 | Functional | Others
7716 | Pbm Medical College And Hospital | Ventilator | Philips - Ventilator | 2000035791 | Functional | Others
7717 | Pbm Medical College And Hospital | Ventilator | Philips - Ventilator | 2000035792 | Functional | Others
7718 | Beswa Chc | Spot Light ( Portable ) | Model Not Available | 2000037528 | Functional | Others
7719 | Jln Central Store Medical College | Syringe Infusion Pump | JAZ-1800C | 1305084ZZ | Functional | Others
7720 | Salasar Chc | Semi Automated Chemistry Analyzer | 3300 | 33006336 | Functional | Awarness Technologies
7721 | Beswa Chc | Syringe Needle Destroyer | Model not available | 2000037532 | Functional | Others
7722 | Salasar Chc | ECG Machine (Single Channel) | BPL - Cardiart 108T | CGML3M22062 | Functional | Bpl Medical Technologies
7723 | Bidasar Chc | Syringe Needle Destroyer | Model not available | 3000129154 | Functional | Others
7724 | Mahwa Chc | Freezes | MODEL NOT AVAILABLE | 3000081569 | Functional | Others
7725 | Bidasar Chc | Hydraulic Operation Table | MODEL NOT AVAILABLE | 3000129156 | Functional | Others
7726 | Khatushayamji Chc | Binocular Microscope | Model Not Available | 2000031008 | Functional | Others
7727 | Khatushayamji Chc | Binocular Microscope | Model Not Available | 2000031010 | Functional | Others
7728 | Khatushayamji Chc | Binocular Microscope | Model Not Available | 2000031011 | Functional | Others
7729 | Salasar Chc | Ice lined refrigerator | Model Not Available | BE07F4R0N00B2AAC0128 | Functional | Others
7730 | District Sahadat Hospital Tonk Dh | Ventilator | Model Not Available | vs3015098 | Functional | Philips Electronics India Ltd
7731 | Bidasar Chc | Baby Weighing Machine | Model Not Available | 3000129159 | Functional | Others
7732 | District Sahadat Hospital Tonk Dh | Defibrillator | MODEL NOT AVAILABLE | J10P322 | Functional | Schiller Healthcare India Pvt Ltd
7733 | Rundal Phc | Ice lined refrigerator | Model Not Available | BE0581E0100B288J0120 | Functional | Haier Appliances India Pvt
7734 | Salasar Chc | Fetal Doppler | MODEL NOT AVAILABLE | 3000116119 | Functional | Cmho Supply
7735 | Sheoganj Chc | Freezes | MODEL NOT AVAILABLE | 3000119148 | Functional | Others
7736 | Govt Bangur Hopital Pali Dh | Incubator | MODEL NOT AVAILABLE | 269 | Functional | Others
7737 | M G Hospital Bhilwara Dh | Syringe Needle Destroyer | Model not available | 14E-818 | Functional | Others
7738 | Mahatma Ghandhi Hospital Jodhpur | Centrifuge Machine ( 4 Tube ) | Model not available | 3000120466 | Functional | Micro Lab Instruments Ahmedabad
7739 | Tibi Chc | Suction Machine | Model Not Available | 14063001 | Functional | Others
7740 | Umaid Hospital Jodhpur Medical College Hospital | Fetal Monitor | EDAN F-6 | 3000122691 | Functional | Edan Smart
7741 | Umaid Hospital Jodhpur Medical College Hospital | Radiant Heat Warmer | Model Not Available | 3000122942 | Functional | Others
7742 | City Dispensary Residency | Blood Bank Refrigerator | Model not available | BE04F0E0100B296K0058 | Functional | Haier Appliances India Pvt
7743 | Dist Hospital Barmer Dh | Radiant Heat Warmer | Meditrin - Heat Warmer | 9292 | Functional | Meditrin Instruments
7744 | Umaid Hospital Jodhpur Medical College Hospital | Fetal Monitor | EDAN F-6 | 3000122692 | Functional | Edan Smart
7745 | District Sahadat Hospital Tonk Dh | Suction Machine | Model Not Available | 3000088085 | Functional | Others
7746 | Mahatma Ghandhi Hospital Jodhpur | Binocular Microscope | Model Not Available | 3000120467 | Functional | Others
7747 | City Dispensary Residency | Syringe Needle Destroyer | Microsil - ND350 | 3000049164 | Functional | Linco Scientific Instruments And Chemicals (P) Ltd
7748 | Dist Hospital Barmer Dh | Radiant Heat Warmer | Meditrin - Heat Warmer | 9246 | Functional | Meditrin Instruments
7749 | Tibi Chc | Blood Bank Refrigerator | Model not available | 2000037774 | Functional | Haier Appliances India Pvt
7750 | M G Hospital Bhilwara Dh | Radiant Heat Warmer | Zeal - RHW 2101A | RHW2101A/1013/2250RH | Functional | Others
7751 | Tibi Chc | Ice lined refrigerator | Model Not Available | 2000037775 | Functional | Haier Appliances India Pvt
7752 | Umaid Hospital Jodhpur Medical College Hospital | Suction Machine | Model Not Available | 3000122694 | Functional | A K Surgicals
7753 | Mahatma Ghandhi Hospital Jodhpur | 500mA X-Ray Machine | Siemens - Heliophos D KLS | 3059 | Functional | Others
7754 | Dist Hospital Barmer Dh | Radiant Heat Warmer | Meditrin - Heat Warmer | 9285 | Functional | Meditrin Instruments
7755 | Umaid Hospital Jodhpur Medical College Hospital | Multi-Para Monitor | Star 50 ( L and T ) | A10SE00175 | Functional | Larsen And Tourbo Ltd
7756 | M G Hospital Bhilwara Dh | Phototherepy Unit | MODEL NOT AVAILABLE | 3000125148 | Functional | Others
7757 | City Dispensary Residency | Centrifuge Machine ( 4 Tube ) | Remi 4C | 3000049160 | Functional | Remi Electrotechnik Ltd
7758 | Umaid Hospital Jodhpur Medical College Hospital | Suction Machine | Model Not Available | 3000122695 | Functional | A K Surgicals
7759 | Meghana Phc | Syringe Needle Destroyer | Model not available | 3000043562 | Functional | Others
7760 | Mahatma Ghandhi Hospital Jodhpur | Instrument Sterilizer | Model Not Available | 3000124182 | Functional | Others
7761 | Mahatma Ghandhi Hospital Jodhpur | Instrument Sterilizer | Model Not Available | 3000124183 | Functional | Others
7762 | Satellite Hospital Mandor, Jodhpur | Multi-Para Monitor | Model not available | 3000047672 | Functional | Others
7763 | District Sahadat Hospital Tonk Dh | Multi-Para Monitor | Model not available | A10SR0618 | Functional | Larsen And Tourbo Ltd
7764 | Napsar Chc | 300mA X-Ray Machine | Siemens - Pleophos D (300mA) | 3081 | Functional | Siemens Limited
7765 | Gogameri Phc | Syringe Needle Destroyer | Model not available | 3000043253 | Functional | Bhasin Sons Private Limited
7766 | Dh Hanumangarh Town Dh | Instrument Sterilizer | Model Not Available | 2000037711 | Functional | Others
7767 | Bandhnaou Phc | Syringe Needle Destroyer | Model not available | 3000129522 | Functional | Others
7768 | Sudubari Phc | Nebulizer | MODEL NOT AVAILABLE | 3000129302 | Functional | Others
7769 | Satellite Hospital Mandor, Jodhpur | O.T. Light Single Dome | MODEL NOT AVAILABLE | 3000049137 | Functional | Others
7770 | District Sahadat Hospital Tonk Dh | Defibrillator | MODEL NOT AVAILABLE | 3000088163 | Functional | Bpl Medical Technologies
7771 | Sudubari Phc | Fetal Doppler | ND - 102 | 3000129303 | Functional | Niscomed Electro Medical Devices
7772 | Satellite Hospital Mandor, Jodhpur | Multi-Para Monitor | Model not available | 3000049112 | Functional | Others
7773 | Pulasar Phc | Weighing Machine | MODEL NOT AVAILABLE | 3000129418 | Functional | Others
7774 | Bandhnaou Phc | Glucometer | Model not available | 3000129523 | Functional | Others
7775 | Sudubari Phc | Syringe Needle Destroyer | Model not available | 3000129304 | Functional | Others
7776 | Dh Hanumangarh Town Dh | Syringe Needle Destroyer | Microsil - ND350 | 2000037710 | Functional | Linco Scientific Instruments And Chemicals (P) Ltd
7777 | Sudubari Phc | Binocular Microscope | Model Not Available | 3000129305 | Functional | Others
7778 | Gogameri Phc | Suction Machine | Model Not Available | 3000043254 | Functional | Surgicoin Medequip Pvt Ltd
7779 | Dh Hanumangarh Town Dh | Freezes | MODEL NOT AVAILABLE | 2000037712 | Functional | Others
7780 | Sudubari Phc | Syringe Needle Destroyer | Model not available | 3000129306 | Functional | Others
7781 | Pulasar Phc | Monocular Microscope | Model not available | 3000129421 | Functional | Others
7782 | Satellite Hospital Mandor, Jodhpur | ELISA READR WITH WASHER | RT 2100C AND RT 2600C | 461510011E | Functional | Others
7783 | Dist Hospital Barmer Dh | Suction Machine | Surgivac | 9 | Functional | Anand Medicaids Pvt Ltd
7784 | Sudubari Phc | Syringe Needle Destroyer | Model not available | 3000129308 | Functional | Others
7785 | Satellite Hospital Mandor, Jodhpur | Defibrillator | MODEL NOT AVAILABLE | 3000047662 | Functional | Others
7786 | Satellite Hospital Mandor, Jodhpur | Defibrillator | MODEL NOT AVAILABLE | 3000047673 | Functional | Others
7787 | A K Hospital Beawar Ajmer Dh | Phototherepy Unit | Fenam, Bilitron Sky 5006 | I-IYAK-450022 | Functional | Others
7788 | District Hospital Paota | ELISA Reader | Model not available | 3000047949 | Functional | Rayto Life And Analytical Sciences Co Ltd
7789 | District Sahadat Hospital Tonk Dh | Phototherepy Unit | GME - Dentex 7008/1.5 | 3000281473 | Functional | Others
7790 | Umaid Hospital Jodhpur Medical College Hospital | Syringe Infusion Pump | SIMTEK - Infutek 405 | 3000122700 | Functional | Others
7791 | Kalana Phc | SPHYGMOMANOMETER(BP APPRATUS) | MODEL NOT AVAILABLE | 2000037992 | Functional | Others
7792 | Umaid Hospital Jodhpur Medical College Hospital | Intensive Care Bed | Janak | 30000122612 | Functional | Janak Healthcare Pvt Ltd
7793 | Umaid Hospital Jodhpur Medical College Hospital | Radiant Heat Warmer | Model Not Available | 3000122977 | Functional | Others
7794 | District Sahadat Hospital Tonk Dh | Radiant Heat Warmer | Model Not Available | 3000088181 | Functional | Zeal Medical Pvt Ltd
7795 | District Hospital Paota | Blood Mixer ( Roller Mixer ) | Model not available | 775 | Non Functional Not Repairable | Others
7796 | Mahatma Ghandhi Hospital Jodhpur | Shortwave Diathermy | MODEL NOT AVAILABLE | 3000117126 | Functional | Others
7797 | Mahatma Ghandhi Hospital Jodhpur | Shortwave Diathermy | MODEL NOT AVAILABLE | 3000117127 | Functional | Others
7798 | Mahatma Ghandhi Hospital Jodhpur | Shortwave Diathermy | MODEL NOT AVAILABLE | 3000117128 | Functional | Others
7799 | Tibi Chc | 100mA X-Ray Machine | Model not available | 200037766 | Functional | Allengers Medical Systems Ltd
7800 | District Sahadat Hospital Tonk Dh | Radiant Heat Warmer | Model Not Available | 907/63 | Functional | Zeal Medical Pvt Ltd
7801 | Tibi Chc | ECG Machine (Single Channel) | Medicaid - Cardio Fax | 200037767 | Functional | Others
7802 | District Hospital Paota | Centrifuge Machine ( 4 Tube ) | Model not available | 3809 | Functional | Remi Electrotechnik Ltd
7803 | Umaid Hospital Jodhpur Medical College Hospital | Weighing Machine | MODEL NOT AVAILABLE | 3000122981 | Functional | Others
7804 | District Hospital Paota | Centrifuge Machine ( 4 Tube ) | Model not available | 3000047955 | Functional | Others
7805 | District Sahadat Hospital Tonk Dh | Radiant Heat Warmer | Model Not Available | 907/65 | Functional | Zeal Medical Pvt Ltd
7806 | Tibi Chc | Baby Weighing Machine | Model Not Available | 200037769 | Functional | Others
7807 | Umaid Hospital Jodhpur Medical College Hospital | Phototherepy Unit | MODEL NOT AVAILABLE | 3000122980 | Functional | Others
7808 | Dhansiya Phc | Ice lined refrigerator | Model Not Available | 3000043433 | Functional | Vestfrost Solutions
7809 | Umaid Hospital Jodhpur Medical College Hospital | Radiant Heat Warmer | Meditrin - Heat Warmer | 3000122680 | Functional | Others
7810 | Tibi Chc | SPHYGMOMANOMETER(BP APPRATUS) | MODEL NOT AVAILABLE | 2000037770 | Functional | Others
7811 | Dist Hospital Barmer Dh | Radiant Heat Warmer | Model Not Available | 9294 | Non Functional Not Repairable | Meditrin Instruments
7812 | M G Hospital Bhilwara Dh | Spot Light ( Portable ) | Model Not Available | 3000125144 | Functional | Others
7813 | Dhansiya Phc | Freezes | MODEL NOT AVAILABLE | 3000043434 | Functional | Vestfrost Solutions
7814 | J.K.Loan Hospital, Kota | Blood Cell Counter - 3 part | Model not available | BGCM-149 | Functional | Remi Electrotechnik Ltd
7815 | J.K.Loan Hospital, Kota | Blood Cell Counter - 3 part | Model not available | BGCM-148 | Functional | Remi Electrotechnik Ltd
7816 | Mahwa Chc | Monocular Microscope | Model not available | 3000081578 | Functional | Others
7817 | Pbm Medical College And Hospital | Baby Weighing Machine | Model Not Available | 3000045761 | Functional | Others
7818 | A K Hospital Beawar Ajmer Dh | Freezes | MODEL NOT AVAILABLE | 2000034689 | Functional | Others
7819 | Loonkaransar Chc | Electrolyte Analyzer | Model not available | 3000045088 | Functional | Others
7820 | Dablirathan Chc Hanumangarh | Semi Automated Chemistry Analyzer | 3300 | 7548 | Functional | Awarness Technologies
7821 | Dablirathan Chc Hanumangarh | Syringe Needle Destroyer | Model not available | 71650 | Functional | Mrk Healthcare Pvt Ltd Delhi
7822 | Mahwa Chc | Ice lined refrigerator | Model Not Available | 3000081584 | Functional | Others
7823 | Laxmangarh Chc | Radiant Heat Warmer | Model Not Available | 2000029376 | Functional | Others
7824 | Laxmangarh Chc | Syringe Needle Destroyer | Model not available | 2000029377 | Functional | Others
7825 | Jln Central Store Medical College | Syringe Infusion Pump | SP-900 | 204097 | Functional | Others
7826 | A K Hospital Beawar Ajmer Dh | Ultra Sonography (USG) & Colour Dopler Machine | Philips - Envisor Color Doppler | 50505818 | Functional | Philips Electronics India Ltd
7827 | Palsana Chc | Incubator | MODEL NOT AVAILABLE | 2000037059 | Functional | Others
7828 | Dablirathan Chc Hanumangarh | Fetal Doppler | MODEL NOT AVAILABLE | 3000044111 | Functional | Others
7829 | Jaitasar Phc | Centrifuge Machine ( 4 Tube ) | Model not available | HGLC-9379 | Functional | Remi Electrotechnik Ltd
7830 | Laxmangarh Chc | FOOT OPERATED SUCTION MACHINE | MODEL NOT AVAILABLE | 2000029385 | Functional | Others
7831 | A K Hospital Beawar Ajmer Dh | Dental X-ray unit | DENTAL X RAY | 2000034665 | Functional | Others
7832 | Lalgarh Phc Churu | FOOT OPERATED SUCTION MACHINE | MODEL NOT AVAILABLE | 3000129315 | Functional | Others
7833 | Jajhor Chc | Hemoglobin meter | Model Not Available | 2000029393 | Functional | Others
7834 | Jajhor Chc | Glucometer | Model not available | 2000029394 | Functional | Others
7835 | Laxmangarh Chc | 100mA X-Ray Machine | Model not available | 2000029857 | Functional | Others
7836 | Mahwa Chc | Radiant Heat Warmer | Model Not Available | 3000218574 | Functional | Others
7837 | A K Hospital Beawar Ajmer Dh | Dental X-ray unit | DENTAL X RAY | 34667 | Functional | Others
7838 | Laxmangarh Chc | 100mA X-Ray Machine | Model not available | 2000029858 | Functional | Others
7839 | Dablirathan Chc Hanumangarh | Spot Light ( Portable ) | Model Not Available | 3000044126 | Non Functional Not Repairable | Others
7840 | Mahatma Ghandhi Hospital Jodhpur | Binocular Microscope | Model Not Available | 3000120469 | Not in use | Micro Lab Instruments Ahmedabad
7841 | Dhansiya Phc | Hemoglobin meter | Model Not Available | 3000043436 | Functional | Others
7842 | Tibi Chc | Dental Chair Unit | BLS 116 | 5872 | Functional | Others
7843 | City Dispensary Residency | Binocular Microscope | BLS 116 | 6195 | Functional | B L Scientific Instruments Co
7844 | Mahatma Ghandhi Hospital Jodhpur | Blood Bank Refrigerator | Model not available | 3000117078 | Functional | Others
7845 | A K Hospital Beawar Ajmer Dh | Oxygen Concentrator | Model Not Available | 14631 | Functional | Others
7846 | M G Hospital Bhilwara Dh | Labour Table | Model Not Available | 3000125150 | Functional | Others
7847 | Tibi Chc | Dental X-ray unit | DENTAL X RAY | D27354 | Functional | Others
7848 | Kalana Phc | Nebulizer | MODEL NOT AVAILABLE | 2000031563 | Functional | Others
7849 | M G Hospital Bhilwara Dh | Labour Table | Model Not Available | 3000125152 | Functional | Others
7850 | Mahatma Ghandhi Hospital Jodhpur | Incubator | MODEL NOT AVAILABLE | 3000120471 | Functional | Others
7851 | M G Hospital Bhilwara Dh | Labour Table | Model Not Available | 3000125153 | Functional | Others
7852 | Mahatma Ghandhi Hospital Jodhpur | Multi-Para Monitor | Star 50 ( L and T ) | 3000124185 | Functional | Others
7853 | Tibi Chc | SPHYGMOMANOMETER(BP APPRATUS) | MODEL NOT AVAILABLE | 2000037778 | Functional | Others
7854 | Mahatma Ghandhi Hospital Jodhpur | Nebulizer | MODEL NOT AVAILABLE | 3000117079 | Non Functional Repairable | Others
7855 | Tibi Chc | SPHYGMOMANOMETER(BP APPRATUS) | MODEL NOT AVAILABLE | 2000037779 | Functional | Others
7856 | M G Hospital Bhilwara Dh | Labour Table | Model Not Available | 3000125154 | Functional | Others
7857 | Mahatma Ghandhi Hospital Jodhpur | Multi-Para Monitor | Model not available | 3000117080 | Functional | Others
7858 | M G Hospital Bhilwara Dh | Labour Table | Model Not Available | 3000125155 | Functional | Others
7859 | Tibi Chc | Freezes | MODEL NOT AVAILABLE | 2000037780 | Functional | Electro Pvt Ltd Hydrabad
7860 | Meghana Phc | Nebulizer | MODEL NOT AVAILABLE | 3000043564 | Functional | Others
7861 | M G Hospital Bhilwara Dh | Spot Light ( Portable ) | Model Not Available | 3000125157 | Functional | Others
7862 | M G Hospital Bhilwara Dh | Spot Light ( Portable ) | SIMTEK - Infutek 405 | 3000230326 | Functional | Simtek Medico Systems Pvt Ltd
7863 | Dhansiya Phc | Glucometer | Model not available | 3000043438 | Functional | Others
7864 | A K Hospital Beawar Ajmer Dh | ELISA Washer | Model not available | 34729 | Functional | Others
7865 | M G Hospital Bhilwara Dh | Spot Light ( Portable ) | Model Not Available | 3000125159 | Functional | Others
7866 | Pbm Medical College And Hospital | Incubator | Model not available | 2000029637 | Functional | Mrk Healthcare Pvt Ltd Delhi
7867 | Beswa Chc | Radiant Heat Warmer | Model not available | 2000029638 | Functional | Mrk Healthcare Pvt Ltd Delhi
7868 | Sheoganj Chc | Pulse Oxymeter | Model Not Available | 3000119132 | Functional | Others
7869 | Salasar Chc | Freezes | MODEL NOT AVAILABLE | 3000116104 | Functional | Haier Appliances India Pvt
7870 | Dholipal Chc Hanumangarh | SPHYGMOMANOMETER(BP APPRATUS) | MODEL NOT AVAILABLE | 3000044350 | Non Functional Not Repairable | Others
7871 | Beswa Chc | Ice lined refrigerator | Model Not Available | 25116461 | Functional | Others
7872 | Jln Central Store Medical College | Syringe Infusion Pump | JAZ-1800C | 44134 | Functional | Others
7873 | Salasar Chc | Defibrillator with Cardiac Monitor | Schiller - Defigard 400 | JI4D227 | Functional | Schiller Healthcare India Pvt Ltd
7874 | Piprali Chc | Glucometer | Model not available | SAFBHBC4 | Functional | Others
7875 | Piprali Chc | Glucometer | Model not available | AESOCN075826 | Functional | Others
7876 | District Sahadat Hospital Tonk Dh | Syringe Infusion Pump | Model not available | 21270275 | Functional | Others
7877 | A K Hospital Beawar Ajmer Dh | O.T. Light Double Dome | MODEL NOT AVAILABLE | 68115 | Functional | Philips Electronics India Ltd
7878 | Sms Hospital | Blood Bank Refrigerator | REMI - BR 300 | 3000085219 | Functional | Remi Electrotechnik Ltd
7879 | J.K.Loan Hospital, Kota | Incubator | MODEL NOT AVAILABLE | 3000121144 | Functional | Others
7880 | District Sahadat Hospital Tonk Dh | Defibrillator | MODEL NOT AVAILABLE | J10D232 | Functional | Schiller Healthcare India Pvt Ltd
7881 | A K Hospital Beawar Ajmer Dh | Spot Light ( Portable ) | Model Not Available | 34638 | Functional | Others
7882 | J.K.Loan Hospital, Kota | SPHYGMOMANOMETER(BP APPRATUS) | MODEL NOT AVAILABLE | 384679 | Functional | Elite Scientific Corporation
7883 | Bidasar Chc | Baby Weighing Machine | Model Not Available | 3000129160 | Functional | Others
7884 | Laxmangarh Chc | Incubator | MODEL NOT AVAILABLE | 2000029370 | Functional | Others
7885 | Danta Chc | Glucometer | Model not available | 2000021824 | Functional | Others
7886 | Danta Chc | Glucometer | Model not available | Y422205L000080 | Functional | Others
7887 | Rundal Phc | Baby Weighing Machine | MODEL NOT AVAILABLE | 2000003225 | Non Functional Repairable | Others
7888 | Laxmangarh Chc | Freezes | MODEL NOT AVAILABLE | 2000029379 | Functional | Others
7889 | District Sahadat Hospital Tonk Dh | Syringe Infusion Pump | Model not available | 21270651 | Installation Pending | Others
7890 | Jajhor Chc | Centrifuge Machine ( 4 Tube ) | Model not available | 2000029390 | Functional | Others
7891 | Lalgarh Phc Churu | Ice lined refrigerator | Model Not Available | 20013704377 | Functional | Vestfrost Solutions
7892 | M G Hospital Bhilwara Dh | Radiant Heat Warmer | Zeal - RHW 2101A | RHW2101A/1013/1542 | Functional | Others
7893 | M G Hospital Bhilwara Dh | Suction Machine | Model Not Available | 3000125145 | Functional | Others
7894 | Tibi Chc | Syringe Needle Destroyer | Model not available | 2000037772 | Functional | Others
7895 | M G Hospital Bhilwara Dh | Suction Machine | Model Not Available | 3000125146 | Functional | Others
7896 | Kalana Phc | Baby Weighing Machine | Model Not Available | 2000037999 | Functional | Crown Digital Scales Inc
7897 | Dhansiya Phc | Freezes | MODEL NOT AVAILABLE | 3000043435 | Functional | Others
7898 | Tibi Chc | Fetal Doppler | MODEL NOT AVAILABLE | 2000037773 | Functional | Others
7899 | M G Hospital Bhilwara Dh | Radiant Heat Warmer | Zeal - RHW 2101A | RHW2101A/1013/225 | Functional | Others
7900 | M G Hospital Bhilwara Dh | Radiant Heat Warmer | Model Not Available | 3000125147 | Functional | Others
7901 | District Hospital Paota | Binocular Microscope | Labomed - CXR3 | 3000047953 | Functional | Labomed
7902 | Umaid Hospital Jodhpur Medical College Hospital | Suction Machine | Model Not Available | 3000122693 | Functional | A K Surgicals
7903 | Kalana Phc | Instrument Sterilizer | Model Not Available | 2000038000 | Functional | Others
7904 | Meghana Phc | Binocular Microscope | Model Not Available | 3000043561 | Functional | Others
7905 | Kalana Phc | Weighing Machine | MODEL NOT AVAILABLE | 2000031560 | Functional | Others
7906 | Nohar Chc | Defibrillator | MODEL NOT AVAILABLE | VS00458552 | Functional | Philips Electronics India Ltd
7907 | Kalana Phc | Autoclave | Model not available | 2000031561 | Functional | Others
7908 | Umaid Hospital Jodhpur Medical College Hospital | Multi-Para Monitor | Star 50 ( L and T ) | A10SE00192 | Functional | Larsen And Tourbo Ltd
7909 | Mahatma Ghandhi Hospital Jodhpur | C. T. Scanner | TSX-021B | 52068 | Functional | Others
7910 | Kalana Phc | Syringe Needle Destroyer | Microsil - ND350 | 2000031562 | Functional | Others
7911 | Mahatma Ghandhi Hospital Jodhpur | ELECTRIC OT TABLE | MODEL NOT AVAILABLE | 3000124184 | Not in use | Others
7912 | Umaid Hospital Jodhpur Medical College Hospital | Multi-Para Monitor | Star 50 ( L and T ) | A10SE0067 | Functional | Larsen And Tourbo Ltd
7913 | District Hospital Paota | Hot Air Oven | Model not available | 3000047945 | Functional | Yorco Sales Pvt Ltd
7914 | Mahatma Ghandhi Hospital Jodhpur | Autoclave | Model not available | 3000120470 | Functional | Others
7915 | Dist Hospital Barmer Dh | Radiant Heat Warmer | Meditrin - Heat Warmer | 9235 | Non Functional Not Repairable | Meditrin Instruments
7916 | M G Hospital Bhilwara Dh | Labour Table | Model Not Available | 3000125151 | Functional | Others
7917 | Mahatma Ghandhi Hospital Jodhpur | 100mA X-Ray Machine | Model not available | 3000124107 | Functional | Others
7918 | Sri Madhopur Chc | Instrument Sterilizer | Model Not Available | 2000029031 | Not in use | Others
7919 | Sri Madhopur Chc | Instrument Sterilizer | Model Not Available | 2000029032 | Not in use | Others
7920 | Sri Madhopur Chc | Instrument Sterilizer | Model Not Available | 2000029033 | Not in use | Others
7921 | Sri Madhopur Chc | Instrument Sterilizer | Model Not Available | 2000029035 | Not in use | Others
7922 | Sri Madhopur Chc | Instrument Sterilizer | MODEL NOT AVAILABLE | 3000218085 | Functional | Others
7923 | Rundal Phc | Phototherepy Unit | Meditrin - Digital Bilitimer Phototherapy | NRHM/PD09/11/46 | Functional | Cmho Supply
7924 | Pilibanga Chc | 100mA X-Ray Machine | Model not available | 16898 | Functional | Others
7925 | Dablirathan Chc Hanumangarh | Autoclave | Model not available | 300004129 | Functional | Others
7926 | Sri Madhopur Chc | Weighing Machine | MODEL NOT AVAILABLE | 2000029091 | Functional | Others
7927 | Sri Madhopur Chc | Weighing Machine | MODEL NOT AVAILABLE | 2000029092 | Functional | Others
7928 | Jajhor Chc | Syringe Needle Destroyer | Model not available | 2000029403 | Functional | Others
7929 | A K Hospital Beawar Ajmer Dh | Binocular Microscope | Model Not Available | 34699 | Functional | Others
7930 | Rollshabsar Chc | Binocular Microscope | Model Not Available | 2000037465 | Functional | Others
7931 | Loonkaransar Chc | SPHYGMOMANOMETER(BP APPRATUS) | MODEL NOT AVAILABLE | 3000045107 | Functional | Omron Health Care
7932 | Loonkaransar Chc | SPHYGMOMANOMETER(BP APPRATUS) | MODEL NOT AVAILABLE | 2131207885VG1 | Functional | Omron Health Care
7933 | Losal Chc | ECG Machine (Single Channel) | Medicaid - Cardio Fax | c6133s1 | Not in use | Others
7934 | Losal Chc | ECG Machine (Single Channel) | Medicaid - Cardio Fax | 2000029693 | Not in use | Others
7935 | Losal Chc | ECG Machine (Single Channel) | Medicaid - Cardio Fax | 2000029724 | Not in use | Others
7936 | Palsana Chc | Freezes | MODEL NOT AVAILABLE | 2000037065 | Functional | Others
7937 | Palsana Chc | Freezes | MODEL NOT AVAILABLE | 2000037076 | Functional | Others
7938 | Sri Madhopur Chc | Ice lined refrigerator | HBC-70 | 2000029039 | Functional | Haier Appliances India Pvt
7939 | Khatushayamji Chc | Blood Bank Refrigerator | Model not available | 2000031016 | Functional | Others
7940 | Palsana Chc | Binocular Microscope | Model Not Available | 2000037066 | Functional | Others
7941 | Rollshabsar Chc | Freezes | MODEL NOT AVAILABLE | 2000037469 | Functional | Others
7942 | Jajod Chc | Freezes | MODEL NOT AVAILABLE | 2000029398 | Functional | Others
7943 | Khachriyawas Chc | Hot Air Oven | Model not available | 2000031389 | Functional | Others
7944 | Nohar Chc | Suction Machine | Model Not Available | 3000043383 | Functional | Suprime Enterprises
7945 | Meghana Phc | Weighing Machine | MODEL NOT AVAILABLE | 3000043566 | Functional | Others
7946 | M G Hospital Bhilwara Dh | Spot Light ( Portable ) | Model Not Available | 3000125160 | Functional | Others
7947 | M G Hospital Bhilwara Dh | Syringe Needle Destroyer | Model not available | 3000042815 | Functional | Others
7948 | Dist Hospital Barmer Dh | Pulse Oxymeter | Model Not Available | 303 | Functional | Larsen And Tourbo Ltd
7949 | M G Hospital Bhilwara Dh | Syringe Needle Destroyer | Model not available | 14C-0914 | Functional | Others
7950 | Dist Hospital Barmer Dh | Pulse Oxymeter | Model Not Available | 326 | Functional | Larsen And Tourbo Ltd
7951 | Umaid Hospital Jodhpur Medical College Hospital | Defibrillator | MODEL NOT AVAILABLE | 3000122617 | Functional | Others
7952 | Mahatma Ghandhi Hospital Jodhpur | C-Arm Machine | Model Not Available | 3000124175 | Functional | Others
7953 | Dist Hospital Barmer Dh | Syringe Needle Destroyer | Model not available | 3000131475 | Non Functional Not Repairable | Others
7954 | Nohar Chc | FOOT OPERATED SUCTION MACHINE | MODEL NOT AVAILABLE | 30000433785 | Functional | Surgicoin Medequip Pvt Ltd
7955 | Umaid Hospital Jodhpur Medical College Hospital | Radiant Heat Warmer | Model Not Available | 3000122986 | Functional | Others
7956 | District Sahadat Hospital Tonk Dh | Suction Machine | Model Not Available | 1591-105 | Functional | Others
7957 | Mahatma Ghandhi Hospital Jodhpur | O.T. Light Single Dome | MODEL NOT AVAILABLE | 3000124176 | Functional | Others
7958 | Jhalawar Medical College Medical Collage Hospital | Multi-Para Monitor | Model Not Available | 0 | Functional | Ajay Optical India
7959 | Jhalawar Medical College Medical Collage Hospital | Multi-Para Monitor | Model not available | 3000121283 | Functional | Others
7960 | Jhalawar Medical College Medical Collage Hospital | Multi-Para Monitor | Model not available | 3000121285 | Functional | Others
7961 | Jhalawar Medical College Medical Collage Hospital | Multi-Para Monitor | Model not available | 3000121288 | Functional | Others
7962 | Jhalawar Medical College Medical Collage Hospital | Multi-Para Monitor | Model not available | 3000121291 | Functional | Others
7963 | Jhalawar Medical College Medical Collage Hospital | Multi-Para Monitor | Model not available | 3000121296 | Functional | Others
7964 | Mahatma Ghandhi Hospital Jodhpur | Suction Machine | Model Not Available | 3000117282 | Functional | Others
7965 | Govt Bangur Hopital Pali Dh | Tube Sealer for Blood bags | Model Not Available | 1276 | Functional | Others
7966 | Kalana Phc | Suction Machine | Model Not Available | 2000031571 | Functional | Others
7967 | Dist Hospital Barmer Dh | Multi-Para Monitor | Model not available | 309 | Functional | Larsen And Tourbo Ltd
7968 | Mahatma Ghandhi Hospital Jodhpur | Syringe Infusion Pump | Model not available | 3000117223 | Functional | Others
7969 | Mahatma Ghandhi Hospital Jodhpur | Syringe Infusion Pump | Model not available | 3000117206 | Functional | Others
7970 | Loonkaransar Chc | Semi Automated Chemistry Analyzer | CPC - STAT FAX 3300 | 33007585 | Functional | Awarness Technologies
7971 | A K Hospital Beawar Ajmer Dh | 300mA X-Ray Machine | GE Elpro - DX-300 | FW-3240-01 | Functional | Others
7972 | Danta Chc | Instrument Sterilizer | Model Not Available | 96H716 | Functional | Others
7973 | District Sahadat Hospital Tonk Dh | Nebulizer | MODEL NOT AVAILABLE | 3000088321 | Installation Pending | Others
7974 | District Sahadat Hospital Tonk Dh | Nebulizer | MODEL NOT AVAILABLE | 3000088322 | Installation Pending | Others
7975 | Jajhor Chc | Binocular Microscope | PZB 22 | 2000029391 | Functional | Others
7976 | Pbm Medical College And Hospital | ELISA Washer | Model not available | 3000045774 | Functional | Others
7977 | Jajhor Chc | Syringe Needle Destroyer | Model not available | 2000029392 | Functional | Others
7978 | Laxmangarh Chc | Hot Air Oven | Model not available | 2000029854 | Functional | Others
7979 | District Sahadat Hospital Tonk Dh | Pulse Oxymeter | Model Not Available | C10P1858 | Installation Pending | Others
7980 | Laxmangarh Chc | Instrument Sterilizer | Model Not Available | 2000029860 | Functional | Others
7981 | Lalgarh Phc Churu | Autoclave | Model not available | 3000129323 | Functional | Others
7982 | Khatushayamji Chc | 500mA X-Ray Machine | Model not available | 2000031001 | Functional | Others
7983 | Khatushayamji Chc | 500mA X-Ray Machine | Model not available | 2000031002 | Functional | Others
7984 | Pbm Medical College And Hospital | Monocular Microscope | Model not available | 3000045777 | Functional | Others
7985 | Lalgarh Phc Churu | Instrument Sterilizer | Model Not Available | 3000129324 | Functional | Others
7986 | Jajhor Chc | Syringe Needle Destroyer | Model not available | 2000029397 | Functional | Others
7987 | Jajhor Chc | Syringe Needle Destroyer | Model not available | 2000029396 | Functional | Others
7988 | Khatushayamji Chc | Centrifuge Machine ( 4 Tube ) | Remi 4C | 2000031005 | Functional | Others
7989 | District Sahadat Hospital Tonk Dh | Pulse Oxymeter | Model Not Available | C10P1857 | Installation Pending | Larsen And Tourbo Ltd
7990 | Khatushayamji Chc | Blood Bank Refrigerator | Model not available | 31600825 | Functional | Others
7991 | Rollshabsar Chc | Suction Machine | Model Not Available | 2000037477 | Functional | Others
7992 | Nechwa Chc | Pulse Oxymeter | Model Not Available | 2000029231 | Functional | Others
7993 | Khatushayamji Chc | Multi-Para Monitor | Model not available | 2000031042 | Functional | Others
7994 | Khatushayamji Chc | O.T. Light Single Dome | MODEL NOT AVAILABLE | 2000031037 | Functional | Others
7995 | Loonkaransar Chc | Binocular Microscope | Model Not Available | 3000045136 | Functional | Others
7996 | Umaid Hospital Jodhpur Medical College Hospital | Multi-Para Monitor | Star 50 ( L and T ) | 3000122671 | Functional | Larsen And Tourbo Ltd
7997 | Govt Bangur Hopital Pali Dh | Blood Bank Refrigerator | Model not available | bdit-1139 | Functional | Remi Electrotechnik Ltd
7998 | Kalana Phc | Instrument Sterilizer | Model Not Available | 2000031564 | Functional | Others
7999 | District Hospital Paota | Blood Cell Counter - 3 part | Horiba - ABX Micros ES 60 | 3000047946 | Functional | Horiba India Pvt Ltd
8000 | A K Hospital Beawar Ajmer Dh | Dental Drill Machine-Hand Piece | Model not available | 34565 | Functional | Others
8001 | Nohar Chc | O.T. Light Double Dome | MODEL NOT AVAILABLE | 3000043379 | Non Functional Repairable | Cognate India
8002 | Kalana Phc | Fetal Doppler | MODEL NOT AVAILABLE | 2000031565 | Functional | Others
8003 | Dhansiya Phc | Suction Machine | Model Not Available | 3000043437 | Functional | Niscomed Electro Medical Devices
8004 | Dist Hospital Barmer Dh | Pulse Oxymeter | Comet - P (L and T) | 307 | Non Functional Not Repairable | Larsen And Tourbo Ltd
8005 | M G Hospital Bhilwara Dh | Pulse Oxymeter | Comet - P (L and T) | C09P082 | Functional | Others
8006 | Govt Bangur Hopital Pali Dh | Blood Bank Refrigerator | Model not available | 177 | Functional | Others
8007 | District Hospital Paota | Nebulizer | MODEL NOT AVAILABLE | 4686 | Functional | Others
8008 | Kalana Phc | Freezes | Kelvinator KGE 193 | 2000031567 | Functional | Others
8009 | Meghana Phc | Baby Weighing Machine | Model Not Available | 3000043565 | Functional | Others
8010 | Umaid Hospital Jodhpur Medical College Hospital | Pulse Oxymeter | Model Not Available | 3000122208 | Functional | Others
8011 | Umaid Hospital Jodhpur Medical College Hospital | Pulse Oxymeter | Model Not Available | 3000122209 | Functional | Others
8012 | Umaid Hospital Jodhpur Medical College Hospital | Multi-Para Monitor | Star 50 ( L and T ) | A10SE00196 | Non Functional Repairable | Larsen And Tourbo Ltd
8013 | Kalana Phc | Syringe Needle Destroyer | Microsil - ND350 | 2000031568 | Functional | Others
8014 | M G Hospital Bhilwara Dh | SPHYGMOMANOMETER(BP APPRATUS) | Pagoda | 229/85 | Functional | Others
8015 | Umaid Hospital Jodhpur Medical College Hospital | Defibrillator | MODEL NOT AVAILABLE | 3000122211 | Functional | Others
8016 | Umaid Hospital Jodhpur Medical College Hospital | Multi-Para Monitor | Star 50 ( L and T ) | A10SE00334 | Non Functional Repairable | Larsen And Tourbo Ltd
8017 | M G Hospital Bhilwara Dh | Freezes | MODEL NOT AVAILABLE | 3000042816 | Functional | Others
8018 | Nohar Chc | Radiant Heat Warmer | Meditrin - Heat Warmer | 194 | Functional | Meditronics Healthcare Pvt Ltd
8019 | Umaid Hospital Jodhpur Medical College Hospital | Defibrillator | MODEL NOT AVAILABLE | 3000122212 | Functional | Others
8020 | Umaid Hospital Jodhpur Medical College Hospital | Suction Machine | Model Not Available | 3000122616 | Functional | Others
8021 | Govt Bangur Hopital Pali Dh | ELISA READR WITH WASHER | RT 2100C AND RT 2600C | 64 | Functional | Others
8022 | Khandela Chc | SPHYGMOMANOMETER(BP APPRATUS) | MODEL NOT AVAILABLE | 2000037201 | Functional | Others
8023 | Lalgarh Phc Churu | Radiant Heat Warmer | Zeal - RHW 2101A | RHW2101A/1213/2603 | Functional | Zeal Medical Pvt Ltd
8024 | Sms Hospital | Centrifuge Machine ( 8 Tube) | Model not available | 3000138337 | Functional | Others
8025 | Dh Hanumangarh Town Dh | Ventilator | AVEA | BBL101525 | Functional | Carefusion - Usa
8026 | Dablirathan Chc Hanumangarh | Ice lined refrigerator | Model Not Available | 35113309 | Functional | Vestfrost Solutions
8027 | Mahwa Chc | Radiant Heat Warmer | Model Not Available | 1954-09-01 | Functional | Zeal Medical Pvt Ltd
8028 | District Sahadat Hospital Tonk Dh | Pulse Oxymeter | Model Not Available | C10P1856 | Installation Pending | Larsen And Tourbo Ltd
8029 | Laxmangarh Chc | Binocular Microscope | Model Not Available | 2000029856 | Functional | Others
8030 | Dablirathan Chc Hanumangarh | SPHYGMOMANOMETER(BP APPRATUS) | MODEL NOT AVAILABLE | 134524 | Functional | Ajay Optical India
8031 | A K Hospital Beawar Ajmer Dh | Automatic Film Processor | PROMAX | 34668 | Functional | Others
8032 | Dablirathan Chc Hanumangarh | Weighing Machine | MODEL NOT AVAILABLE | 3000044121 | Functional | Crown Digital Scales Inc
8033 | Dablirathan Chc Hanumangarh | SPHYGMOMANOMETER(BP APPRATUS) | MODEL NOT AVAILABLE | 20120702320 | Functional | Others
8034 | Dablirathan Chc Hanumangarh | SPHYGMOMANOMETER(BP APPRATUS) | MODEL NOT AVAILABLE | 3000044123 | Functional | Omron Health Care
8035 | Jaitasar Phc | Syringe Needle Destroyer | Microsil - ND350 | 5365 | Functional | Others
8036 | Mahwa Chc | Suction Machine | Model Not Available | 3000081588 | Non Functional Not Repairable | Cmho Supply
8037 | Khachriyawas Chc | Blood Bank Refrigerator | Model not available | 2000031400 | Functional | Others
8038 | Laxmangarh Chc | Anesthesia Machine | MODEL NOT AVAILABLE | 2000029861 | Functional | Others
8039 | A K Hospital Beawar Ajmer Dh | Mobile ( Portable ) X-Ray Machine | Model not available | 2K81033 | Functional | Others
8040 | Khatushayamji Chc | Freezes | MODEL NOT AVAILABLE | 2000031007 | Functional | Others
8041 | Khatushayamji Chc | Freezes | MODEL NOT AVAILABLE | 2000031017 | Functional | Others
8042 | Danta Chc | Anesthesia Machine | MODEL NOT AVAILABLE | 2001945 | Functional | Others
8043 | Khachriyawas Chc | Ice lined refrigerator | Model Not Available | 2000031402 | Functional | Others
8044 | Dablirathan Chc Hanumangarh | Suction Machine | Model Not Available | 3000044127 | Non Functional Not Repairable | Others
8045 | A K Hospital Beawar Ajmer Dh | Mobile ( Portable ) X-Ray Machine | Allengers - MARS 3.5 | 2K8--203084-X.HF | Functional | Others
8046 | Loonkaransar Chc | Ice lined refrigerator | Model Not Available | AVMLOF15905 | Functional | Rhsdp Supply
8047 | Sms Hospital | Syringe Infusion Pump | Allied - Syrn 200 | 2014020059 | Functional | Alleid Medical Limited
8048 | Goluwala Chc | Suction Machine | Model Not Available | 3000044204 | Functional | Others
8049 | Pbm Medical College And Hospital | Binocular Microscope | Model Not Available | 2000035903 | Functional | Others
8050 | Sms Hospital | Syringe Infusion Pump | Allied - Syrn 200 | 135 | Functional | Alleid Medical Limited
8051 | Sms Hospital | Syringe Infusion Pump | Allied - Syrn 200 | 7 | Functional | Alleid Medical Limited
8052 | Sri Madhopur Chc | Freezes | MODEL NOT AVAILABLE | 2000029019 | Functional | Others
8053 | Pilibanga Chc | Centrifuge Machine ( 8 Tube) | REMI - R4C | 3000044058 | Functional | Remi Electrotechnik Ltd
8054 | Sms Hospital | Syringe Infusion Pump | SIMTEK - Infutek 405 | 5ST17 | Functional | Simtek Medico Systems Pvt Ltd
8055 | Sms Hospital | Syringe Infusion Pump | SIMTEK - Infutek 405 | 5ST25 | Functional | Simtek Medico Systems Pvt Ltd
8056 | Mahatma Ghandhi Hospital Jodhpur | Suction Machine | Model Not Available | 3000117269 | Functional | Others
8057 | Mahatma Ghandhi Hospital Jodhpur | Suction Machine | Model Not Available | 3000117270 | Functional | Others
8058 | Mahatma Ghandhi Hospital Jodhpur | Suction Machine | Model Not Available | 3000117271 | Functional | Others
8059 | Mahatma Ghandhi Hospital Jodhpur | Suction Machine | Model Not Available | 3000117272 | Functional | Others
8060 | Lakhanpur Phc | Syringe Needle Destroyer | Model not available | 2000003256 | Functional | Others
8061 | Lakhanpur Phc | SPHYGMOMANOMETER(BP APPRATUS) | MODEL NOT AVAILABLE | 2000003255 | Functional | Others
8062 | Mahatma Ghandhi Hospital Jodhpur | Binocular Microscope | Model Not Available | 4436 | Functional | Others
8063 | Mahatma Ghandhi Hospital Jodhpur | Binocular Microscope | Model Not Available | 4437 | Functional | Others
8064 | Lakhanpur Phc | SPHYGMOMANOMETER(BP APPRATUS) | MODEL NOT AVAILABLE | 2000003254 | Functional | Others
8065 | Mahatma Ghandhi Hospital Jodhpur | Blood Mixer ( Roller Mixer ) | Model not available | 3357 | Functional | Others
8066 | Lakhanpur Phc | Freezes | MODEL NOT AVAILABLE | 232231 | Functional | Cmho Supply
8067 | Mahatma Ghandhi Hospital Jodhpur | Defibrillator | MODEL NOT AVAILABLE | 3000117281 | Functional | Others
8068 | Mahatma Ghandhi Hospital Jodhpur | Multi-Para Monitor | Model not available | 3000117187 | Functional | Others
8069 | Mahatma Ghandhi Hospital Jodhpur | Multi-Para Monitor | Model not available | 3000117192 | Functional | Others
8070 | Mahatma Ghandhi Hospital Jodhpur | Multi-Para Monitor | Model not available | 3000117194 | Functional | Others
8071 | Mahatma Ghandhi Hospital Jodhpur | Suction Machine | Model Not Available | 3000117188 | Functional | Others
8072 | Mahatma Ghandhi Hospital Jodhpur | Suction Machine | Model Not Available | 3000117189 | Functional | Others
8073 | Palsana Chc | Syringe Needle Destroyer | Model not available | 2000037063 | Functional | Others
8074 | Palsana Chc | Syringe Needle Destroyer | Model not available | 2000037071 | Functional | Others
8075 | Palsana Chc | Syringe Needle Destroyer | Model not available | 2000037075 | Functional | Others
8076 | Losal Chc | Syringe Needle Destroyer | Model not available | 2000029717 | Not in use | Others
8077 | Losal Chc | Syringe Needle Destroyer | Model not available | 2000029718 | Not in use | Others
8078 | Losal Chc | Syringe Needle Destroyer | Model not available | 2000029719 | Not in use | Others
8079 | Losal Chc | Syringe Needle Destroyer | Model not available | 2000029720 | Not in use | Others
8080 | Losal Chc | Syringe Needle Destroyer | Model not available | 2000029721 | Not in use | Others
8081 | Losal Chc | Syringe Needle Destroyer | Model not available | 2000029722 | Not in use | Others
8082 | Losal Chc | Syringe Needle Destroyer | Model not available | 2000029716 | Not in use | Others
8083 | Khachriyawas Chc | Incubator | MODEL NOT AVAILABLE | 2000031390 | Functional | Others
8084 | Losal Chc | Baby Weighing Machine | Model Not Available | 2000029695 | Functional | Others
8085 | Losal Chc | Baby Weighing Machine | Model Not Available | 2000029703 | Functional | Others
8086 | Dh Hanumangarh Town Dh | Pulse Oxymeter | MODEL NOT AVAILABLE | 3000056231 | Functional | Others
8087 | Dh Hanumangarh Town Dh | Syringe Infusion Pump | SIMTEK - Infutek 405 | 2408104.5AJ16 | Functional | Simtek Medico Systems Pvt Ltd
8088 | Dh Hanumangarh Town Dh | Syringe Infusion Pump | SIMTEK - Infutek 405 | 16091104.5AJ03 | Functional | Simtek Medico Systems Pvt Ltd
8089 | Nohar Chc | Binocular Microscope | Model Not Available | 6066821 | Functional | Labomed
8090 | Panchu Chc | SPHYGMOMANOMETER(BP APPRATUS) | MODEL NOT AVAILABLE | 98128255 | Functional | Suprime Enterprises
8091 | Reengus Chc | Oxygen Concentrator | Model Not Available | 201207257 | Functional | Others
8092 | Palsana Chc | Spot Light ( Portable ) | Model Not Available | 2000037117 | Functional | Others
8093 | Gharsisar Phc | Baby Weighing Machine | MODEL NOT AVAILABLE | 91009897 | Functional | Others
8094 | Gogameri Phc | Syringe Needle Destroyer | Model not available | 3000043240 | Functional | Others
8095 | Gogameri Phc | Weighing Machine | MODEL NOT AVAILABLE | 3000043249 | Functional | Others
8096 | Jajod Chc | Nebulizer | MODEL NOT AVAILABLE | 2000037591 | Functional | Others
8097 | District Hospital Mahillabag | ECG Machine (Single Channel) | BPL - Cardiart 108T | 3000049110 | Functional | Bpl Medical Technologies
8098 | District Sahadat Hospital Tonk Dh | Multi-Para Monitor | Model not available | A105R0615 | Functional | Larsen And Tourbo Ltd
8099 | Nohar Chc | Hot Air Oven | Model not available | 1192 | Functional | Authentic Instruments Ltd
8100 | Rollshabsar Chc | Automated Urine Analyzer | Model not available | 3300-7512 | Functional | Others
8101 | Mahwa Chc | Phototherepy Unit | Fenam, Bilitron Sky 5006 | RS322 | Functional | Cmho Supply
8102 | Pbm Medical College And Hospital | Syringe Needle Destroyer | Model not available | 2000035600 | Functional | Others
8103 | Pbm Medical College And Hospital | Syringe Needle Destroyer | Model not available | 3000045598 | Functional | Others
8104 | Sri Madhopur Chc | Blood Bank Refrigerator | Model not available | 2000029037 | Functional | Others
8105 | Sri Madhopur Chc | Blood Bank Refrigerator | Model not available | 2000029038 | Functional | Others
8106 | Pbm Medical College And Hospital | Incubator | MODEL NOT AVAILABLE | 3000045583 | Functional | Others
8107 | Nokha Chc | Labour Table | Model Not Available | 300004284 | Functional | Others
8108 | Nokha Chc | Labour Table | Model Not Available | 300004285 | Functional | Others
8109 | Pbm Medical College And Hospital | Centrifuge Machine ( 8 Tube) | Model Not Available | 3000045585 | Functional | Others
8110 | A K Hospital Beawar Ajmer Dh | Binocular Microscope | Model Not Available | 34702 | Functional | Others
8111 | A K Hospital Beawar Ajmer Dh | Radiant Heat Warmer | Zeal - RHW 2101A | NRU002205-43 | Functional | Zeal Medical Pvt Ltd
8112 | A K Hospital Beawar Ajmer Dh | Autoclave | Model not available | 10F71512 | Functional | Others
8113 | Thoi Chc | Baby Weighing Machine | Model Not Available | 2000037258 | Functional | Others
8114 | A K Hospital Beawar Ajmer Dh | ECG Machine (Single Channel) | BPL - Cardiart 108T | 15909 | Functional | Bpl Medical Technologies
8115 | Rollshabsar Chc | Nebulizer | MODEL NOT AVAILABLE | 98134271 | Functional | Others
8116 | Thoi Chc | Syringe Needle Destroyer | Model not available | 2000037263 | Functional | Others
8117 | Thoi Chc | Syringe Needle Destroyer | Model not available | 2000037254 | Functional | Others
8118 | Mahwa Chc | 300mA X-Ray Machine | MLW Lab | 3000197503 | Functional | Others
8119 | Thoi Chc | Semi Automated Chemistry Analyzer | Model not Available | 1211160 | Functional | Others
8120 | Thoi Chc | Sahlis HB Meter | Model not available | 2000037244 | Functional | Others
8121 | Sangria Chc | Weighing Machine | MODEL NOT AVAILABLE | 3000043135 | Functional | Others
8122 | A K Hospital Beawar Ajmer Dh | Suction Machine | Supreme Plus | 34479 | Functional | Others
8123 | Nechwa Chc | Autoclave | Model not available | 2000029226 | Functional | Others
8124 | Nechwa Chc | Fetal Doppler | MODEL NOT AVAILABLE | 2000029230 | Functional | Others
8125 | Simala Phc | Syringe Needle Destroyer | Model not available | 3000129461 | Functional | Others
8126 | Simala Phc | STABILIZER | MODEL NOT AVAILABLE | 3000129466 | Functional | Others
8127 | Sri Madhopur Chc | Instrument Sterilizer | Model Not Available | 2000029082 | Functional | Others
8128 | Sri Madhopur Chc | Instrument Sterilizer | Model Not Available | 2000029083 | Functional | Others
8129 | Sri Madhopur Chc | Instrument Sterilizer | Model Not Available | 2000029084 | Functional | Others
8130 | Sri Madhopur Chc | Instrument Sterilizer | Model Not Available | 2000029085 | Functional | Others
8131 | Khachriyawas Chc | Autoclave | Model not available | 2000031402 | Functional | Others
8132 | Ramgarh Chc Hanumangarh | Weighing Machine | MODEL NOT AVAILABLE | 3000043235 | Functional | Others
8133 | Khachriyawas Chc | Blood Gas Analyzer (ABG Machine) | Model not available | 2000031391 | Functional | Others
8134 | Panchu Chc | Baby Weighing Machine | Model Not Available | 30722654 | Functional | Others
8135 | Panchu Chc | Labour Table | Model Not Available | 2000035170 | Functional | Cmho Supply
8136 | A K Hospital Beawar Ajmer Dh | Fetal Monitor | EDAN F-6 | 2000033593 | Functional | Anupam Surgicals
8137 | Rollshabsar Chc | Baby Weighing Machine | Model Not Available | 2000037479 | Functional | Others
8138 | Palsana Chc | FOOT OPERATED SUCTION MACHINE | SU-101 | 2000037077 | Functional | Others
8139 | Aaslsar Phc | Syringe Needle Destroyer | Model not available | 3000129410 | Functional | Others
8140 | Khachriyawas Chc | ECG Machine (Single Channel) | BPL - Cardiart 108T | 2000031394 | Functional | Others
8141 | Aaslsar Phc | Freezes | MODEL NOT AVAILABLE | 3000129415 | Functional | Videocon Industries Ltd
8142 | Dh Hanumangarh Town Dh | Syringe Infusion Pump | SIMTEK - Infutek 405 | 24081045AJ08 | Functional | Simtek Medico Systems Pvt Ltd
8143 | District Sahadat Hospital Tonk Dh | Syringe Infusion Pump | Model not available | 04101045AP04 | Installation Pending | Simtek Medico Systems Pvt Ltd
8144 | Dh Hanumangarh Town Dh | Fetal Doppler | MODEL NOT AVAILABLE | 2000037702 | Functional | Bpl Medical Technologies
8145 | Jogliya Phc | Centrifuge Machine ( 12 Tube ) | Model Not Available | 3000121107 | Functional | Others
8146 | Panchu Chc | Suction Machine | Model Not Available | 2000035190 | Functional | Others
8147 | Dh Hanumangarh Town Dh | SPHYGMOMANOMETER(BP APPRATUS) | MODEL NOT AVAILABLE | 2000037403 | Functional | Others
8148 | Jogliya Phc | Autoclave | Model not available | 300121109 | Functional | Others
8149 | Mehari Rajiyan Phc | Centrifuge Machine ( 4 Tube ) | Model not available | 3000129433 | Functional | Remi Electrotechnik Ltd
8150 | Dh Hanumangarh Town Dh | FOOT OPERATED SUCTION MACHINE | MODEL NOT AVAILABLE | 2000037706 | Functional | Others
8151 | Dh Hanumangarh Town Dh | Radiant Heat Warmer | Meditrin - Heat Warmer | 1982 | Functional | Meditrin Instruments
8152 | Jogliya Phc | STABILIZER | MODEL NOT AVAILABLE | 3000121115 | Functional | Others
8153 | Jogliya Phc | STABILIZER | MODEL NOT AVAILABLE | 3000121116 | Functional | Others
8154 | Pilibanga Chc | Hot Air Oven | Model not available | 3000044056 | Functional | Others
8155 | Khandela Chc | Light cure unit | Model Not Available | 2000037176 | Functional | Others
8156 | Goluwala Chc | Blood Bank Refrigerator | Model not available | 3000044206 | Functional | Haier Appliances India Pvt
8157 | Sri Madhopur Chc | Binocular Microscope | PZB 22 | 2000029071 | Functional | Others
8158 | Khandela Chc | Defibrillator | MODEL NOT AVAILABLE | 2000037177 | Functional | Others
8159 | Pbm Medical College And Hospital | Binocular Microscope | Model Not Available | 2000035907 | Not in use | Others
8160 | Goluwala Chc | Weighing Machine | MODEL NOT AVAILABLE | 3000044208 | Functional | Others
8161 | Dh Hanumangarh Town Dh | Syringe Infusion Pump | SIMTEK - Infutek 405 | 2000031718 | Functional | Simtek Medico Systems Pvt Ltd
8162 | Fatehpur Chc Sikar | Hydraulic Operation Table | MODEL NOT AVAILABLE | 53 | Functional | Others
8163 | Dh Hanumangarh Town Dh | Syringe Infusion Pump | SIMTEK - Infutek 405 | 2000031715 | Functional | Simtek Medico Systems Pvt Ltd
8164 | Sms Hospital | SPHYGMOMANOMETER(BP APPRATUS) | MODEL NOT AVAILABLE | 3000085305 | Functional | Others
8165 | Pilibanga Chc | Radiant Heat Warmer | Model Not Available | 2839 | Functional | Others
8166 | Sms Hospital | Monocular Microscope | Model not available | 110337725 | Functional | Others
8167 | Sms Hospital | Centrifuge Machine ( 8 Tube) | REMI - R 8C | GFCL-8546 | Functional | Others
8168 | Kanuta Chc Churu | Autoclave | Model not available | 3014 | Functional | Others
8169 | Pilibanga Chc | Hemoglobin meter | Model not available | 3000208569 | Functional | Others
8170 | Sms Hospital | Centrifuge Machine ( 8 Tube) | REMI - R 8C | CGLC-2910 | Functional | Others
8171 | Goluwala Chc | SPHYGMOMANOMETER(BP APPRATUS) | MODEL NOT AVAILABLE | 3000044217 | Functional | Others
8172 | Kanuta Chc Churu | Semi Automated Chemistry Analyzer | CPC - STAT FAX 3300 | 3000129246 | Functional | Awarness Technologies
8173 | Khandela Chc | Syringe Needle Destroyer | Model not available | 2000037192 | Functional | Others
8174 | Fatehpur Chc Sikar | FOOT OPERATED SUCTION MACHINE | MODEL NOT AVAILABLE | 2000037321 | Functional | Others
8175 | Mahatma Ghandhi Hospital Jodhpur | Suction Machine | Model Not Available | 3000117190 | Functional | Others
8176 | Mahatma Ghandhi Hospital Jodhpur | Suction Machine | Model Not Available | 30001177191 | Functional | Others
8177 | Mahatma Ghandhi Hospital Jodhpur | Blood Bank Refrigerator | Model not available | 3000122484 | Functional | Others
8178 | Gogameri Phc | SPHYGMOMANOMETER(BP APPRATUS) | MODEL NOT AVAILABLE | 3000046252 | Functional | Others
8179 | Gogameri Phc | Monocular Microscope | Model not available | 3000043242 | Functional | Rohilla Industries Jaipur
8180 | District Hospital Mahillabag | Baby Weighing Machine | Model Not Available | 3000047651 | Functional | Others
8181 | Sudubari Phc | Autoclave | Model not available | 3000129301 | Functional | Others
8182 | Pulasar Phc | Baby Weighing Machine | Model Not Available | 3000129424 | Functional | Surgicoin Medequip Pvt Ltd
8183 | Bandhnaou Phc | Radiant Heat Warmer | Zeal - RHW 2101A | 3000129517 | Functional | Others
8184 | Gogameri Phc | Suction Machine | Model Not Available | 3000043257 | Functional | Others
8185 | District Hospital Mahillabag | Syringe Needle Destroyer | Model not available | 3000049402 | Functional | Others
8186 | Pulasar Phc | Fetal Doppler | Model not available | 7240 | Functional | Others
8187 | Dist Hospital Barmer Dh | O.T. Light Single Dome | MODEL NOT AVAILABLE | 3000124853 | Functional | Surgi Sun
8188 | District Hospital Mahillabag | Hemoglobin meter | Model Not Available | 3000049405 | Functional | Others
8189 | Nohar Chc | Neubaurs Chamber | Model not available | 3000043338 | Functional | Others
8190 | District Hospital Mahillabag | Blood Cell Counter - 3 part | Horiba - ABX Micros ES 60 | 3000049393 | Functional | Horiba India Pvt Ltd
8191 | Napsar Chc | Baby Weighing Machine | Model Not Available | 30722653 | Functional | Others
8192 | Bhadasar Phc | Syringe Needle Destroyer | Model not available | 3000129507 | Functional | Others
8193 | Dh Hanumangarh Town Dh | Keratometer | Model Not Available | 2000037725 | Functional | Others
8194 | Satellite Hospital Mandor, Jodhpur | SPHYGMOMANOMETER(BP APPRATUS) | MODEL NOT AVAILABLE | 921345 | Functional | Others
8195 | Chadwas Phc Churu | Syringe Needle Destroyer | Model not available | 3000129215 | Functional | Others
8196 | Napsar Chc | Ice lined refrigerator | HBD-116 | BE0494E2600B2A5E0123 | Functional | Others
8197 | Chadwas Phc Churu | Ice lined refrigerator | Model Not Available | 3000129216 | Functional | Haier Appliances India Pvt
8198 | Napsar Chc | SPHYGMOMANOMETER(BP APPRATUS) | MODEL NOT AVAILABLE | 3000042020 | Functional | Others
8199 | City Dispensary Vigyan Nagar | Centrifuge Machine ( 8 Tube) | Model Not Available | 3000129695 | Functional | Others
8200 | Chadwas Phc Churu | Syringe Needle Destroyer | Model not available | 3000129220 | Functional | Others
8201 | City Dispensary Vigyan Nagar | Glucometer | Model not available | 3000129697 | Functional | Others
8202 | Satellite Hospital Mandor, Jodhpur | Syringe Needle Destroyer | Model not available | 3000049558 | Functional | Others
8203 | Chadwas Phc Churu | Instrument Sterilizer | Model Not Available | 3000129223 | Functional | Others
8204 | District Hospital Paota | Instrument Sterilizer | Model Not Available | 2000032976 | Functional | Others
8205 | Lakhuwali Phc | SPHYGMOMANOMETER(BP APPRATUS) | MODEL NOT AVAILABLE | 3000044308 | Functional | Others
8206 | Satellite Hospital Mandor, Jodhpur | 300mA X-Ray Machine | Model not available | 2K91230125-X | Functional | Others
8207 | District Hospital Paota | Baby Weighing Machine | Model Not Available | 2000032983 | Functional | Zeal Medical Pvt Ltd
8208 | Badawar Phc | Freezes | MODEL NOT AVAILABLE | 3000116128 | Functional | Videocon Industries Ltd
8209 | Satellite Hospital Mandor, Jodhpur | Automated Urine Analyzer | Model not available | 3300 | Functional | Others
8210 | Lakhuwali Phc | Nebulizer | MODEL NOT AVAILABLE | PCB81997 | Functional | Mrk Healthcare Pvt Ltd Delhi
8211 | A K Hospital Beawar Ajmer Dh | Ventilator | Schiller - Graphnet Advance | 14124018108A1V | Functional | Others
8212 | Lakhuwali Phc | SPHYGMOMANOMETER(BP APPRATUS) | MODEL NOT AVAILABLE | 67588 | Functional | Others
8213 | Satellite Hospital Mandor, Jodhpur | Blood Cell Counter - 3 part | Horiba - ABX Micros ES 60 | 306ES0HO5963 | Functional | Others
8214 | Sardarsahar Chc | Anesthesia Machine | MODEL NOT AVAILABLE | 3000129347 | Functional | Rhsdp Supply
8215 | District Hospital Paota | Baby Weighing Machine | Model Not Available | 2000032987 | Functional | Others
8216 | Satellite Hospital Mandor, Jodhpur | Cautry Machine | Model Not Available | 3000049135 | Functional | Others
8217 | Badawar Phc | Radiant Heat Warmer | Zeal - RHW 2101A | RHW2101A/12/3/2594 | Functional | Zeal Medical Pvt Ltd
8218 | Kesarisinghpur Chc | Baby Weighing Machine | Model not available | 3000197997 | Functional | Others
8219 | Kesarisinghpur Chc | Baby Weighing Machine | Model Not Available | 3000048674 | Functional | Others
8220 | M G Hospital Bhilwara Dh | Suction Machine | Model Not Available | 3000042773 | Functional | Others
8221 | City Dispensary Chhapar Sujangarh | Syringe Needle Destroyer | Model not available | 3000129267 | Functional | Others
8222 | Satellite Hospital Mandor, Jodhpur | Monocular Microscope | Model not available | 5750 | Functional | Others
8223 | Govt Bangur Hopital Pali Dh | Multi-Para Monitor | Star 50 ( L and T ) | A/OSE0295 | Functional | Others
8224 | A K Hospital Beawar Ajmer Dh | Radiant Heat Warmer | Zeal - RHW 2101A | RHW210A/0913/2100 | Functional | Zeal Medical Pvt Ltd
8225 | City Dispensary Chhapar Sujangarh | Suction Machine | Model Not Available | 3000129262 | Functional | Others
8226 | Kesarisinghpur Chc | Monocular Microscope | Model not available | 3000048743 | Functional | Others
8227 | City Dispensary Chhapar Sujangarh | Glucometer | Model not available | 15953 | Functional | Others
8228 | Sardarsahar Chc | Radiant Heat Warmer | Meditrin - Heat Warmer | 3000129359 | Not in use | Cmho Supply
8229 | Sardarsahar Chc | Radiant Heat Warmer | Meditrin - Heat Warmer | 3000129360 | Not in use | Cmho Supply
8230 | Palsana Chc | Spot Light ( Portable ) | Model Not Available | 200037073 | Functional | Others
8231 | District Sahadat Hospital Tonk Dh | Intensive Care Bed | Janak | 3000088317 | Functional | Janak Healthcare Pvt Ltd
8232 | Mehari Rajiyan Phc | Syringe Needle Destroyer | Model not available | 3000129434 | Functional | Others
8233 | Jogliya Phc | Syringe Needle Destroyer | Model not available | 300012117 | Functional | Others
8234 | Jogliya Phc | Syringe Needle Destroyer | Model not available | 3000121118 | Functional | Others
8235 | Jogliya Phc | Syringe Needle Destroyer | Model not available | 3000121119 | Functional | Others
8236 | Jogliya Phc | Syringe Needle Destroyer | Model not available | 3000121121 | Functional | Others
8237 | Jogliya Phc | Syringe Needle Destroyer | Model not available | 300121123 | Functional | Others
8238 | Mehari Rajiyan Phc | Baby Weighing Machine | Model Not Available | 3000129439 | Functional | Crown Digital Scales Inc
8239 | Dh Hanumangarh Town Dh | Pulse Oxymeter | Comet - P (L and T) | C10P1186 | Functional | Larsen And Tourbo Ltd
8240 | Nohar Chc | Centrifuge Machine ( 8 Tube) | Model Not Available | POLO-7716 | Functional | Others
8241 | Mehari Rajiyan Phc | Ice lined refrigerator | Model Not Available | 20013706099 | Functional | Vestfrost Solutions
8242 | District Hospital Mahillabag | Blood Bank Refrigerator | Model not available | 3000047984 | Functional | Vestfrost Solutions
8243 | Dh Hanumangarh Town Dh | Syringe Needle Destroyer | Nulife - Dots | 2000037715 | Functional | Mrk Healthcare Pvt Ltd Delhi
8244 | District Sahadat Hospital Tonk Dh | ECG Machine (Six Channel ) | BPL - Cardiart 8408 | AVML0G16060 | Functional | Bpl Medical Technologies
8245 | Dh Hanumangarh Town Dh | ECG Machine (Single Channel) | BPL - Cardiart 108T | CGML4E22589 | Functional | Bpl Medical Technologies
8246 | Palsana Chc | Suction Machine | Model Not Available | 2000027074 | Functional | Others
8247 | Badawar Phc | Ice lined refrigerator | Model Not Available | BE0581E0100B288J2058 | Functional | Haier Appliances India Pvt
8248 | Nechwa Chc | Nebulizer | MODEL NOT AVAILABLE | 15557 | Functional | Others
8249 | Sri Madhopur Chc | Hemoglobin meter | HB 301 | 2000029086 | Functional | Others
8250 | Sri Madhopur Chc | Hemoglobin meter | HB 301 | 2000029017 | Functional | Others
8251 | District Sahadat Hospital Tonk Dh | Ventilator | Model Not Available | 3000088274 | Installation Pending | Others
8252 | Govt Bangur Hopital Pali Dh | Radiant Heat Warmer | Meditrin - Heat Warmer | NRHM/WM09 | Functional | Meditrin Instruments
8253 | Deshnok Chc | Glucometer | Model not available | 2000030765 | Functional | Others
8254 | Simala Phc | Centrifuge Machine ( 12 Tube ) | Model Not Available | 30001294460 | Functional | Others
8255 | Bhimsar Phc | Syringe Needle Destroyer | Model not available | 30000121096 | Functional | Others
8256 | Umaid Hospital Jodhpur Medical College Hospital | Syringe Needle Destroyer | Model not available | 3000122858 | Non Functional Not Repairable | Others
8257 | Umaid Hospital Jodhpur Medical College Hospital | Radiant Heat Warmer | Model Not Available | 3000122678 | Functional | Others
8258 | Kalana Phc | SPHYGMOMANOMETER(BP APPRATUS) | MODEL NOT AVAILABLE | 2000037995 | Functional | Omron Health Care
8259 | M G Hospital Bhilwara Dh | Labour Table | Model Not Available | 3000125138 | Functional | Others
8260 | City Dispensary Residency | SPHYGMOMANOMETER(BP APPRATUS) | MODEL NOT AVAILABLE | 3000049159 | Functional | Others
8261 | Nohar Chc | Freezes | MODEL NOT AVAILABLE | 3000043372 | Functional | Others
8262 | M G Hospital Bhilwara Dh | Labour Table | Model Not Available | 3000125140 | Functional | Others
8263 | Dist Hospital Barmer Dh | Radiant Heat Warmer | Meditrin - Heat Warmer | 9288 | Non Functional Not Repairable | Meditrin Instruments
8264 | Umaid Hospital Jodhpur Medical College Hospital | Phototherepy Unit | MODEL NOT AVAILABLE | 3000131272 | Functional | Others
8265 | Mahatma Ghandhi Hospital Jodhpur | Instrument Sterilizer | Model Not Available | 3000124180 | Functional | Others
8266 | Mahatma Ghandhi Hospital Jodhpur | Instrument Sterilizer | Model Not Available | 3000124181 | Functional | Others
8267 | District Hospital Paota | Binocular Microscope | Labomed - CXR3 | 3000047944 | Functional | Labomed
8268 | District Hospital Paota | Water Bath | Yorco - YSI-413D | 3000047954 | Functional | Yorco Sales Pvt Ltd
8269 | District Hospital Paota | Suction Machine | Model Not Available | 3000047959 | Functional | Others
8270 | Umaid Hospital Jodhpur Medical College Hospital | Pulse Oxymeter | Model Not Available | 3000122207 | Functional | Others
8271 | Umaid Hospital Jodhpur Medical College Hospital | Radiant Heat Warmer | Model Not Available | 3000122680 | Functional | Others
8272 | Mahatma Ghandhi Hospital Jodhpur | Incubator | MODEL NOT AVAILABLE | 3000120472 | Functional | Others
8273 | Mahatma Ghandhi Hospital Jodhpur | Hot Air Oven | Model not available | 3000120473 | Functional | Others
8274 | Mahatma Ghandhi Hospital Jodhpur | Hot Air Oven | Model not available | 3000120475 | Functional | Others
8275 | Mahatma Ghandhi Hospital Jodhpur | 500mA X-Ray Machine | Allengers - MARS 40 | 3000124108 | Functional | Others
8276 | Mahatma Ghandhi Hospital Jodhpur | Incubator | MODEL NOT AVAILABLE | 3000120476 | Functional | Others
8277 | Umaid Hospital Jodhpur Medical College Hospital | Freezes | MODEL NOT AVAILABLE | 3000122619 | Functional | Others
8278 | District Sahadat Hospital Tonk Dh | Suction Machine | Model Not Available | 3000088194 | Functional | Others
8279 | Mahatma Ghandhi Hospital Jodhpur | Pulse Oxymeter | Model Not Available | 3000124177 | Functional | Others
8280 | Umaid Hospital Jodhpur Medical College Hospital | Pulse Oxymeter | Comet - P (L and T) | C138A6052 | Non Functional Repairable | Larsen And Tourbo Ltd
8281 | Nohar Chc | Dental Chair Unit | Model Not Available | 3000043389 | Functional | Others
8282 | Mahatma Ghandhi Hospital Jodhpur | Syringe Infusion Pump | Model not available | 3000086502 | Functional | Edan Smart
8283 | City Dispensary Vigyan Nagar | Freezes | MODEL NOT AVAILABLE | 3000129705 | Functional | Others
8284 | Govt Bangur Hopital Pali Dh | Syringe Infusion Pump | SIMTEK - Infutek 405 | 01E1455527 | Functional | Simtek Medico Systems Pvt Ltd
8285 | District Sahadat Hospital Tonk Dh | Radiant Heat Warmer | Model Not Available | 3000088220 | Functional | Zeal Medical Pvt Ltd
8286 | Govt Bangur Hopital Pali Dh | Syringe Infusion Pump | SIMTEK - Infutek 405 | S511 | Functional | Simtek Medico Systems Pvt Ltd
8287 | Govt Bangur Hopital Pali Dh | Syringe Infusion Pump | SIMTEK - Infutek 405 | 03E1455503 | Functional | Simtek Medico Systems Pvt Ltd
8288 | City Dispensary Mahavir Nagar | Centrifuge Machine ( 8 Tube) | Model Not Available | 3000130107 | Functional | Others
8289 | Nohar Chc | SPHYGMOMANOMETER(BP APPRATUS) | MODEL NOT AVAILABLE | 98135124 | Functional | Ajay Optical India
8290 | City Dispensary Mahavir Nagar | Freezes | MODEL NOT AVAILABLE | 3000130105 | Functional | Others
8291 | Umaid Hospital Jodhpur Medical College Hospital | Radiant Heat Warmer | Model Not Available | 3000124869 | Functional | Others
8292 | Umaid Hospital Jodhpur Medical College Hospital | Spot Light ( Portable ) | Model Not Available | 3000122712 | Functional | Cognate India
8293 | District Hospital Paota | Pulse Oxymeter | Model Not Available | 3000047966 | Functional | Others
8294 | M G Hospital Bhilwara Dh | Pulse Oxymeter | Model Not Available | C10E1513 | Functional | Others
8295 | Umaid Hospital Jodhpur Medical College Hospital | Radiant Heat Warmer | Meditrin - Heat Warmer | 3000124870 | Functional | Meditrin Instruments
8296 | Kaliyasar Phc | O.T. Light Double Dome | MODEL NOT AVAILABLE | 2000019445 | Functional | Others
8297 | Umaid Hospital Jodhpur Medical College Hospital | Freezes | MODEL NOT AVAILABLE | 301NRER134052 | Functional | Others
8298 | Juni Mandi City Dispensary | Ice lined refrigerator | MF - 144 | 90405812 | Functional | Vestfrost Solutions
8299 | District Sahadat Hospital Tonk Dh | Phototherepy Unit | Delta Medical | DPH2K8011025/06 | Functional | Delta Medical Corporation
8300 | M G Hospital Bhilwara Dh | Suction Machine | Model Not Available | C-63-001 | Functional | Others
8301 | Umaid Hospital Jodhpur Medical College Hospital | Spot Light ( Portable ) | Model Not Available | 3000122713 | Functional | Cognate India
8302 | Dist Hospital Barmer Dh | Phototherepy Unit | Meditrin - Digital Bilitimer Phototherapy | 09-432 | Functional | Meditrin Instruments
8303 | A K Hospital Beawar Ajmer Dh | Ice lined refrigerator | HBD-116 | BE04G4E2600B2A5G0178 | Functional | Others
8304 | Jhalawar Medical College Medical Collage Hospital | SPHYGMOMANOMETER(BP APPRATUS) | MODEL NOT AVAILABLE | 3000130059 | Functional | Others
8305 | Jhalawar Medical College Medical Collage Hospital | Syringe Infusion Pump | Model not available | 3000130202 | Functional | Others
8306 | M G Hospital Bhilwara Dh | Spot Light ( Portable ) | Model Not Available | 3000125184 | Functional | Others
8307 | Sardarsahar Chc | Radiant Heat Warmer | Meditrin - Heat Warmer | 3000129361 | Not in use | Cmho Supply
8308 | Sardarsahar Chc | Phototherepy Unit | Model Not Available | 3000119750 | Functional | Others
8309 | District Hospital Paota | Nebulizer | MODEL NOT AVAILABLE | 3000047974 | Functional | Others
8310 | Sardarsahar Chc | Syringe Needle Destroyer | Model not available | 3000129364 | Functional | Others
8311 | A K Hospital Beawar Ajmer Dh | Pulse Oxymeter | Comet - P (L and T) | CO9P0304 | Functional | Larsen And Tourbo Ltd
8312 | M G Hospital Bhilwara Dh | Syringe Infusion Pump | SIMTEK - Infutek 405 | 2707104-5AJ09 | Functional | Others
8313 | Bagsar Authana Phc | Freezes | MODEL NOT AVAILABLE | 3000129339 | Functional | Videocon Industries Ltd
8314 | Govt Bangur Hopital Pali Dh | 300mA X-Ray Machine | Model not available | 3000124278 | Functional | Others
8315 | Kesarisinghpur Chc | Sahlis HB Meter | Model not available | 3000048746 | Functional | Others
8316 | Sardarsahar Chc | VDRL Rotator (Rotor and Shaker) | Model Not Available | 3000129373 | Functional | Others
8317 | Ramgarh Sethan Chc | Centrifuge Machine ( 8 Tube) | Model Not Available | 2000037364 | Functional | Others
8318 | Ramgarh Sethan Chc | Glucometer | Model not available | 2000037367 | Functional | Others
8319 | City Dispensary Hanumangarh Junction | Baby Weighing Machine | Model Not Available | 3000044578 | Functional | Others
8320 | M G Hospital Bhilwara Dh | Ventilator | Model Not Available | 416002715 | Functional | Others
8321 | Ramgarh Sethan Chc | ECG Machine (Single Channel) | Medicaid - Cardio Fax | 2000037369 | Functional | Others
8322 | Sardarsahar Chc | Incubator | MODEL NOT AVAILABLE | 3000129380 | Functional | Others
8323 | Sardarsahar Chc | Incubator | MODEL NOT AVAILABLE | 3000129385 | Functional | Others
8324 | Sardarsahar Chc | Incubator | MODEL NOT AVAILABLE | 3000129386 | Functional | Others
8325 | A K Hospital Beawar Ajmer Dh | Defibrillator | MODEL NOT AVAILABLE | VXMAC1006 | Functional | Others
8326 | Govt Bangur Hopital Pali Dh | Oxygen Concentrator | Model Not Available | AXTC/C62305 | Functional | Bpl Medical Technologies
8327 | A K Hospital Beawar Ajmer Dh | Syringe Infusion Pump | Injectomat Agilia | 018090/2170339 | Functional | Fresenius Kabi India Pvt Limited
8328 | Deshnok Chc | Nebulizer | MODEL NOT AVAILABLE | 2000030787 | Functional | Others
8329 | Deshnok Chc | Syringe Needle Destroyer | Nulife - Dots | 2000030788 | Functional | Others
8330 | M G Hospital Bhilwara Dh | SPHYGMOMANOMETER(BP APPRATUS) | MODEL NOT AVAILABLE | 3000125070 | Functional | Others
8331 | A K Hospital Beawar Ajmer Dh | Multi-Para Monitor | Star 50 ( L and T ) | 2000034710 | Functional | Larsen And Tourbo Ltd
8332 | Sardarsahar Chc | 300mA X-Ray Machine | Model not available | 3000129395 | Functional | Others
8333 | Gogameri Phc | Freezes | MODEL NOT AVAILABLE | 3000043251 | Functional | Others
8334 | Govt Bangur Hopital Pali Dh | Radiant Heat Warmer | Model Not Available | 3000124469 | Functional | Meditrin Instruments
8335 | District Hospital Mahillabag | 100mA X-Ray Machine | Model not available | 3000047654 | Functional | Others
8336 | Satellite Hospital Mandor, Jodhpur | Ultra Sonography (USG) & Colour Dopler Machine | Model not available | 12120009 | Functional | Others
8337 | Govt Bangur Hopital Pali Dh | Radiant Heat Warmer | Model Not Available | 3000124475 | Functional | Meditrin Instruments
8338 | Gogameri Phc | Binocular Microscope | AMT 5A | 3000043241 | Functional | Rohilla Industries Jaipur
8339 | District Hospital Mahillabag | Autoclave | Model not available | 3000047989 | Functional | Others
8340 | Sangria Chc | Blood Bank Refrigerator | Model not available | 3000043126 | Non Functional Repairable | Remi Electrotechnik Ltd
8341 | District Hospital Paota | Fetal Doppler | MODEL NOT AVAILABLE | 7328 | Functional | Others
8342 | District Hospital Paota | Autoclave | Model not available | 2000032978 | Functional | Others
8343 | Reengus Chc | ECG Machine (Single Channel) | Medicaid - Cardio Fax | 01CO480512 | Functional | Others
8344 | District Hospital Paota | Instrument Sterilizer | Model Not Available | 2000032979 | Functional | Others
8345 | A K Hospital Beawar Ajmer Dh | Hot Air Oven | Maharana | 6685 | Functional | Others
8346 | M G Hospital Bhilwara Dh | Centrifuge Machine ( 8 Tube) | REMI - R 8C | 3000125114 | Functional | Others
8347 | Badawar Phc | Syringe Needle Destroyer | Microsil ND 20 | 3000116125 | Functional | Linco Scientific Instruments And Chemicals (P) Ltd
8348 | Khandela Chc | Freezes | MODEL NOT AVAILABLE | 2000037230 | Functional | Others
8349 | Sangria Chc | Glucometer | Model not available | 3000043123 | Functional | Others
8350 | Satellite Hospital Mandor, Jodhpur | Automated Urine Analyzer | Model not available | 901 | Functional | Others
8351 | Satellite Hospital Mandor, Jodhpur | Centrifuge Machine ( 8 Tube) | REMI - R4C | CPLC-3811 | Functional | Others
8352 | Dispensary Bidasar | Baby Weighing Machine | Model Not Available | 300129130 | Functional | Others
8353 | Satellite Hospital Mandor, Jodhpur | Cautry Machine | Model Not Available | 3000049115 | Functional | Others
8354 | Govt Bangur Hopital Pali Dh | Phototherepy Unit | Meditrin - Digital Bilitimer Phototherapy | 3000124477 | Functional | Zeal Medical Pvt Ltd
8355 | Khandela Chc | 300mA X-Ray Machine | Model not available | 2000037242 | Functional | Others
8356 | Sangria Chc | Centrifuge Machine ( 4 Tube ) | Model not available | 3000043120 | Functional | Others
8357 | Dh Hanumangarh Town Dh | Hydraulic Operation Table | MODEL NOT AVAILABLE | 2000037763 | Functional | Others
8358 | Satellite Hospital Mandor, Jodhpur | Phacoemulsification Machine | Labomed - Vision 2000 | 13F0560188 | Functional | Others
8359 | A K Hospital Beawar Ajmer Dh | Dental Chair Unit | SUZY | 34696 | Functional | Suz Dent ( India ) Pvt Ltd
8360 | Mahatma Ghandhi Hospital Jodhpur | Anesthesia Machine | MODEL NOT AVAILABLE | 3000124195 | Functional | Others
8361 | Mahatma Ghandhi Hospital Jodhpur | 500mA X-Ray Machine | Model not available | 1161 | Functional | Others
8362 | Nohar Chc | Suction Machine | Model Not Available | 3000043390 | Functional | Others
8363 | A K Hospital Beawar Ajmer Dh | Ophthalmoscope | Model Not Available | 2000034648 | Functional | Others
8364 | Mahatma Ghandhi Hospital Jodhpur | Anesthesia Machine | MODEL NOT AVAILABLE | 3000124140 | Functional | Others
8365 | District Sahadat Hospital Tonk Dh | Syringe Infusion Pump | Model not available | 55507 | Functional | Simtek Medico Systems Pvt Ltd
8366 | Umaid Hospital Jodhpur Medical College Hospital | Suction Machine | Model Not Available | 3000131258 | Functional | Others
8367 | District Sahadat Hospital Tonk Dh | Syringe Infusion Pump | Model not available | 55513 | Functional | Simtek Medico Systems Pvt Ltd
8368 | M G Hospital Bhilwara Dh | Weighing Machine | MODEL NOT AVAILABLE | 3000125038 | Functional | Others
8369 | Umaid Hospital Jodhpur Medical College Hospital | O.T. Light Double Dome | MODEL NOT AVAILABLE | 3000122676 | Functional | A K Surgicals
8370 | Mahatma Ghandhi Hospital Jodhpur | Syringe Infusion Pump | Model not available | 3000120173 | Functional | Others
8371 | Mahatma Ghandhi Hospital Jodhpur | Syringe Infusion Pump | Model not available | 3000120182 | Functional | Others
8372 | Mahatma Ghandhi Hospital Jodhpur | Syringe Infusion Pump | Model not available | 3000120183 | Functional | Others
8373 | Mahatma Ghandhi Hospital Jodhpur | Syringe Infusion Pump | Model not available | 3000124099 | Functional | Others
8374 | A K Hospital Beawar Ajmer Dh | Ophthalmoscope | Model Not Available | 34650 | Functional | Others
8375 | Meghana Phc | Fetal Doppler | MODEL NOT AVAILABLE | 3000043571 | Functional | Others
8376 | M G Hospital Bhilwara Dh | Phototherepy Unit | MODEL NOT AVAILABLE | PTSMD1/105/95 | Functional | Others
8377 | Mahatma Ghandhi Hospital Jodhpur | Mamography Machine | Model not available | 72199 | Functional | Others
8378 | District Sahadat Hospital Tonk Dh | Syringe Infusion Pump | Model not available | 55538 | Non Functional Repairable | Others
8379 | Umaid Hospital Jodhpur Medical College Hospital | Blood Bank Refrigerator | Model not available | 3000131259 | Functional | Others
8380 | Dist Hospital Barmer Dh | Freezes | Kelvinator KGE 193 | 3000131476 | Functional | Others
8381 | Jhalawar Medical College Medical Collage Hospital | Pulse Oxymeter | Model Not Available | 3000121281 | Functional | Others
8382 | Jhalawar Medical College Medical Collage Hospital | Pulse Oxymeter | Model Not Available | 3000121282 | Functional | Others
8383 | Jhalawar Medical College Medical Collage Hospital | Pulse Oxymeter | Model Not Available | 3000121290 | Functional | Others
8384 | Jhalawar Medical College Medical Collage Hospital | Pulse Oxymeter | Model Not Available | 3000121292 | Functional | Others
8385 | City Dispensary Vaishali Nagar | Weighing Machine | MODEL NOT AVAILABLE | 3000130102 | Functional | Crown Digital Scales Inc
8386 | Mahatma Ghandhi Hospital Jodhpur | Suction Machine | Model Not Available | 3000117077 | Functional | Others
8387 | A K Hospital Beawar Ajmer Dh | Pulse Oxymeter | Comet - P (L and T) | C09P0552 | Functional | Larsen And Tourbo Ltd
8388 | Umaid Hospital Jodhpur Medical College Hospital | SPHYGMOMANOMETER(BP APPRATUS) | MODEL NOT AVAILABLE | 98134428 | Functional | Others
8389 | A K Hospital Beawar Ajmer Dh | Anesthesia Machine | Allied | 2002007 | Functional | Alleid Medical Limited
8390 | Nohar Chc | Phototherepy Unit | MODEL NOT AVAILABLE | 35 | Functional | Meditrin Instruments
8391 | Ratanada Dysp | Centrifuge Machine ( 4 Tube ) | Model not available | E1LC-3278 | Functional | Remi Electrotechnik Ltd
8392 | Umaid Hospital Jodhpur Medical College Hospital | O.T. Light Double Dome | MODEL NOT AVAILABLE | 3000122674 | Functional | A K Surgicals
8393 | Umaid Hospital Jodhpur Medical College Hospital | Intensive Care Bed | Janak | 3000131270 | Functional | Others
8394 | Govt Bangur Hopital Pali Dh | Centrifuge Machine ( 4 Tube ) | Model not available | 3000124794 | Functional | Others
8395 | Kaliyasar Phc | Syringe Needle Destroyer | Model not available | NBSD0714984 | Functional | Mrk Healthcare Pvt Ltd Delhi
8396 | Umaid Hospital Jodhpur Medical College Hospital | Intensive Care Bed | Janak | 3000131267 | Functional | Others
8397 | Mahatma Ghandhi Hospital Jodhpur | Suction Machine | Model Not Available | 3000122478 | Functional | Others
8398 | Kaliyasar Phc | Centrifuge Machine ( 8 Tube) | Model Not Available | 2000019439 | Functional | Others
8399 | Kaliyasar Phc | Hemoglobin meter | Model Not Available | 2000019440 | Functional | Others
8400 | Kaliyasar Phc | Binocular Microscope | Model Not Available | 2000019441 | Functional | Others
8401 | Mahatma Ghandhi Hospital Jodhpur | C-Arm Machine | Model Not Available | 3000122474 | Functional | Others
8402 | Umaid Hospital Jodhpur Medical College Hospital | Spot Light ( Portable ) | Model Not Available | 3000122714 | Functional | Cognate India
8403 | M G Hospital Bhilwara Dh | Anesthesia Machine | MODEL NOT AVAILABLE | 3000125186 | Functional | Others
8404 | Kaliyasar Phc | Autoclave | Model not available | 2000019446 | Functional | Others
8405 | Juni Mandi City Dispensary | Syringe Needle Destroyer | Microsil - ND350 | 3000049156 | Functional | Linco Scientific Instruments And Chemicals (P) Ltd
8406 | District Hospital Paota | Ventilator | Model Not Available | 3000047968 | Functional | Others
8407 | Mahatma Ghandhi Hospital Jodhpur | Binocular Microscope | Model Not Available | 3000129553 | Functional | Others
8408 | Mahatma Ghandhi Hospital Jodhpur | Binocular Microscope | Model Not Available | 3000129560 | Functional | Others
8409 | Mahatma Ghandhi Hospital Jodhpur | Binocular Microscope | Model Not Available | 3000129653 | Functional | Others
8410 | Mahatma Ghandhi Hospital Jodhpur | Binocular Microscope | Model Not Available | 3000129545 | Functional | Others
8411 | Sri Madhopur Chc | Suction Machine | Model Not Available | 2000029029 | Not in use | Others
8412 | Sri Madhopur Chc | Defibrillator | MODEL NOT AVAILABLE | 2000029047 | Not in use | Others
8413 | A K Hospital Beawar Ajmer Dh | Audio Meter | Elkon - EDA 3N3 | 200003472 | Functional | Others
8414 | Sangria Chc | X-Ray Viewer Box | Model Not Available | ELPRO-GE | Functional | Elpro (Ige) International Ltd
8415 | Sangria Chc | X-Ray Viewer Box | Model Not Available | c/95590 | Functional | Elpro (Ige) International Ltd
8416 | A K Hospital Beawar Ajmer Dh | ECG Machine (Single Channel) | Cardio Min 2K | 34467 | Functional | Universal Medicalinstruments
8417 | Thoi Chc | Sahlis HB Meter | Model not available | 2000037256 | Functional | Others
8418 | Phalsund Chc | Semi Automated Chemistry Analyzer | Adonis - Ado Chem 7 | NI30593 | Functional | Adonis Medical Equipments Pvt Ltd
8419 | Sri Madhopur Chc | VDRL Rotator (Rotor and Shaker) | Model Not Available | 2000029009 | Not in use | Others
8420 | Nechwa Chc | Pulse Oxymeter | Model Not Available | 2000029213 | Functional | Others
8421 | Nechwa Chc | FOOT OPERATED SUCTION MACHINE | MODEL NOT AVAILABLE | 2000029214 | Functional | Others
8422 | Nechwa Chc | Freezes | MODEL NOT AVAILABLE | 20000229215 | Functional | Others
8423 | A K Hospital Beawar Ajmer Dh | CPM-Continuous Passive Motion | Model Not Available | CPM21K803025/1 | Functional | Others
8424 | Nechwa Chc | Radiant Heat Warmer | Zeal - RHW 2101A | 2000029215 | Functional | Others
8425 | Nechwa Chc | Radiant Heat Warmer | Zeal - RHW 2101A | 2000029216 | Functional | Others
8426 | Lakhuwali Phc | Suction Machine | Model Not Available | 3000044299 | Functional | Others
8427 | Sangria Chc | Centrifuge Machine ( 4 Tube ) | Remi 4C | EPLC3841 | Non Functional Repairable | Remi Electrotechnik Ltd
8428 | Sri Madhopur Chc | Semi Automated Chemistry Analyzer | 3300 | 2000029013 | Functional | Others
8429 | Sri Madhopur Chc | Semi Automated Chemistry Analyzer | 3300 | 2000029012 | Functional | Others
8430 | A K Hospital Beawar Ajmer Dh | Pulse Oxymeter | MEDITEC P201 | 101920200250 | Functional | Others
8431 | Nechwa Chc | STABILIZER | MODEL NOT AVAILABLE | 93L110 | Functional | Others
8432 | Nechwa Chc | Suction Machine | Model Not Available | 2000029255 | Functional | Others
8433 | Nechwa Chc | Suction Machine | Model Not Available | 2000029227 | Functional | Others
8434 | Govt Bangur Hopital Pali Dh | Radiant Heat Warmer | Meditrin - Heat Warmer | NRHM/WM90 | Functional | Meditrin Instruments
8435 | Simala Phc | Ice lined refrigerator | Model Not Available | 3000129458 | Functional | Others
8436 | District Hospital Paota | Ultra Sonography (USG) & Colour Dopler Machine | Model not available | 2000032968 | Non Functional Not Repairable | Others
8437 | Dh Hanumangarh Town Dh | Pulse Oxymeter | Comet - P (L and T) | C10P1828 | Functional | Larsen And Tourbo Ltd
8438 | Dh Hanumangarh Town Dh | Syringe Infusion Pump | SIMTEK - Infutek 405 | 1009104.5AJ07 | Functional | Simtek Medico Systems Pvt Ltd
8439 | District Sahadat Hospital Tonk Dh | Syringe Infusion Pump | Model not available | 11101045AP05 | Installation Pending | Simtek Medico Systems Pvt Ltd
8440 | District Sahadat Hospital Tonk Dh | Syringe Infusion Pump | Model Not Available | 3000259044 | Functional | Others
8441 | Dh Hanumangarh Town Dh | Syringe Infusion Pump | Model not available | C10P1832 | Functional | Larsen And Tourbo Ltd
8442 | Sms Hospital | Plasma extractor or Expresser | Model Not Available | 107173 | Functional | Others
8443 | Panchu Chc | Semi Automated Chemistry Analyzer | 3300 | 3300-6656 | Functional | Others
8444 | Khachriyawas Chc | Centrifuge Machine ( 12 Tube ) | Model Not Available | 2000031383 | Functional | Others
8445 | Aaslsar Phc | Centrifuge Machine ( 4 Tube ) | Model not available | 3000129412 | Functional | Remi Electrotechnik Ltd
8446 | Panchu Chc | Ice lined refrigerator | HBD-116 | BE04GOE0100B287M0540 | Functional | Others
8447 | District Sahadat Hospital Tonk Dh | Multi-Para Monitor | Schiller - Truscope Classic | M014E005705 | Installation Pending | Schiller Healthcare India Pvt Ltd
8448 | Palsana Chc | 100mA X-Ray Machine | Model not available | 2000037112 | Functional | Others
8449 | Losal Chc | Monocular Microscope | Model not available | 51803 | Functional | Others
8450 | Reengus Chc | Freezes | MODEL NOT AVAILABLE | INCO48814820 | Functional | Others
8451 | District Sahadat Hospital Tonk Dh | Intensive Care Bed | Janak | 3000088313 | Functional | Janak Healthcare Pvt Ltd
8452 | Gharsisar Phc | Ice lined refrigerator | Model Not Available | BE07F4E0N00B21 | Functional | Haier Appliances India Pvt
8453 | Reengus Chc | Blood Cell Counter - 3 part | Model not available | PR38109625 | Functional | Others
8454 | Reengus Chc | Semi Automated Chemistry Analyzer | Micro Lab - RX 50V | 211158 | Functional | Others
8455 | Palsana Chc | Baby Weighing Machine | MODEL NOT AVAILABLE | 3000047581 | Functional | Others
8456 | Gharsisar Phc | Syringe Needle Destroyer | Model not available | 3000129496 | Functional | Others
8457 | Reengus Chc | Oxygen Concentrator | BPL - OG 4203 | A10TH239062 | Not in use | Others
8458 | District Hospital Mahillabag | Suction Machine | Model Not Available | 3000047988 | Functional | Others
8459 | Napsar Chc | VDRL Rotator (Rotor and Shaker) | Model Not Available | 3000042010 | Functional | Others
8460 | Bandhnaou Phc | Baby Weighing Machine | Model Not Available | 3000129512 | Functional | Others
8461 | Bandhnaou Phc | Baby Weighing Machine | Model Not Available | 3000129520 | Functional | Others
8462 | Shobhasar Phc | Ice lined refrigerator | MF - 144 | 2003150970 | Functional | Vestfrost Solutions
8463 | Sms Hospital | Syringe Infusion Pump | Allied - Syrn 200 | 20140200052 | Functional | Alleid Medical Limited
8464 | Goluwala Chc | Ice lined refrigerator | Model Not Available | 3000044205 | Functional | Vestfrost Solutions
8465 | Sms Hospital | Syringe Infusion Pump | Allied - Syrn 200 | 9 | Functional | Alleid Medical Limited
8466 | Sms Hospital | Hot Air Oven | Model not available | 200002931 | Functional | Others
8467 | Kanuta Chc Churu | Glucometer | Nulife - Dots | 3000218192 | Functional | Mrk Healthcare Pvt Ltd Delhi
8468 | Goluwala Chc | Instrument Sterilizer | Model Not Available | 3000044213 | Functional | Others
8469 | Pbm Medical College And Hospital | Syringe Needle Destroyer | Model not available | 2000035946 | Functional | Others
8470 | Sri Madhopur Chc | Centrifuge Machine ( 4 Tube ) | Model not available | CPLC-2221 | Functional | Others
8471 | Sri Madhopur Chc | Baby Weighing Machine | Model Not Available | 2000029068 | Functional | Others
8472 | Sri Madhopur Chc | Baby Weighing Machine | Model Not Available | 2000029070 | Functional | Others
8473 | Khandela Chc | Radiant Heat Warmer | Model Not Available | 2000037186 | Functional | Others
8474 | Khandela Chc | Radiant Heat Warmer | Model Not Available | 2000037187 | Functional | Others
8475 | Khandela Chc | Radiant Heat Warmer | Model not available | 725238 | Non Functional Not Repairable | Others
8476 | Dh Hanumangarh Town Dh | Pulse Oxymeter | Comet - P (L and T) | C09P0382 | Functional | Larsen And Tourbo Ltd
8477 | Sms Hospital | ELISA Reader | Model not available | 357906616 | Functional | Others
8478 | Khandela Chc | Radiant Heat Warmer | Model not available | 0 | Functional | Janak Healthcare Pvt Ltd
8479 | Khandela Chc | Syringe Needle Destroyer | Model not available | 2000037196 | Functional | Others
8480 | Goluwala Chc | Instrument Sterilizer | Model Not Available | 3000044228 | Functional | Others
8481 | Goluwala Chc | Instrument Sterilizer | Model Not Available | 3000044229 | Functional | Others
8482 | Sri Madhopur Chc | Dental Chair Unit | Model Not Available | 91410 | Functional | Others
8483 | Kanuta Chc Churu | Ice lined refrigerator | Model Not Available | 3000129255 | Functional | Haier Appliances India Pvt
8484 | Khandela Chc | FOOT OPERATED SUCTION MACHINE | MODEL NOT AVAILABLE | 2000037198 | Functional | Others
8485 | Kanuta Chc Churu | Radiant Heat Warmer | Model Not Available | 3000129259 | Functional | Zeal Medical Pvt Ltd
8486 | Sms Hospital | Centrifuge Machine ( 8 Tube) | REMI - R 8C DX | 3000086335 | Functional | Others
8487 | Pbm Medical College And Hospital | Cautry Machine | Model Not Available | 2000035932 | Functional | Others
8488 | Pbm Medical College And Hospital | Cautry Machine | Model Not Available | 2000035938 | Functional | Others
8489 | Dh Hanumangarh Town Dh | Ventilator | VersaMed iVent 201 | 2000031965 | Functional | Others
8490 | Dh Hanumangarh Town Dh | Pulse Oxymeter | Comet - P (L and T) | C10P1894 | Functional | Larsen And Tourbo Ltd
8491 | Khachriyawas Chc | Water Bath | Model not available | 2000031392 | Functional | Others
8492 | Sms Hospital | Syringe Needle Destroyer | Model not available | NBSD0719326 | Functional | Others
8493 | Aaslsar Phc | Radiant Heat Warmer | Zeal - RHW 2101A | 3000129408 | Functional | Others
8494 | Aaslsar Phc | Instrument Sterilizer | Model Not Available | 3000129409 | Functional | Others
8495 | Aaslsar Phc | Binocular Microscope | Model Not Available | 3000129414 | Functional | Rohilla Industries Jaipur
8496 | District Sahadat Hospital Tonk Dh | Syringe Infusion Pump | Model not available | 08101045AP09 | Installation Pending | Simtek Medico Systems Pvt Ltd
8497 | Jogliya Phc | Binocular Microscope | Model Not Available | 3000121108 | Functional | Others
8498 | Jogliya Phc | Binocular Microscope | Model Not Available | 3000121110 | Functional | Others
8499 | Dh Hanumangarh Town Dh | SPHYGMOMANOMETER(BP APPRATUS) | MODEL NOT AVAILABLE | 2000037704 | Functional | Others
8500 | Jogliya Phc | Freezes | MODEL NOT AVAILABLE | 300012112 | Functional | Others
8501 | District Sahadat Hospital Tonk Dh | Intensive Care Bed | Janak | 3000088318 | Functional | Janak Healthcare Pvt Ltd
8502 | District Hospital Mahillabag | Blood Bank Refrigerator | MF114 | 3000047983 | Functional | Vestfrost Solutions
8503 | Reengus Chc | Centrifuge Machine ( 8 Tube) | REMI - R4C | CALC46 | Functional | Others
8504 | Mehari Rajiyan Phc | Blood Bank Refrigerator | Model not available | 3000129441 | Functional | Haier Appliances India Pvt
8505 | District Hospital Mahillabag | Blood Bank Refrigerator | Model not available | 3000047986 | Functional | Others
8506 | Panchu Chc | ECG Machine (Six Channel ) | BPL - Cardiart 8408 | c613302 | Functional | Others
8507 | Dh Hanumangarh Town Dh | Mobile ( Portable ) X-Ray Machine | Allengers - MARS 3.5 | 2K100203058-X/HF | Functional | Allengers Medical Systems Ltd
8508 | Dh Hanumangarh Town Dh | Mobile ( Portable ) X-Ray Machine | Allengers - MARS 3.5 | 2K100203101-X/HF | Functional | Allengers Medical Systems Ltd
8509 | District Sahadat Hospital Tonk Dh | Suction Machine | Model Not Available | 3000088222 | Functional | Others
8510 | A K Hospital Beawar Ajmer Dh | Blood Bank Refrigerator | Model not available | 20071020663 | Functional | Others
8511 | Umaid Hospital Jodhpur Medical College Hospital | Phototherepy Unit | MODEL NOT AVAILABLE | 3000131262 | Functional | Others
8512 | District Sahadat Hospital Tonk Dh | Phototherepy Unit | MODEL NOT AVAILABLE | ARYC0652 | Functional | Others
8513 | Govt Bangur Hopital Pali Dh | ELISA Reader | Model not available | 46151100se(rt-2600c) | Functional | Rayto Life And Analytical Sciences Co Ltd
8514 | Dist Hospital Barmer Dh | Phototherepy Unit | Meditrin - Digital Bilitimer Phototherapy | 435 | Functional | Meditrin Instruments
8515 | Govt Bangur Hopital Pali Dh | Radiant Heat Warmer | Meditrin - Heat Warmer | 3000124468 | Functional | Meditrin Instruments
8516 | A K Hospital Beawar Ajmer Dh | Radiant Heat Warmer | CP 3164 | 3000138485 | Non Functional Repairable | Others
8517 | Simala Phc | Glucometer | Model not available | 3000129462 | Functional | Others
8518 | District Hospital Paota | Baby Weighing Machine | Model Not Available | 2000032969 | Functional | Meditrin Instruments
8519 | Deshnok Chc | Binocular Microscope | PZB 22 | 2000030768 | Functional | Others
8520 | Lakhuwali Phc | Suction Machine | Model Not Available | 3000044307 | Functional | Niscomed Electro Medical Devices
8521 | M G Hospital Bhilwara Dh | Photoelectric Calorimeter | Calorimeter - 1312 | 3000042788 | Functional | Others
8522 | District Hospital Paota | Baby Weighing Machine | Model Not Available | 2000032981 | Functional | Zeal Medical Pvt Ltd
8523 | Sangria Chc | Syringe Needle Destroyer | Model not available | 3000043122 | Non Functional Repairable | Others
8524 | Mahatma Ghandhi Hospital Jodhpur | Blood Cell Counter - 3 part | Model not available | 65835 | Functional | Others
8525 | Boghera Phc | Syringe Needle Destroyer | Model not available | 3000129453 | Functional | Others
8526 | M G Hospital Bhilwara Dh | Blood Bank Refrigerator | JAR -31 | 3000125071 | Functional | Others
8527 | Sardarsahar Chc | Dental Chair Unit | Model Not Available | 3000129401 | Functional | Others
8528 | Ramgarh Sethan Chc | 100mA X-Ray Machine | Model not available | 2000037389 | Functional | Others
8529 | Mahatma Ghandhi Hospital Jodhpur | Centrifuge Machine ( 8 Tube) | Model Not Available | 1006 | Functional | Others
8530 | Ramgarh Sethan Chc | Freezes | MODEL NOT AVAILABLE | 2000037388 | Functional | Others
8531 | Sardarsahar Chc | Monocular Microscope | Model not available | 3000129382 | Functional | Others
8532 | A K Hospital Beawar Ajmer Dh | Freezes | CP 3164 | 3000230802 | Functional | Deepak Enterprises
8533 | Sardarsahar Chc | ECG Machine (Single Channel) | Medicaid - Cardio Fax | 3000129399 | Functional | Others
8534 | Sardarsahar Chc | ECG Machine (Single Channel) | Medicaid - Cardio Fax | 3000129400 | Functional | Others
8535 | Sangria Chc | Suction Machine | Model Not Available | 3000043100 | Functional | Others
8536 | 17 Z Phc | Multi-Para Monitor | Model not available | 3000117336 | Functional | Others
8537 | Mahatma Ghandhi Hospital Jodhpur | Centrifuge Machine ( 8 Tube) | REMI - R 8C | BOCO434 | Functional | Others
8538 | Lakhanpur Phc | Binocular Microscope | Model Not Available | 2000003264 | Functional | Others
8539 | A K Hospital Beawar Ajmer Dh | Defibrillator | MODEL NOT AVAILABLE | 262 | Functional | Schiller Healthcare India Pvt Ltd
8540 | M G Hospital Bhilwara Dh | Blood Bank Refrigerator | Model not available | 3000125078 | Functional | Others
8541 | Khachriyawas Chc | Hydraulic Operation Table | MODEL NOT AVAILABLE | 2000031403 | Functional | Others
8542 | Jaitasar Phc | Ice lined refrigerator | HBD-116 | BE04G4E2600B2A7T0025 | Functional | Haier Appliances India Pvt
8543 | Palsana Chc | Spot Light ( Portable ) | Model Not Available | 2000037073 | Functional | Others
8544 | Gharsisar Phc | Syringe Needle Destroyer | Model not available | 3000129494 | Functional | Others
8545 | Panchu Chc | Autoclave | Model not available | 1672 | Functional | Others
8546 | Reengus Chc | Nebulizer | MODEL NOT AVAILABLE | 1504 | Functional | Others
8547 | Dh Hanumangarh Town Dh | Oxygen Concentrator | BPL - OG 4203 | AXTC9J4213 | Functional | Bpl Medical Technologies
8548 | Bhadarji Ki Kuwa Uphc Sardarsahar Ii | Centrifuge Machine ( 4 Tube ) | Remi 4C | 30000129538 | Functional | Others
8549 | Shobhasar Phc | FOOT OPERATED SUCTION MACHINE | MODEL NOT AVAILABLE | 3000116100 | Functional | Others
8550 | Satellite Hospital Mandor, Jodhpur | Ventilator | Model Not Available | 3000047657 | Functional | Others
8551 | Satellite Hospital Mandor, Jodhpur | Ventilator | Model Not Available | 3000047658 | Functional | Others
8552 | Satellite Hospital Mandor, Jodhpur | Ventilator | Model Not Available | 3000047659 | Functional | Others
8553 | Satellite Hospital Mandor, Jodhpur | Ventilator | Model Not Available | 3000047660 | Functional | Others
8554 | Gogameri Phc | Suction Machine | Model Not Available | 3000199737 | Functional | Others
8555 | Satellite Hospital Mandor, Jodhpur | SPHYGMOMANOMETER(BP APPRATUS) | MODEL NOT AVAILABLE | 3000049119 | Functional | Others
8556 | Satellite Hospital Mandor, Jodhpur | SPHYGMOMANOMETER(BP APPRATUS) | MODEL NOT AVAILABLE | 3000049120 | Functional | Others
8557 | Badawar Phc | Syringe Needle Destroyer | Microsil - ND350 | 4257 | Functional | Linco Scientific Instruments And Chemicals (P) Ltd
8558 | A K Hospital Beawar Ajmer Dh | Phototherepy Unit | Fenam, Bilitron Sky 5006 | I-IYAK-450021 | Functional | Others
8559 | Badawar Phc | FOOT OPERATED SUCTION MACHINE | MODEL NOT AVAILABLE | 3000116135 | Functional | Others
8560 | Govt Bangur Hopital Pali Dh | Pulse Oxymeter | Comet - P (L and T) | 380 | Functional | Others
8561 | Satellite Hospital Mandor, Jodhpur | Blood Bank Refrigerator | JAR -31 | R0903792 | Functional | Others
8562 | Satellite Hospital Mandor, Jodhpur | Operating Microscope | Model Not Available | 3000049130 | Functional | Crown Digital Scales Inc
8563 | Deshnok Chc | Freezes | MODEL NOT AVAILABLE | 25010755 | Functional | Others
8564 | Govt Bangur Hopital Pali Dh | Pulse Oxymeter | Model Not Available | 380 | Functional | Clarity Medical Pvt Ltd
8565 | Satellite Hospital Mandor, Jodhpur | Suction Machine | Model Not Available | 3000049125 | Functional | Others
8566 | Satellite Hospital Mandor, Jodhpur | Suction Machine | Model Not Available | 3000049126 | Functional | Others
8567 | Dh Hanumangarh Town Dh | Ventilator | AVEA | 2000031964 | Functional | Carefusion - Usa
8568 | Ramgarh Chc Hanumangarh | Syringe Needle Destroyer | Model not available | 3000043225 | Functional | Others
8569 | Losal Chc | Syringe Needle Destroyer | Model not available | 2000029700 | Not in use | Others
8570 | Losal Chc | Syringe Needle Destroyer | Model not available | 2000029704 | Not in use | Others
8571 | Losal Chc | Syringe Needle Destroyer | Model not available | 2000029711 | Not in use | Others
8572 | Losal Chc | Syringe Needle Destroyer | Model not available | 2000029712 | Not in use | Others
8573 | Losal Chc | Syringe Needle Destroyer | Model not available | 2000029713 | Not in use | Others
8574 | Losal Chc | Syringe Needle Destroyer | Model not available | 2000029714 | Not in use | Others
8575 | Losal Chc | Syringe Needle Destroyer | Model not available | 2000029715 | Not in use | Others
8576 | Mahatma Ghandhi Hospital Jodhpur | Blood Bank Refrigerator | Model not available | 3000122485 | Functional | Others
8577 | Mahatma Ghandhi Hospital Jodhpur | Blood Bank Refrigerator | Model not available | 300012286 | Functional | Others
8578 | Mahatma Ghandhi Hospital Jodhpur | Blood Bank Refrigerator | Model not available | 3000122483 | Functional | Others
8579 | Mahatma Ghandhi Hospital Jodhpur | Blood Bank Refrigerator | Model not available | 3000122487 | Functional | Others
8580 | Mahatma Ghandhi Hospital Jodhpur | Blood Bank Refrigerator | Model not available | 3000122488 | Functional | Others
8581 | Mahatma Ghandhi Hospital Jodhpur | Blood Bank Refrigerator | Model not available | 3000122489 | Functional | Others
8582 | Mahatma Ghandhi Hospital Jodhpur | Blood Bank Refrigerator | Model not available | 3000122490 | Functional | Others
8583 | Mahatma Ghandhi Hospital Jodhpur | Blood Bank Refrigerator | Model not available | 3000122491 | Functional | Others
8584 | Mahatma Ghandhi Hospital Jodhpur | Blood Bank Refrigerator | Model not available | 3000122492 | Functional | Others
8585 | Mahatma Ghandhi Hospital Jodhpur | Blood Bank Refrigerator | Model not available | 3000122494 | Functional | Others
8586 | Gov. Hospital, Sujangarh Sdh | Instrument Sterilizer | Model Not Available | 3000129007 | Functional | Rhsdp Supply
8587 | A K Hospital Beawar Ajmer Dh | Defibrillator | MODEL NOT AVAILABLE | J10D363 | Functional | Others
8588 | Deeplana Phc | Freezes | MODEL NOT AVAILABLE | 3000043276 | Functional | Others
8589 | M G Hospital Bhilwara Dh | ELISA Reader | Model not available | 3000125117 | Functional | Others
8590 | A K Hospital Beawar Ajmer Dh | Pulse Oxymeter | Model Not Available | M014E006362 | Functional | Schiller Healthcare India Pvt Ltd
8591 | M G Hospital Bhilwara Dh | Phototherepy Unit | MODEL NOT AVAILABLE | RHW2101A/1013/2249 | Functional | Others
8592 | District Sahadat Hospital Tonk Dh | Syringe Infusion Pump | Model not available | 08101045AP01 | Installation Pending | Simtek Medico Systems Pvt Ltd
8593 | Dh Hanumangarh Town Dh | Syringe Infusion Pump | SIMTEK - Infutek 405 | 1609104.5AJ05 | Functional | Simtek Medico Systems Pvt Ltd
8594 | Khachriyawas Chc | Hemoglobin meter | Model Not Available | 2000031393 | Functional | Others
8595 | Aaslsar Phc | Ice lined refrigerator | MK - 142 | 3000129404 | Functional | Others
8596 | Dh Hanumangarh Town Dh | Syringe Infusion Pump | SIMTEK - Infutek 405 | 1609104.5AJ01 | Functional | Simtek Medico Systems Pvt Ltd
8597 | Losal Chc | Radiant Heat Warmer | Model Not Available | 2000029727 | Functional | Others
8598 | Losal Chc | Radiant Heat Warmer | Model Not Available | 2000029728 | Functional | Others
8599 | Reengus Chc | 100mA X-Ray Machine | Medford - MXD 1000 | 8030 | Functional | Others
8600 | Jajod Chc | Hemoglobin meter | Model Not Available | 2000037588 | Functional | Others
8601 | Dh Hanumangarh Town Dh | FOGGING MACHINE | MODEL NOT AVAILABLE | 2000031685 | Functional | Others
8602 | Reengus Chc | Defibrillator | MODEL NOT AVAILABLE | JI413141 | Functional | Others
8603 | District Hospital Mahillabag | Instrument Sterilizer | Model Not Available | 3000047652 | Functional | Others
8604 | Bandhnaou Phc | Baby Weighing Machine | Model Not Available | 3000129518 | Functional | Others
8605 | Napsar Chc | Hemoglobin meter | Model Not Available | 2000030697 | Functional | Others
8606 | Dh Hanumangarh Town Dh | Single Puncture Laparoscope with Console Unit | 26034AAV | 2000037740 | Functional | Karl Storz
8607 | Sudubari Phc | Instrument Sterilizer | Model Not Available | 3000129298 | Functional | Others
8608 | Bandhnaou Phc | Binocular Microscope | AMT 5A | 3000129521 | Functional | Others
8609 | Sudubari Phc | Ice lined refrigerator | Model Not Available | 3000129312 | Functional | Haier Appliances India Pvt
8610 | District Sahadat Hospital Tonk Dh | Ventilator | VersaMed iVent 201 | 3000088162 | Functional | Others
8611 | Pulasar Phc | Ice lined refrigerator | Model Not Available | 44622995 | Functional | Others
8612 | Pulasar Phc | Centrifuge Machine ( 4 Tube ) | Model not available | HGLC-9398 | Functional | Remi Electrotechnik Ltd
8613 | District Sahadat Hospital Tonk Dh | Suction Machine | Model Not Available | 3000088164 | Functional | Others
8614 | Sudubari Phc | Syringe Needle Destroyer | Model not available | 3000129307 | Functional | Others
8615 | Dh Hanumangarh Town Dh | Nebulizer | MODEL NOT AVAILABLE | PCB102087 | Functional | Others
8616 | Gogameri Phc | Spot Light ( Portable ) | Model Not Available | 3000043255 | Functional | Others
8617 | Sudubari Phc | Syringe Needle Destroyer | Model not available | 3000129309 | Functional | Others
8618 | Lakhanpur Phc | Binocular Microscope | Model Not Available | 2000003263 | Functional | Others
8619 | Sardarsahar Chc | Blood Bank Refrigerator | Model not available | 3000129397 | Functional | Others
8620 | Sangria Chc | Glucometer | Model not available | N100002958 | Non Functional Repairable | Others
8621 | Mahatma Ghandhi Hospital Jodhpur | Syringe Infusion Pump | Model not available | 3000117153 | Functional | Others
8622 | Mahatma Ghandhi Hospital Jodhpur | Syringe Infusion Pump | Model not available | 3000117157 | Functional | Others
8623 | Mahatma Ghandhi Hospital Jodhpur | Syringe Infusion Pump | Model not available | 3000117154 | Functional | Others
8624 | Mahatma Ghandhi Hospital Jodhpur | Syringe Infusion Pump | Model not available | 3000117156 | Functional | Others
8625 | Mahatma Ghandhi Hospital Jodhpur | Syringe Infusion Pump | Model not available | 3000117155 | Functional | Others
8626 | Mahatma Ghandhi Hospital Jodhpur | Syringe Infusion Pump | Model not available | 3000117160 | Functional | Others
8627 | Mahatma Ghandhi Hospital Jodhpur | Syringe Infusion Pump | Model not available | 3000117001 | Functional | Others
8628 | Mahatma Ghandhi Hospital Jodhpur | Syringe Infusion Pump | Model not available | 3000117002 | Functional | Others
8629 | Mahatma Ghandhi Hospital Jodhpur | Syringe Infusion Pump | Model not available | 3000117005 | Functional | Others
8630 | Sangria Chc | ECG Machine (Single Channel) | Medicaid - Cardio Fax | C713546 | Functional | Others
8631 | Mahatma Ghandhi Hospital Jodhpur | Nebulizer | MODEL NOT AVAILABLE | 3000117282 | Functional | Others
8632 | Dh Hanumangarh Town Dh | Multi-Para Monitor | Star 50 ( L and T ) | A10SR0578 | Functional | Larsen And Tourbo Ltd
8633 | Mahatma Ghandhi Hospital Jodhpur | Instrument Sterilizer | Model Not Available | 3000049985 | Functional | Others
8634 | Dist Hospital Barmer Dh | Syringe Needle Destroyer | Model not available | 3000124856 | Functional | Others
8635 | Mahatma Ghandhi Hospital Jodhpur | Anesthesia Machine | MODEL NOT AVAILABLE | 3000122477 | Functional | Others
8636 | Govt Bangur Hopital Pali Dh | Centrifuge Machine ( 4 Tube ) | Model not available | wlc-6360 | Functional | Remi Electrotechnik Ltd
8637 | M G Hospital Bhilwara Dh | Phototherepy Unit | MODEL NOT AVAILABLE | NRV002/205/36 | Installation Pending | Others
8638 | District Sahadat Hospital Tonk Dh | Syringe Infusion Pump | Model not available | 55537 | Non Functional Repairable | Simtek Medico Systems Pvt Ltd
8639 | A K Hospital Beawar Ajmer Dh | Keratometer | Model Not Available | 34647 | Functional | Others
8640 | Mahatma Ghandhi Hospital Jodhpur | Hot Air Oven | Model not available | 3000122464 | Functional | Others
8641 | Nohar Chc | Ice lined refrigerator | Model Not Available | 3000043395 | Functional | Vestfrost Solutions
8642 | City Dispensary Nagorigte | Ice lined refrigerator | Model Not Available | 3000049545 | Functional | Cmho Supply
8643 | Mahatma Ghandhi Hospital Jodhpur | Nebulizer | MODEL NOT AVAILABLE | 3000124100 | Functional | Others
8644 | Sms Hospital | Blood Collection Monitor | Model Not Available | AHCM-326/11-12 | Functional | Others
8645 | Panchu Chc | Syringe Needle Destroyer | Microsil ND-60 | 800-521 | Functional | Linco Scientific Instruments And Chemicals (P) Ltd
8646 | Jogliya Phc | Glucometer | Model not available | 300012111 | Functional | Others
8647 | Gharsisar Phc | Centrifuge Machine ( 4 Tube ) | Model not available | 3000129485 | Functional | Cmho Supply
8648 | Dh Hanumangarh Town Dh | Instrument Sterilizer | Model Not Available | 2000037709 | Functional | Others
8649 | Dh Hanumangarh Town Dh | Syringe Needle Destroyer | Nulife - Dots | 2000037745 | Functional | Mrk Healthcare Pvt Ltd Delhi
8650 | Losal Chc | Radiant Heat Warmer | Model Not Available | 2000029697 | Functional | Others
8651 | District Sahadat Hospital Tonk Dh | Intensive Care Bed | Janak | 3000088314 | Functional | Janak Healthcare Pvt Ltd
8652 | Panchu Chc | 300mA X-Ray Machine | Allengers - 300mA | 2k130606245x/hf | Functional | Allengers Medical Systems Ltd
8653 | Gogameri Phc | SPHYGMOMANOMETER(BP APPRATUS) | ELITE | 3000043250 | Functional | Others
8654 | Dh Hanumangarh Town Dh | Phototherepy Unit | Fenam, Bilitron Sky 5006 | 2000031724 | Functional | Fanem
8655 | Nohar Chc | Blood Mixer ( Roller Mixer ) | Model not available | 2313 | Functional | Others
8656 | Nohar Chc | Binocular Microscope | Model Not Available | 08-N-84-18 | Non Functional Not Repairable | Others
8657 | District Hospital Mahillabag | 300mA X-Ray Machine | GME - GMHF-32 | 3000047653 | Functional | Others
8658 | Reengus Chc | Hydraulic Operation Table | MODEL NOT AVAILABLE | 32 | Functional | Others
8659 | Bhadarji Ki Kuwa Uphc Sardarsahar Ii | Monocular Microscope | Model not available | 30000129539 | Not in use | Others
8660 | Sudubari Phc | Syringe Needle Destroyer | Model not available | N/1019 | Functional | Others
8661 | Dh Hanumangarh Town Dh | Autoclave | Model not available | 2000031672 | Functional | Others
8662 | Bhadarji Ki Kuwa Uphc Sardarsahar Ii | Syringe Needle Destroyer | Model not available | 30000129542 | Not in use | Others
8663 | Sudubari Phc | SPHYGMOMANOMETER(BP APPRATUS) | MODEL NOT AVAILABLE | 3000129291 | Functional | Others
8664 | District Hospital Mahillabag | Suction Machine | Model not available | 2000022411 | Non Functional Repairable | Bhasin Sons Private Limited
8665 | Shobhasar Phc | Centrifuge Machine ( 4 Tube ) | Model not available | EILC-3310 | Functional | Remi Electrotechnik Ltd
8666 | District Hospital Mahillabag | Syringe Needle Destroyer | Model not available | 3000047650 | Functional | Others
8667 | Gogameri Phc | Centrifuge Machine ( 4 Tube ) | Model not available | 3000043243 | Functional | Remi Electrotechnik Ltd
8668 | Napsar Chc | Centrifuge Machine ( 8 Tube) | REMI - R4C | 3000042009 | Functional | Remi Electrotechnik Ltd
8669 | Shobhasar Phc | Baby Weighing Machine | Model Not Available | 3000116099 | Functional | Crown Digital Scales Inc
8670 | City Dispensary Vaishali Nagar | Ice lined refrigerator | Model Not Available | 3000130101 | Functional | Haier Appliances India Pvt
8671 | M G Hospital Bhilwara Dh | Fetal Monitor | EDAN F-6 | 3000125135 | Functional | Others
8672 | Nohar Chc | Baby Weighing Machine | Model Not Available | 3000043370 | Functional | Crown Digital Scales Inc
8673 | Mahatma Ghandhi Hospital Jodhpur | Suction Machine | Nulife - Dots | NBSD0713933 | Functional | Mrk Healthcare Pvt Ltd Delhi
8674 | Mahatma Ghandhi Hospital Jodhpur | Incubator | MODEL NOT AVAILABLE | 3000049992 | Functional | Others
8675 | District Sahadat Hospital Tonk Dh | Suction Machine | Model Not Available | 3000088199 | Functional | Others
8676 | Umaid Hospital Jodhpur Medical College Hospital | Suction Machine | Model Not Available | 30000131277 | Functional | Others
8677 | Umaid Hospital Jodhpur Medical College Hospital | Fetal Monitor | EDAN F-6 | 3000122690 | Functional | Edan Smart
8678 | Umaid Hospital Jodhpur Medical College Hospital | Pulse Oxymeter | Model Not Available | 3000131249 | Functional | Others
8679 | Kalana Phc | Binocular Microscope | AMT 5A | 2000037988 | Functional | Others
8680 | Dhansiya Phc | Fetal Doppler | MODEL NOT AVAILABLE | 3000043426 | Functional | Others
8681 | Umaid Hospital Jodhpur Medical College Hospital | Pulse Oxymeter | Model Not Available | 3000131248 | Functional | Others
8682 | Mahatma Ghandhi Hospital Jodhpur | Binocular Microscope | Model Not Available | 992-A | Functional | Others
8683 | District Hospital Paota | ELISA Washer | Model not available | 3000047948 | Functional | Others
8684 | Kalana Phc | Glucometer | Model not available | 2000037990 | Functional | Others
8685 | District Sahadat Hospital Tonk Dh | Phototherepy Unit | MODEL NOT AVAILABLE | 450145 | Functional | Others
8686 | Mahatma Ghandhi Hospital Jodhpur | Multi-Para Monitor | Model not available | 3000124127 | Functional | Others
8687 | Dist Hospital Barmer Dh | Radiant Heat Warmer | Meditrin - Heat Warmer | 9273 | Functional | Meditrin Instruments
8688 | Deengarh Phc | Syringe Needle Destroyer | Model not available | NBSO-0716862 | Functional | Mrk Healthcare Pvt Ltd Delhi
8689 | Kalana Phc | Ice lined refrigerator | Model Not Available | 2000037996 | Functional | Vestfrost Solutions
8690 | Kalana Phc | Suction Machine | Model Not Available | 2000037997 | Functional | Haier Appliances India Pvt
8691 | Mahatma Ghandhi Hospital Jodhpur | Autoclave | Model not available | 3000117233 | Functional | Others
8692 | Mahatma Ghandhi Hospital Jodhpur | Autoclave | Model not available | 3000117232 | Functional | Others
8693 | City Dispensary Residency | Ice lined refrigerator | MK - 142 | 25018008 | Functional | Vestfrost Solutions
8694 | Mahatma Ghandhi Hospital Jodhpur | C R System | Model not available | K5296-5616 | Functional | Others
8695 | District Hospital Paota | Blood Bank Refrigerator | Model not available | 3000047952 | Functional | Others
8696 | District Sahadat Hospital Tonk Dh | Syringe Infusion Pump | Model not available | 04101045AP19 | Installation Pending | Simtek Medico Systems Pvt Ltd
8697 | Khachriyawas Chc | Glucometer | Model not available | 2000031386 | Functional | Others
8698 | Losal Chc | Semi Automated Chemistry Analyzer | Model not Available | 1211165 | Functional | Others
8699 | District Sahadat Hospital Tonk Dh | ECG Machine (Six Channel ) | BPL - Cardiart 8408 | G16056 | Functional | Bpl Medical Technologies
8700 | Panchu Chc | SPHYGMOMANOMETER(BP APPRATUS-Digital) | CE0197 | 20130404099VAI | Functional | Omron Health Care
8701 | Mehari Rajiyan Phc | Binocular Microscope | PZB 22 | 3000129435 | Functional | Others
8702 | Dh Hanumangarh Town Dh | Defibrillator | MODEL NOT AVAILABLE | VS004585-66 | Functional | Philips Electronics India Ltd
8703 | Losal Chc | 100mA X-Ray Machine | Model not available | 2K130506225 | Functional | Others
8704 | District Sahadat Hospital Tonk Dh | Intensive Care Bed | Janak | 3000088312 | Functional | Janak Healthcare Pvt Ltd
8705 | Gogameri Phc | Weighing Machine | MODEL NOT AVAILABLE | 3000043247 | Functional | Crown Digital Scales Inc
8706 | Panchu Chc | Monocular Microscope | Model not available | 2000035182 | Functional | Others
8707 | Nohar Chc | Blood Cell Counter - 3 part | Model not available | 306ESOHO5872 | Functional | Horiba India Pvt Ltd
8708 | District Sahadat Hospital Tonk Dh | Ventilator | Model Not Available | BBU01510 | Installation Pending | Carefusion - Usa
8709 | Gharsisar Phc | Syringe Needle Destroyer | Model not available | 3000129498 | Functional | Others
8710 | Gharsisar Phc | Syringe Needle Destroyer | Model not available | 3000129499 | Functional | Others
8711 | Sudubari Phc | Baby Weighing Machine | Model Not Available | 3000129292 | Functional | Others
8712 | Sudubari Phc | Syringe Needle Destroyer | Model not available | 3000129293 | Functional | Others
8713 | Gogameri Phc | Freezes | MODEL NOT AVAILABLE | 3000043244 | Functional | Others
8714 | Napsar Chc | Monocular Microscope | Model not available | 2000030696 | Functional | Others
8715 | Dh Hanumangarh Town Dh | Single Puncture Laparoscope with Console Unit | 26034AAV | 2000037739 | Functional | Karl Storz
8716 | Sudubari Phc | Baby Weighing Machine | Model Not Available | 3000129296 | Functional | Others
8717 | Sudubari Phc | Syringe Needle Destroyer | Model not available | 3000129297 | Functional | Others
8718 | Napsar Chc | Ice lined refrigerator | Model Not Available | 2000030698 | Functional | Rhsdp Supply
8719 | Sudubari Phc | Instrument Sterilizer | Model Not Available | 3000129299 | Functional | Others
8720 | Sudubari Phc | Freezes | MODEL NOT AVAILABLE | 269612 | Non Functional Not Repairable | Others
8721 | Dist Hospital Barmer Dh | SPHYGMOMANOMETER(BP APPRATUS) | MODEL NOT AVAILABLE | 3000124852 | Functional | Elkon Private Limited
8722 | Mahroli Chc | Binocular Microscope | PZB 22 | 2000037043 | Functional | Others
8723 | Mahroli Chc | Binocular Microscope | Model not available | 3000046513 | Functional | Others
8724 | Sheoganj Chc | Spot Light ( Portable ) | Model Not Available | 3000056575 | Functional | Others
8725 | A K Hospital Beawar Ajmer Dh | Hydraulic Operation Table | Janak | 34600 | Functional | Janak Healthcare Pvt Ltd
8726 | Piprali Chc | Automated Urine Analyzer | Model not available | 1211168 | Functional | Others
8727 | Raghunathgarh Phc | Weighing Machine | Victoria DX | 2000021409 | Functional | Crown Digital Scales Inc
8728 | A K Hospital Beawar Ajmer Dh | A Scan Ultrasonic Biometer | Model Not Available | 107003040 | Functional | Others
8729 | Dist Hospital Barmer Dh | Phototherepy Unit | Fenam, Bilitron Sky 5006 | 450018 | Functional | Fanem
8730 | Nohar Chc | Baby Weighing Machine | Model Not Available | 3000043396 | Functional | Others
8731 | Umaid Hospital Jodhpur Medical College Hospital | Nebulizer | MODEL NOT AVAILABLE | 3000122967 | Functional | Others
8732 | A K Hospital Beawar Ajmer Dh | A Scan Ultrasonic Biometer | Model Not Available | 210132 | Functional | Others
8733 | Umaid Hospital Jodhpur Medical College Hospital | Nebulizer | Victoria DX | 3000141294 | Functional | Crown Digital Scales Inc
8734 | District Sahadat Hospital Tonk Dh | Suction Machine | Model Not Available | c44bw05 | Non Functional Repairable | Others
8735 | Jhalawar Medical College Medical Collage Hospital | Radiant Heat Warmer | Model Not Available | 30000121184 | Functional | Others
8736 | Jhalawar Medical College Medical Collage Hospital | Radiant Heat Warmer | Model Not Available | 3000121185 | Functional | Others
8737 | Jhalawar Medical College Medical Collage Hospital | Multi-Para Monitor | Model not available | 3000130207 | Functional | Others
8738 | Jhalawar Medical College Medical Collage Hospital | Multi-Para Monitor | Model not available | 3000130206 | Functional | Others
8739 | Jhalawar Medical College Medical Collage Hospital | Multi-Para Monitor | Model not available | 3000130205 | Functional | Others
8740 | Umaid Hospital Jodhpur Medical College Hospital | Multi-Para Monitor | Model not available | L135142 | Functional | Larsen And Tourbo Ltd
8741 | Umaid Hospital Jodhpur Medical College Hospital | Syringe Infusion Pump | SIMTEK - Infutek 405 | 4DI455502 | Functional | Simtek Medico Systems Pvt Ltd
8742 | Dist Hospital Barmer Dh | Phototherepy Unit | MODEL NOT AVAILABLE | 450020 | Functional | Fanem
8743 | Mahatma Ghandhi Hospital Jodhpur | Binocular Microscope | Model Not Available | 3000129564 | Functional | Others
8744 | Mahatma Ghandhi Hospital Jodhpur | Binocular Microscope | Model Not Available | 3000129565 | Functional | Others
8745 | Mahatma Ghandhi Hospital Jodhpur | Binocular Microscope | Model Not Available | 3000123566 | Functional | Others
8746 | Mahatma Ghandhi Hospital Jodhpur | Binocular Microscope | Model Not Available | 3000129567 | Functional | Others
8747 | Mahatma Ghandhi Hospital Jodhpur | Binocular Microscope | Model Not Available | 3000129568 | Functional | Others
8748 | Nohar Chc | Hemoglobin meter | Model Not Available | 3000043333 | Functional | Others
8749 | Gogameri Phc | Hemoglobin meter | HB 301 | 3000043245 | Functional | Hemocue India
8750 | Nohar Chc | Hemoglobin meter | Model Not Available | 3000043334 | Functional | Others
8751 | District Sahadat Hospital Tonk Dh | Multi-Para Monitor | Model not available | A105R0617 | Functional | Larsen And Tourbo Ltd
8752 | Sudubari Phc | Syringe Needle Destroyer | Model not available | 3000129300 | Functional | Others
8753 | Nohar Chc | Hemoglobin meter | HB 301 | 3000043335 | Functional | Hemocue India
8754 | Sudubari Phc | Blood Bank Refrigerator | Model not available | 3000129311 | Functional | Haier Appliances India Pvt
8755 | District Hospital Paota | Pulse Oxymeter | Model Not Available | 2000032993 | Functional | Clarity Medical Pvt Ltd
8756 | M G Hospital Bhilwara Dh | Defibrillator | MODEL NOT AVAILABLE | J13C189 | Functional | Others
8757 | Napsar Chc | Hydraulic Operation Table | MODEL NOT AVAILABLE | 3000042016 | Functional | Cmho Supply
8758 | Napsar Chc | Hydraulic Operation Table | MODEL NOT AVAILABLE | 3000042017 | Functional | Others
8759 | District Hospital Paota | Spot Light ( Portable ) | Model Not Available | 2000032991 | Functional | Others
8760 | M G Hospital Bhilwara Dh | Syringe Infusion Pump | MODEL NOT AVAILABLE | 2014412010000110 | Functional | Others
8761 | A K Hospital Beawar Ajmer Dh | Multi-Para Monitor | Schiller - Truscope Classic | M014E004188 | Functional | Schiller Healthcare India Pvt Ltd
8762 | Nohar Chc | Blood Bank Refrigerator | Model not available | BO1-4404 | Functional | Remi Electrotechnik Ltd
8763 | Nohar Chc | Blood Bank Refrigerator | Model not available | 1059 | Functional | Authentic Instruments Ltd
8764 | Bagsar Authana Phc | Suction Machine | Model Not Available | 3000129328 | Functional | Lifex Medical
8765 | Sardarsahar Chc | Instrument Sterilizer | Model Not Available | 3000129367 | Functional | Others
8766 | A K Hospital Beawar Ajmer Dh | Pulse Oxymeter | Comet - P (L and T) | CO9P0316 | Functional | Larsen And Tourbo Ltd
8767 | M G Hospital Bhilwara Dh | Suction Machine | Model Not Available | 300042792 | Functional | Others
8768 | Tb Clinic Hanumangarh | Monocular Microscope | Model not available | 46103 | Functional | Others
8769 | District Hospital Paota | ECG Machine (Single Channel) | BPL - Cardiart 108T | 3000047973 | Functional | Bpl Medical Technologies
8770 | Ramgarh Sethan Chc | Binocular Microscope | Model Not Available | 2000037360 | Functional | Others
8771 | Sangria Chc | Suction Machine | Model Not Available | 3000043114 | Functional | Bpl Medical Technologies
8772 | Kesarisinghpur Chc | Blood Cell Counter - 3 part | Model not available | 3000048744 | Functional | Others
8773 | Bagsar Authana Phc | FOOT OPERATED SUCTION MACHINE | MODEL NOT AVAILABLE | 3000129336 | Functional | Others
8774 | M G Hospital Bhilwara Dh | Autoclave | Model not available | M105136 | Functional | Others
8775 | Kalana Phc | Blood Bank Refrigerator | Model not available | 2000037997 | Functional | Haier Appliances India Pvt
8776 | Mahatma Ghandhi Hospital Jodhpur | Pulse Oxymeter | Model Not Available | 3000117081 | Functional | Others
8777 | District Sahadat Hospital Tonk Dh | Multi-Para Monitor | Schiller - Truscope Classic | 3000088193 | Functional | Schiller Healthcare India Pvt Ltd
8778 | Mahatma Ghandhi Hospital Jodhpur | Suction Machine | Model Not Available | 3000124178 | Not in use | Others
8779 | District Sahadat Hospital Tonk Dh | Suction Machine | Model Not Available | 3000088196 | Functional | Others
8780 | Mahatma Ghandhi Hospital Jodhpur | Suction Machine | Model Not Available | 3000124101 | Functional | Others
8781 | Mahatma Ghandhi Hospital Jodhpur | ECG Machine (Single Channel) | Model Not Available | 3000124132 | Functional | Others
8782 | District Sahadat Hospital Tonk Dh | Syringe Infusion Pump | Model not available | 55508 | Functional | Simtek Medico Systems Pvt Ltd
8783 | Umaid Hospital Jodhpur Medical College Hospital | O.T. Light Double Dome | MODEL NOT AVAILABLE | 3000122677 | Functional | A K Surgicals
8784 | City Dispensary No 2 Sati Mandir Muslim | SPHYGMOMANOMETER(BP APPRATUS) | MODEL NOT AVAILABLE | 2000019118 | Functional | Others
8785 | City Dispensary Nagorigte | Binocular Microscope | BLS 116 | 4568 | Functional | Others
8786 | Umaid Hospital Jodhpur Medical College Hospital | Syringe Infusion Pump | SIMTEK - Infutek 405 | 13061145AJ08 | Functional | Others
8787 | Mahatma Ghandhi Hospital Jodhpur | 100mA X-Ray Machine | Allengers - MARS 3.5 | 3000124123 | Functional | Others
8788 | Umaid Hospital Jodhpur Medical College Hospital | O.T. Light Double Dome | MODEL NOT AVAILABLE | 3000122672 | Functional | A K Surgicals
8789 | Mahatma Ghandhi Hospital Jodhpur | Pulse Oxymeter | Model Not Available | 3000120174 | Non Functional Repairable | Others
8790 | Mahatma Ghandhi Hospital Jodhpur | Pulse Oxymeter | Model Not Available | 3000120177 | Non Functional Repairable | Others
8791 | Nohar Chc | Blood Bank Refrigerator | Model not available | 24323792 | Functional | Vestfrost Solutions
8792 | A K Hospital Beawar Ajmer Dh | Ophthalmoscope | Model Not Available | 2000034657 | Functional | Others
8793 | M G Hospital Bhilwara Dh | Syringe Needle Destroyer | Model not available | 14C-837 | Functional | Others
8794 | Umaid Hospital Jodhpur Medical College Hospital | Syringe Infusion Pump | Model not available | 3207F00200 | Functional | Medicaid Systems
8795 | A K Hospital Beawar Ajmer Dh | Ophthalmoscope | Model Not Available | 34655 | Functional | Others
8796 | M G Hospital Bhilwara Dh | Suction Machine | Model Not Available | 3000125171 | Functional | Others
8797 | Mahatma Ghandhi Hospital Jodhpur | 100mA X-Ray Machine | Model not available | 200206013 | Functional | Others
8798 | Jhalawar Medical College Medical Collage Hospital | Baby Weighing Machine | Model Not Available | 3000121284 | Functional | Others
8799 | Jhalawar Medical College Medical Collage Hospital | Baby Weighing Machine | Model Not Available | 3000121295 | Functional | Others
8800 | Phalsund Chc | Syringe Needle Destroyer | Model not available | 3000056625 | Functional | Micro Lab Instruments Ahmedabad
8801 | Phalsund Chc | 100mA X-Ray Machine | Model not available | 2K1309408T | Functional | Allengers Medical Systems Ltd
8802 | Nechwa Chc | Centrifuge Machine ( 4 Tube ) | Model not available | 4352 | Functional | Others
8803 | Sri Madhopur Chc | Freezes | MODEL NOT AVAILABLE | 2000029040 | Functional | Others
8804 | Thoi Chc | Glucometer | BG-03 | 2000037255 | Functional | Others
8805 | Sri Madhopur Chc | Anesthesia Machine | Jupiter 200 | 2000029045 | Not in use | Alleid Medical Limited
8806 | Sri Madhopur Chc | Anesthesia Machine | MODEL NOT AVAILABLE | 2000029046 | Not in use | Others
8807 | Sangria Chc | Dental Chair Unit | Model Not Available | 3000043140 | Functional | Chesa Inc
8808 | Lakhuwali Phc | Glucometer | Model not available | 715699 | Functional | Others
8809 | Bhimsar Phc | Ice lined refrigerator | Model Not Available | 30000121101 | Functional | Others
8810 | Nechwa Chc | Baby Weighing Machine | Model Not Available | 2000029218 | Functional | Others
8811 | Nechwa Chc | Baby Weighing Machine | Model Not Available | 2000029219 | Functional | Others
8812 | Lakhuwali Phc | Freezes | MODEL NOT AVAILABLE | 111010872 | Functional | Others
8813 | A K Hospital Beawar Ajmer Dh | Radiant Heat Warmer | Meditrin - Heat Warmer | NRHM/WM09/165 | Functional | Meditrin Instruments
8814 | Sri Madhopur Chc | Freezes | MODEL NOT AVAILABLE | 2000029016 | Functional | Others
8815 | Lala Sarbanirotan Phc | Ice lined refrigerator | Model Not Available | BE0581E0100B29740148 | Functional | Haier Appliances India Pvt
8816 | Bhimsar Phc | Freezes | MODEL NOT AVAILABLE | 30000121095 | Functional | Others
8817 | A K Hospital Beawar Ajmer Dh | Radiant Heat Warmer | Meditrin - Heat Warmer | NRHM/WM09/175 | Functional | Others
8818 | Nechwa Chc | ECG Machine (Single Channel) | Cardio Min 2K | C613345 | Functional | Others
8819 | Bhimsar Phc | Glucometer | Model not available | 30000121097 | Functional | Others
8820 | Simala Phc | Binocular Microscope | Model Not Available | 3000129463 | Functional | Others
8821 | Deshnok Chc | Hemoglobin meter | HB 301 | 1303813001 | Functional | Others
8822 | District Hospital Paota | Syringe Needle Destroyer | Microsil - ND350 | 479 | Functional | Linco Scientific Instruments And Chemicals (P) Ltd
8823 | Govt Bangur Hopital Pali Dh | Radiant Heat Warmer | Model Not Available | 3000124473 | Functional | Meditrin Instruments
8824 | Badawar Phc | Suction Machine | Model Not Available | 3000116124 | Functional | Cmho Supply
8825 | Deshnok Chc | 100mA X-Ray Machine | Model not available | 2000030769 | Functional | Others
8826 | Sms Hospital | Centrifuge Machine ( 8 Tube) | REMI - R 8C | 3000086329 | Functional | Others
8827 | Sri Madhopur Chc | Binocular Microscope | AMT 5A | 2000029018 | Not in use | Rohilla Industries Jaipur
8828 | Sri Madhopur Chc | Binocular Microscope | Model Not Available | 2000029034 | Not in use | Others
8829 | Goluwala Chc | Syringe Needle Destroyer | Nulife - Dots | 3000218193 | Functional | Mrk Healthcare Pvt Ltd Delhi
8830 | Pilibanga Chc | Phototherepy Unit | MODEL NOT AVAILABLE | 3000044082 | Functional | Others
8831 | Dh Hanumangarh Town Dh | Phototherepy Unit | Fenam, Bilitron Sky 5006 | 2000031728 | Functional | Fanem
8832 | Sri Madhopur Chc | SPHYGMOMANOMETER(BP APPRATUS) | MODEL NOT AVAILABLE | 981343/8 | Functional | Others
8833 | Kanuta Chc Churu | Radiant Heat Warmer | Model Not Available | 3000129248 | Functional | Others
8834 | Kanuta Chc Churu | Nebulizer | MODEL NOT AVAILABLE | 3000129258 | Functional | Mrk Healthcare Pvt Ltd Delhi
8835 | Ramgarh Chc Hanumangarh | SPHYGMOMANOMETER(BP APPRATUS) | MODEL NOT AVAILABLE | 3000043222 | Functional | Others
8836 | Khachriyawas Chc | Radiant Heat Warmer | Model Not Available | 200003196 | Functional | Others
8837 | Pilibanga Chc | Radiant Heat Warmer | Model Not Available | 3000044084 | Functional | Others
8838 | Khachriyawas Chc | Suction Machine | Model Not Available | 200003197 | Functional | Others
8839 | City Dispensary No 2 Sati Mandir Muslim | SPHYGMOMANOMETER(BP APPRATUS) | MODEL NOT AVAILABLE | 2000019114 | Non Functional Repairable | Others
8840 | Umaid Hospital Jodhpur Medical College Hospital | Suction Machine | Model Not Available | 3000131259 | Functional | Others
8841 | Umaid Hospital Jodhpur Medical College Hospital | O.T. Light Double Dome | MODEL NOT AVAILABLE | 3000122673 | Functional | A K Surgicals
8842 | Mahatma Ghandhi Hospital Jodhpur | Binocular Microscope | Model Not Available | 300012953 | Functional | Others
8843 | Mahatma Ghandhi Hospital Jodhpur | Binocular Microscope | Model Not Available | 3000123560 | Functional | Others
8844 | Mahatma Ghandhi Hospital Jodhpur | Binocular Microscope | Model Not Available | 3000129561 | Functional | Others
8845 | Mahatma Ghandhi Hospital Jodhpur | Binocular Microscope | Model Not Available | 3000129562 | Functional | Others
8846 | Mahatma Ghandhi Hospital Jodhpur | Binocular Microscope | Model Not Available | 3000123563 | Functional | Others
8847 | Govt Bangur Hopital Pali Dh | Hemoglobin meter | Model Not Available | 3000120737 | Functional | Others
8848 | Kaliyasar Phc | SPHYGMOMANOMETER(BP APPRATUS) | MODEL NOT AVAILABLE | 2000019442 | Functional | Others
8849 | M G Hospital Bhilwara Dh | Freezes | Kelvinator KGE 193 | 3000125177 | Functional | Others
8850 | M G Hospital Bhilwara Dh | Intensive Care Bed | Janak | NRHM/WM09/249 | Functional | Others
8851 | Kelniya Phc | Centrifuge Machine ( 8 Tube) | Model Not Available | 3000043545 | Functional | Others
8852 | Bhadasar Phc | Centrifuge Machine ( 4 Tube ) | Model not available | 3000129503 | Functional | Remi Electrotechnik Ltd
8853 | Nohar Chc | Centrifuge Machine (24 Tubes) | R-8C DX | POLO-185 | Functional | Remi Electrotechnik Ltd
8854 | Sardarsahar Chc | Semi Automated Chemistry Analyzer | Model not Available | 3000129372 | Functional | Others
8855 | Bhadasar Phc | FOOT OPERATED SUCTION MACHINE | MODEL NOT AVAILABLE | 3000129506 | Functional | Others
8856 | Dh Hanumangarh Town Dh | Spot Light ( Portable ) | Model Not Available | 123586 | Functional | Others
8857 | A K Hospital Beawar Ajmer Dh | Pulse Oxymeter | True beat 200 CMECG - 05 | P5-TOTE-T369 | Functional | Clarity Medical Pvt Ltd
8858 | Ramgarh Sethan Chc | Blood Cell Counter - 3 part | Model not available | 2000037361 | Functional | Others
8859 | Sardarsahar Chc | Centrifuge Machine ( 12 Tube ) | Model Not Available | 3000129374 | Functional | Others
8860 | Sardarsahar Chc | Centrifuge Machine ( 12 Tube ) | Model Not Available | 3000129377 | Functional | Others
8861 | M G Hospital Bhilwara Dh | Multi-Para Monitor | Model not available | M014E004161 | Functional | Others
8862 | Sardarsahar Chc | Freezes | MODEL NOT AVAILABLE | 3000129389 | Functional | Others
8863 | Dist Hospital Barmer Dh | Ultra Sonic Piezo type scalar | ART | 3000131493 | Functional | Others
8864 | Napsar Chc | Semi Automated Chemistry Analyzer | 3300 | 3000042005 | Functional | Others
8865 | Nohar Chc | ECG Machine (Single Channel) | Medicaid - Cardio Fax | C613277 | Functional | Medicaid Systems
8866 | Sardarsahar Chc | Hot Air Oven | Model not available | 3000129379 | Functional | Others
8867 | Ramgarh Sethan Chc | Baby Weighing Machine | Model Not Available | 2000037380 | Functional | Others
8868 | Ramgarh Sethan Chc | SPHYGMOMANOMETER(BP APPRATUS) | MODEL NOT AVAILABLE | hem7112 | Functional | Others
8869 | Dist Hospital Barmer Dh | Ultra Sonography (USG) & Colour Dopler Machine | Sonalisa -32 | Y06W5102 | Functional | Larsen And Tourbo Ltd
8870 | M G Hospital Bhilwara Dh | Phototherepy Unit | Fenam, Bilitron Sky 5006 | I-TYAK-450032 | Functional | Others
8871 | M G Hospital Bhilwara Dh | Monocular Microscope | Model not available | 30000125072 | Functional | Others
8872 | Nohar Chc | Baby Weighing Machine | Model Not Available | 100362854 | Functional | Others
8873 | M G Hospital Bhilwara Dh | Centrifuge Machine ( 6 Tube ) | REMI - C 854/6 | 30000125073 | Functional | Others
8874 | Ramgarh Sethan Chc | Nebulizer | MODEL NOT AVAILABLE | 22044 | Functional | Others
8875 | Nohar Chc | Baby Weighing Machine | Model Not Available | 3000043354 | Functional | Others
8876 | City Dispensary Vigyan Nagar | Ice lined refrigerator | Model Not Available | 3000129702 | Functional | Vestfrost Solutions
8877 | M G Hospital Bhilwara Dh | Blood Bank Refrigerator | REMI - BR 70 | ZBBR-05491 | Functional | Others
8878 | Ramgarh Chc Hanumangarh | Baby Weighing Machine | Model Not Available | 3000043232 | Functional | Others
8879 | City Dispensary Nagorigte | Centrifuge Machine ( 8 Tube) | REMI - R303 | FGLC-7713 | Functional | Remi Electrotechnik Ltd
8880 | M G Hospital Bhilwara Dh | Syringe Infusion Pump | SIMTEK - Infutek 405 | 17L34.52516 | Functional | Others
8881 | Raghunathgarh Phc | SPHYGMOMANOMETER(BP APPRATUS) | MODEL NOT AVAILABLE | 2000021406 | Functional | Others
8882 | Mahatma Ghandhi Hospital Jodhpur | Suction Machine | Model Not Available | 3000120176 | Functional | Others
8883 | M G Hospital Bhilwara Dh | Phototherepy Unit | MODEL NOT AVAILABLE | PTSMD1/105/96 | Functional | Others
8884 | Mahatma Ghandhi Hospital Jodhpur | 100mA X-Ray Machine | Model not available | 3000124125 | Functional | Others
8885 | City Dispensary Nagorigte | Autoclave | Model not available | 3000049546 | Functional | Cmho Supply
8886 | Mahatma Ghandhi Hospital Jodhpur | Monocular Microscope | Model not available | 3000122462 | Functional | Others
8887 | Umaid Hospital Jodhpur Medical College Hospital | Syringe Infusion Pump | Model not available | 3000124913 | Functional | Others
8888 | Nohar Chc | Ice lined refrigerator | Model Not Available | 920681120 | Non Functional Repairable | Electro Pvt Ltd Hydrabad
8889 | Umaid Hospital Jodhpur Medical College Hospital | Intensive Care Bed | Janak | 3000131268 | Functional | Others
8890 | District Hospital Paota | ECG Machine (Single Channel) | BPL - Cardiart 108T | 13596 | Functional | Bpl Medical Technologies
8891 | A K Hospital Beawar Ajmer Dh | Slit Lamp | APPASAMY | 34646 | Functional | Appasamy Assoicates
8892 | M G Hospital Bhilwara Dh | Freezes | MODEL NOT AVAILABLE | 3000125174 | Functional | Others
8893 | Umaid Hospital Jodhpur Medical College Hospital | Suction Machine | Model Not Available | 3000131269 | Functional | Others
8894 | Umaid Hospital Jodhpur Medical College Hospital | Pulse Oxymeter | Model Not Available | L-135142 | Functional | Larsen And Tourbo Ltd
8895 | Mahatma Ghandhi Hospital Jodhpur | Defibrillator | MODEL NOT AVAILABLE | 3000120175 | Functional | Others
8896 | Umaid Hospital Jodhpur Medical College Hospital | Syringe Infusion Pump | SIMTEK - Infutek 405 | 14CI455501 | Functional | Simtek Medico Systems Pvt Ltd
8897 | Raghunathgarh Phc | SPHYGMOMANOMETER(BP APPRATUS) | MODEL NOT AVAILABLE | 2000021408 | Functional | Others
8898 | Umaid Hospital Jodhpur Medical College Hospital | Intensive Care Bed | Janak | 3000131265 | Functional | Others
8899 | A K Hospital Beawar Ajmer Dh | Keratometer | Model Not Available | 34654 | Functional | Others
8900 | Mahatma Ghandhi Hospital Jodhpur | Multi-Para Monitor | Model not available | 3000122475 | Functional | Others
8901 | City Dispensary Nagorigte | Syringe Needle Destroyer | MRK | 3000049545 | Functional | Mrk Healthcare Pvt Ltd Delhi
8902 | A K Hospital Beawar Ajmer Dh | A Scan Ultrasonic Biometer | Model Not Available | 266A1 | Functional | Others
8903 | Govt Bangur Hopital Pali Dh | Radiant Heat Warmer | Model Not Available | 3000124474 | Functional | Meditrin Instruments
8904 | Satellite Hospital Mandor, Jodhpur | Ultra Sonography (USG) & Colour Dopler Machine | Model not available | 3000049567 | Functional | Others
8905 | M G Hospital Bhilwara Dh | Centrifuge Machine ( 8 Tube) | REMI - R 8C DX | 3000125113 | Functional | Others
8906 | Khandela Chc | Ice lined refrigerator | Model Not Available | 2000037299 | Functional | Others
8907 | M G Hospital Bhilwara Dh | Defibrillator | MODEL NOT AVAILABLE | DXMASC1002 | Functional | Others
8908 | Satellite Hospital Mandor, Jodhpur | Anesthesia Machine | MODEL NOT AVAILABLE | 3000049114 | Functional | Others
8909 | District Hospital Paota | Baby Weighing Machine | Model Not Available | 2000032985 | Functional | Others
8910 | District Hospital Paota | Phototherepy Unit | MODEL NOT AVAILABLE | 2000032986 | Functional | Meditrin Instruments
8911 | Satellite Hospital Mandor, Jodhpur | Suction Machine | Model Not Available | 3000049116 | Functional | Others
8912 | Satellite Hospital Mandor, Jodhpur | Suction Machine | Model Not Available | 3000049122 | Functional | Others
8913 | Satellite Hospital Mandor, Jodhpur | O.T. Light Single Dome | MODEL NOT AVAILABLE | 3000049117 | Functional | Others
8914 | Satellite Hospital Mandor, Jodhpur | O.T. Light Single Dome | MODEL NOT AVAILABLE | 3000049118 | Functional | Others
8915 | Satellite Hospital Mandor, Jodhpur | O.T. Light Single Dome | MODEL NOT AVAILABLE | 3000049128 | Functional | Others
8916 | Satellite Hospital Mandor, Jodhpur | Blood Cell Counter - 5 part | Cellenium 2700 | 3000049474 | Functional | Others
8917 | Satellite Hospital Mandor, Jodhpur | ELECTRIC OT TABLE | MODEL NOT AVAILABLE | 3000049136 | Functional | Others
8918 | Badawar Phc | Syringe Needle Destroyer | Microsil - ND350 | 3000116130 | Functional | Linco Scientific Instruments And Chemicals (P) Ltd
8919 | A K Hospital Beawar Ajmer Dh | Radiant Heat Warmer | Zeal - RHW 2101A | RHW210A/0913/2109 | Functional | Others
8920 | Sardarsahar Chc | Suction Machine | Supreme Plus | 3000129350 | Functional | Rhsdp Supply
8921 | Satellite Hospital Mandor, Jodhpur | Automated Urine Analyzer | Model not available | 3000049471 | Functional | Others
8922 | Badawar Phc | Syringe Needle Destroyer | Microsil - ND350 | 4595 | Functional | Linco Scientific Instruments And Chemicals (P) Ltd
8923 | Govt Bangur Hopital Pali Dh | Pulse Oxymeter | Comet - P (L and T) | 389 | Functional | Others
8924 | Pulasar Phc | Nebulizer | MODEL NOT AVAILABLE | NB131101119 | Functional | Others
8925 | Sangria Chc | Radiant Heat Warmer | Model Not Available | NRHM/WM09/240 | Functional | Others
8926 | District Hospital Mahillabag | Incubator | MODEL NOT AVAILABLE | 3000049403 | Functional | Others
8927 | Kesarisinghpur Chc | Syringe Needle Destroyer | Model not available | 3000048684 | Functional | Others
8928 | Deshnok Chc | Syringe Needle Destroyer | Nulife - Dots | 2000030776 | Functional | Others
8929 | Dholipal Chc Hanumangarh | Autoclave | Model not available | 3000044339 | Functional | Others
8930 | Sheoganj Chc | SPHYGMOMANOMETER(BP APPRATUS) | MODEL NOT AVAILABLE | 3000119130 | Functional | Others
8931 | Dholipal Chc Hanumangarh | Blood Bank Refrigerator | Model not available | 3000044342 | Functional | Haier Appliances India Pvt
8932 | Sheoganj Chc | FOOT OPERATED SUCTION MACHINE | SU-101 | 3000119131 | Functional | Others
8933 | Beswa Chc | SPHYGMOMANOMETER(BP APPRATUS) | MODEL NOT AVAILABLE | 98134338 | Functional | Others
8934 | J.K.Loan Hospital, Kota | Blood Bank Refrigerator | Model not available | BDI015 | Functional | Others
8935 | Mahroli Chc | SPHYGMOMANOMETER(BP APPRATUS) | MODEL NOT AVAILABLE | 2000037056 | Functional | Others
8936 | Mahroli Chc | SPHYGMOMANOMETER(BP APPRATUS) | MODEL NOT AVAILABLE | 2000037057 | Functional | Others
8937 | Salasar Chc | Radiant Heat Warmer | Zeal - RHW 2101A | RHW2101A/1213/2674 | Functional | Cmho Supply
8938 | Bidasar Chc | O.T. Light Double Dome | MODEL NOT AVAILABLE | 3000129155 | Functional | Others
8939 | J.K.Loan Hospital, Kota | Binocular Microscope | Model Not Available | 2000121139 | Functional | Others
8940 | Mahwa Chc | Glucometer | Model not available | Y4226B-09000492 | Functional | Metro Traiding Corporation
8941 | A K Hospital Beawar Ajmer Dh | Cautry Machine | Model Not Available | GN4121421 | Functional | Others
8942 | Salasar Chc | Baby Weighing Machine | Crown | 3000116114 | Functional | Crown Digital Scales Inc
8943 | Sheoganj Chc | Centrifuge Machine ( 8 Tube) | Model Not Available | 3000119142 | Functional | Others
8944 | Jln Central Store Medical College | Binocular Microscope | Labomed - Vision 2000 | 13066067 | Functional | Labomed
8945 | District Sahadat Hospital Tonk Dh | Syringe Infusion Pump | Model not available | 21270227 | Functional | Others
8946 | Sheoganj Chc | Incubator | MODEL NOT AVAILABLE | 3000119147 | Functional | Others
8947 | A K Hospital Beawar Ajmer Dh | Defibrillator | MODEL NOT AVAILABLE | J101327 | Functional | Others
8948 | Danta Chc | Automated Urine Analyzer | Model not available | 1211163 | Functional | Others
8949 | Jln Central Store Medical College | Pulse Oxymeter | M50 | M5020210B0304 | Functional | Others
8950 | Palsana Chc | Semi Automated Chemistry Analyzer | Zeal - RHW 2101A | RHW2101A/0713/420 | Functional | Zeal Medical Pvt Ltd
8951 | Mahwa Chc | Semi Automated Chemistry Analyzer | Model not Available | 142530 | Functional | Others
8952 | Danta Chc | Binocular Microscope | Model Not Available | 2000031194 | Functional | Others
8953 | Dablirathan Chc Hanumangarh | Monocular Microscope | Model not available | 950692 | Functional | Rohilla Industries Jaipur
8954 | Danta Chc | Monocular Microscope | Model not available | 89060602 | Functional | Others
8955 | District Sahadat Hospital Tonk Dh | Radiant Heat Warmer | Model Not Available | 3000088221 | Functional | Zeal Medical Pvt Ltd
8956 | Mahatma Ghandhi Hospital Jodhpur | Ventilator | Model Not Available | 3000117262 | Functional | Others
8957 | Mahatma Ghandhi Hospital Jodhpur | Ventilator | Model Not Available | 3000117263 | Functional | Others
8958 | Mahatma Ghandhi Hospital Jodhpur | Ventilator | Model Not Available | 3000117264 | Functional | Others
8959 | Dist Hospital Barmer Dh | SPHYGMOMANOMETER(BP APPRATUS) | MODEL NOT AVAILABLE | 3000124864 | Functional | Mlw Intermed
8960 | City Dispensary Mahavir Nagar | Incubator | MODEL NOT AVAILABLE | 3000130106 | Functional | Others
8961 | City Dispensary Mahavir Nagar | SPHYGMOMANOMETER(BP APPRATUS) | MODEL NOT AVAILABLE | 3000130103 | Functional | Others
8962 | Nohar Chc | Radiant Heat Warmer | Zeal - RHW 2101A | RHW2101A/1213/2826 | Functional | Zeal Medical Pvt Ltd
8963 | Mahatma Ghandhi Hospital Jodhpur | Multi-Para Monitor | Model not available | 3000117016 | Functional | Others
8964 | Mahatma Ghandhi Hospital Jodhpur | Multi-Para Monitor | Model not available | 3000117017 | Functional | Others
8965 | Mahatma Ghandhi Hospital Jodhpur | Multi-Para Monitor | Model not available | 3000117018 | Functional | Others
8966 | Mahatma Ghandhi Hospital Jodhpur | Multi-Para Monitor | Model not available | 3000117019 | Functional | Others
8967 | Mahatma Ghandhi Hospital Jodhpur | Multi-Para Monitor | Model not available | 3000117020 | Functional | Others
8968 | Mahatma Ghandhi Hospital Jodhpur | Multi-Para Monitor | Model not available | 3000117021 | Functional | Others
8969 | Dist Hospital Barmer Dh | Dental Chair Unit | Model Not Available | 3000122065 | Functional | Others
8970 | Nohar Chc | Radiant Heat Warmer | Meditrin - Heat Warmer | 278 | Functional | Meditrin Instruments
8971 | Nohar Chc | Radiant Heat Warmer | Zeal - RHW 2101A | RHW2101A/1213/2825 | Functional | Zeal Medical Pvt Ltd
8972 | Mahatma Ghandhi Hospital Jodhpur | Multi-Para Monitor | Model not available | 3000117022 | Functional | Others
8973 | Mahatma Ghandhi Hospital Jodhpur | Multi-Para Monitor | Model not available | 3000117023 | Functional | Others
8974 | Mahatma Ghandhi Hospital Jodhpur | Multi-Para Monitor | Model not available | 3000117024 | Functional | Others
8975 | Mahatma Ghandhi Hospital Jodhpur | Multi-Para Monitor | Model not available | 3000117025 | Functional | Others
8976 | Mahatma Ghandhi Hospital Jodhpur | Multi-Para Monitor | Model not available | 3000117026 | Non Functional Repairable | Others
8977 | Mahatma Ghandhi Hospital Jodhpur | Multi-Para Monitor | Model not available | 3000117027 | Functional | Others
8978 | Mahatma Ghandhi Hospital Jodhpur | Ventilator | Model Not Available | 3000117182 | Functional | Others
8979 | Mahatma Ghandhi Hospital Jodhpur | Ventilator | Model Not Available | 3000117183 | Functional | Others
8980 | Mahatma Ghandhi Hospital Jodhpur | Ventilator | Model Not Available | 3000117184 | Functional | Others
8981 | Dholipal Chc Hanumangarh | Blood Bank Refrigerator | Model not available | 3000044343 | Functional | Vestfrost Solutions
8982 | Salasar Chc | Centrifuge Machine ( 8 Tube) | Model Not Available | EILC3105 | Functional | Remi Electrotechnik Ltd
8983 | Sms Hospital | Ice lined refrigerator | Model Not Available | 08A110908 | Functional | Others
8984 | Sms Hospital | Water Bath | Model not available | 2000022986 | Functional | Others
8985 | J.K.Loan Hospital, Kota | Syringe Needle Destroyer | Model not available | 3000055100 | Functional | Others
8986 | Sms Hospital | Centrifuge Machine ( 8 Tube) | REMI - R 8C | GFLC8342 | Functional | Others
8987 | Sri Madhopur Chc | Blood Bank Refrigerator | JAR -31 | R0903757 | Functional | Others
8988 | Khandela Chc | Monocular Microscope | Model not available | 2000037179 | Functional | Others
8989 | A K Hospital Beawar Ajmer Dh | Cautry Machine | Model Not Available | ASGL1301350 | Functional | Others
8990 | District Sahadat Hospital Tonk Dh | Syringe Infusion Pump | Model not available | 21270548 | Functional | Others
8991 | Mahwa Chc | Blood Mixer ( Roller Mixer ) | Model not available | 3000081565 | Functional | Metro Traiding Corporation
8992 | Sms Hospital | Ventilator | Model Not Available | 3000085216 | Functional | Others
8993 | Mahroli Chc | Baby Weighing Machine | Crown | 2000037054 | Functional | Others
8994 | Jln Central Store Medical College | Syringe Infusion Pump | JAZ-1800C | 130508242013050819Z | Functional | Others
8995 | District Sahadat Hospital Tonk Dh | Syringe Infusion Pump | Model not available | 21249889 | Functional | Others
8996 | Sms Hospital | Ventilator | Schiller - Graphnet Advance | 1140 | Functional | Schiller Healthcare India Pvt Ltd
8997 | Dh Hanumangarh Town Dh | Phototherepy Unit | Fenam, Bilitron Sky 5006 | 2000031723 | Functional | Fanem
8998 | Bidasar Chc | Phototherepy Unit | MODEL NOT AVAILABLE | I-IJAK-440211 | Functional | Fanem
8999 | A K Hospital Beawar Ajmer Dh | Autoclave | Model not available | 3772 | Functional | Others
9000 | Sms Hospital | 20mA X-Ray Machine | Wipro GE - ST 20 | 2k120315089x | Functional | Others
9001 | 17 Z Phc | Blood Cell Counter - 3 part | Model not available | 3000119143 | Functional | Others
9002 | Bidasar Chc | Instrument Sterilizer | Model Not Available | 3000129158 | Functional | Others
9003 | Pbm Medical College And Hospital | ECG Machine (Single Channel) | Medicaid - Cardio Fax | 3000045595 | Functional | Others
9004 | Salasar Chc | 100mA X-Ray Machine | Model not available | 2K130606285-X/HF | Functional | Allengers Medical Systems Ltd
9005 | Mahwa Chc | Blood Bank Refrigerator | JAR -31 | 3000081581 | Functional | Others
9006 | A K Hospital Beawar Ajmer Dh | Defibrillator | MODEL NOT AVAILABLE | J10D324 | Functional | Others
9007 | Khatushayamji Chc | Blood Cell Counter - 3 part | Horiba - ABX Micros ES 60 | 2000031002 | Functional | Others
9008 | A K Hospital Beawar Ajmer Dh | Autoclave | Model not available | MZOHO53 | Functional | Others
9009 | Dablirathan Chc Hanumangarh | Suction Machine | Model Not Available | 10930 | Functional | Niscomed Electro Medical Devices
9010 | Dablirathan Chc Hanumangarh | Glucometer | Model not available | 1801176 | Functional | Others
9011 | Mahwa Chc | Phototherepy Unit | Meditrin - Digital Bilitimer Phototherapy | NRHMBT09/13 | Functional | Cmho Supply
9012 | Dablirathan Chc Hanumangarh | Nebulizer | MODEL NOT AVAILABLE | 20814 | Functional | Omron Health Care
9013 | Rundal Phc | Spot Light ( Portable ) | Model Not Available | 2000022785 | Functional | Cmho Supply
9014 | Rollshabsar Chc | Glucometer | Model not available | 2000037470 | Functional | Others
9015 | A K Hospital Beawar Ajmer Dh | Binocular Microscope | Model Not Available | 34700 | Functional | Others
9016 | A K Hospital Beawar Ajmer Dh | Suction Machine | Model Not Available | 2000033608 | Functional | Others
9017 | Rollshabsar Chc | Instrument Sterilizer | Model Not Available | 0 | Functional | Others
9018 | Rollshabsar Chc | Instrument Sterilizer | Model Not Available | 2000037478 | Functional | Others
9019 | A K Hospital Beawar Ajmer Dh | Suction Machine | Osmium | 2000033596 | Functional | Balaji Enterprises
9020 | Satellite Hospital Mandor, Jodhpur | Anesthesia Machine | MODEL NOT AVAILABLE | 3000049127 | Functional | Others
9021 | Napsar Chc | Syringe Needle Destroyer | Model not available | 800-373 | Functional | Cmho Supply
9022 | Kesarisinghpur Chc | Freezes | MODEL NOT AVAILABLE | 3000048739 | Functional | Others
9023 | Kesarisinghpur Chc | Freezes | MODEL NOT AVAILABLE | 3000048740 | Functional | Others
9024 | Kesarisinghpur Chc | Freezes | MODEL NOT AVAILABLE | 3000048680 | Functional | Others
9025 | Kesarisinghpur Chc | Freezes | MODEL NOT AVAILABLE | 3000048749 | Functional | Others
9026 | Napsar Chc | Suction Machine | Model Not Available | 3000042015 | Functional | Others
9027 | Napsar Chc | Binocular Microscope | Model Not Available | 3000042006 | Functional | Labomed
9028 | Deeplana Phc | Glucometer | Model not available | 3000043272 | Functional | Others
9029 | Deeplana Phc | Hemoglobin meter | Model Not Available | 3000043273 | Functional | Top Syringe Mfg Co Pvt Ltd
9030 | Bhadasar Phc | Blood Bank Refrigerator | Model not available | BEO4G4E2600BZA8C0100 | Functional | Haier Appliances India Pvt
9031 | Dist Hospital Barmer Dh | Ultra Sonography (USG) & Colour Dopler Machine | Model not available | 100455 | Functional | Wipro G E Healthcare Pvt Ltd
9032 | Chadwas Phc Churu | Blood Bank Refrigerator | Model not available | 3000129217 | Functional | Haier Appliances India Pvt
9033 | City Dispensary Vigyan Nagar | Binocular Microscope | Microlux - 16 | 3000129693 | Functional | Others
9034 | Sms Hospital | Syringe Infusion Pump | Allied - Syrn 200 | 20140200125 | Functional | Alleid Medical Limited
9035 | Khandar Chc | Weighing Machine | MODEL NOT AVAILABLE | 2000037175 | Functional | Others
9036 | Sms Hospital | ELISA Washer | Model not available | 2000022992 | Functional | Others
9037 | Fatehpur Chc Sikar | Phototherepy Unit | MODEL NOT AVAILABLE | 2000037316 | Functional | Others
9038 | Fatehpur Chc Sikar | Phototherepy Unit | MODEL NOT AVAILABLE | 2000037317 | Functional | Others
9039 | Sms Hospital | Autoclave | Model not available | 3000086314 | Functional | Others
9040 | Goluwala Chc | Weighing Machine | MODEL NOT AVAILABLE | 3000044198 | Functional | Others
9041 | Lalgarh Phc Churu | Centrifuge Machine ( 8 Tube) | REMI - R 8C | 3000129317 | Functional | Cmho Supply
9042 | Dablirathan Chc Hanumangarh | Centrifuge Machine ( 4 Tube ) | Model not available | 3000044098 | Functional | Others
9043 | Jaitasar Phc | Monocular Microscope | Model not available | 3000116149 | Functional | Others
9044 | Loonkaransar Chc | Monocular Microscope | Model Not Available | 2000023124 | Non Functional Repairable | Rhsdp Supply
9045 | Danta Chc | Ice lined refrigerator | Model Not Available | 2500430 | Functional | Others
9046 | Laxmangarh Chc | Baby Weighing Machine | Model Not Available | 2000029380 | Functional | Others
9047 | A K Hospital Beawar Ajmer Dh | Ultra Sonography (USG) & Colour Dopler Machine | Siemens - Sonoline Adara | EBE-500 | Functional | Siemens Limited
9048 | Rundal Phc | Phototherepy Unit | Meditrin - Digital Bilitimer Phototherapy | NRHM/PT09/11/46 | Functional | Cmho Supply
9049 | Loonkaransar Chc | Centrifuge Machine ( 8 Tube) | Model Not Available | 3000045094 | Functional | Others
9050 | Dablirathan Chc Hanumangarh | SPHYGMOMANOMETER(BP APPRATUS) | MODEL NOT AVAILABLE | 981134525 | Functional | Ajay Optical India
9051 | Loonkaransar Chc | Radiant Heat Warmer | Zeal - RHW 2101A | RHW2101A/1113/2530 | Functional | Zeal Medical Pvt Ltd
9052 | Danta Chc | Syringe Needle Destroyer | Model not available | 2000031209 | Functional | Others
9053 | Pbm Medical College And Hospital | ESR Analyzer | VES - Matic Cube 30 | 3000045772 | Functional | Others
9054 | Pbm Medical College And Hospital | ESR Analyzer | VES - Matic Cube 30 | 3000045773 | Functional | Others
9055 | Dablirathan Chc Hanumangarh | SPHYGMOMANOMETER(BP APPRATUS) | MODEL NOT AVAILABLE | 98135229 | Functional | Others
9056 | Laxmangarh Chc | Radiant Heat Warmer | Model Not Available | 2000029859 | Functional | Others
9057 | Danta Chc | Radiant Heat Warmer | Model Not Available | 2000031212 | Functional | Others
9058 | Loonkaransar Chc | FOOT OPERATED SUCTION MACHINE | SU-101 | 10893 | Functional | Others
9059 | Mahatma Ghandhi Hospital Jodhpur | Ventilator | Model Not Available | 3000117185 | Functional | Others
9060 | Mahatma Ghandhi Hospital Jodhpur | Ventilator | Model Not Available | 3000117186 | Functional | Others
9061 | Mahatma Ghandhi Hospital Jodhpur | Defibrillator | MODEL NOT AVAILABLE | 3000117074 | Functional | Others
9062 | Mahatma Ghandhi Hospital Jodhpur | Defibrillator | MODEL NOT AVAILABLE | 3000124169 | Functional | Others
9063 | A K Hospital Beawar Ajmer Dh | Suction Machine | EURUVAC Elite | OCELOY16 | Functional | Anand Medicaids Pvt Ltd
9064 | Mahatma Ghandhi Hospital Jodhpur | Multi-Para Monitor | Model not available | 3000117075 | Functional | Others
9065 | Mahatma Ghandhi Hospital Jodhpur | Anesthesia Machine | MODEL NOT AVAILABLE | 3000117231 | Functional | Others
9066 | Mahatma Ghandhi Hospital Jodhpur | Anesthesia Machine | MODEL NOT AVAILABLE | 3000117224 | Functional | Others
9067 | Mahatma Ghandhi Hospital Jodhpur | Anesthesia Machine | MODEL NOT AVAILABLE | 3000117212 | Functional | Others
9068 | Mahatma Ghandhi Hospital Jodhpur | Anesthesia Machine | MODEL NOT AVAILABLE | 3000117209 | Functional | Others
9069 | Umaid Hospital Jodhpur Medical College Hospital | SPHYGMOMANOMETER(BP APPRATUS) | Bhasin Sons | 64465 | Functional | Bhasin Sons Private Limited
9070 | Deeplana Phc | Ice lined refrigerator | Model Not Available | 3000043274 | Functional | Others
9071 | Umaid Hospital Jodhpur Medical College Hospital | Suction Machine | Model Not Available | 3000122852 | Functional | Others
9072 | City Dispensary Vigyan Nagar | Autoclave | Model not available | 3000129691 | Functional | Others
9073 | Mahatma Ghandhi Hospital Jodhpur | Suction Machine | Model Not Available | 3000124189 | Not in use | Others
9074 | Mahatma Ghandhi Hospital Jodhpur | CTMT Machine | RMS | 3000122532 | Functional | Others
9075 | Mahatma Ghandhi Hospital Jodhpur | ECG Holter Electrocardiogram | Model Not Available | 3000124193 | Functional | Others
9076 | District Sahadat Hospital Tonk Dh | Radiant Heat Warmer | Model Not Available | RWSUNI/507/02 | Functional | Zeal Medical Pvt Ltd
9077 | Govt Bangur Hopital Pali Dh | Autoclave | Model not available | 3000124299 | Functional | Others
9078 | City Dispensary Vigyan Nagar | Ice lined refrigerator | Model Not Available | 300130101 | Functional | Others
9079 | Umaid Hospital Jodhpur Medical College Hospital | Syringe Infusion Pump | SIMTEK - Infutek 405 | 3000122710 | Functional | Others
9080 | Umaid Hospital Jodhpur Medical College Hospital | Anesthesia Machine | MODEL NOT AVAILABLE | 300122707 | Functional | Others
9081 | Govt Bangur Hopital Pali Dh | Syringe Needle Destroyer | Model not available | 3000124301 | Functional | Others
9082 | Umaid Hospital Jodhpur Medical College Hospital | Multi-Para Monitor | Star 50 ( L and T ) | A10SE00195 | Functional | Larsen And Tourbo Ltd
9083 | Mahatma Ghandhi Hospital Jodhpur | Semi Automated Chemistry Analyzer | Model not Available | 3000049987 | Functional | Others
9084 | Nohar Chc | Phototherepy Unit | Fenam, Bilitron Sky 5006 | I-JAK-440096 | Functional | Fanem
9085 | Pbm Medical College And Hospital | Weighing Machine | MODEL NOT AVAILABLE | 3000045757 | Functional | Others
9086 | A K Hospital Beawar Ajmer Dh | Suction Machine | EURUVAC Elite | CCFLO328 | Functional | Others
9087 | Sheoganj Chc | Syringe Needle Destroyer | Model not available | 3000119149 | Functional | Others
9088 | Khatushayamji Chc | Instrument Sterilizer | Model Not Available | 2000031042 | Functional | Others
9089 | Khatushayamji Chc | Instrument Sterilizer | Model Not Available | 2000031041 | Functional | Others
9090 | Khatushayamji Chc | Instrument Sterilizer | Model Not Available | 2000031040 | Functional | Others
9091 | Khatushayamji Chc | Instrument Sterilizer | Model Not Available | 2000031039 | Functional | Others
9092 | Khatushayamji Chc | Instrument Sterilizer | Model not available | 19449 | Functional | Others
9093 | Sheoganj Chc | Glucometer | Model not available | 30001191250 | Functional | Others
9094 | Mahwa Chc | Glucometer | Model not available | 3201148 | Functional | Metro Traiding Corporation
9095 | Dablirathan Chc Hanumangarh | Autoclave | Model not available | 3000044134 | Functional | Others
9096 | Jln Central Store Medical College | Suction Machine | Model Not Available | 300047886 | Functional | Others
9097 | Dablirathan Chc Hanumangarh | Instrument Sterilizer | Model Not Available | 300044112 | Functional | Others
9098 | District Sahadat Hospital Tonk Dh | Ice lined refrigerator | Model Not Available | 3000088323 | Functional | Haier Appliances India Pvt
9099 | Laxmangarh Chc | SPHYGMOMANOMETER(BP APPRATUS) | MODEL NOT AVAILABLE | 2000029388 | Functional | Others
9100 | Danta Chc | Suction Machine | Model Not Available | 2000031207 | Functional | Others
9101 | District Sahadat Hospital Tonk Dh | Pulse Oxymeter | Model Not Available | PEM12050025 | Installation Pending | Others
9102 | Laxmangarh Chc Sikar | Freezes | MODEL NOT AVAILABLE | 2000029855 | Functional | Others
9103 | Dablirathan Chc Hanumangarh | Syringe Needle Destroyer | Model not available | 5214 | Functional | Linco Scientific Instruments And Chemicals (P) Ltd
9104 | Loonkaransar Chc | Syringe Needle Destroyer | Nulife - Dots | NBSD0725284 | Functional | Mrk Healthcare Pvt Ltd Delhi
9105 | Danta Chc | Syringe Needle Destroyer | Model not available | 2000031206 | Functional | Others
9106 | District Sahadat Hospital Tonk Dh | Cautry Machine | Model Not Available | C10P1857 | Installation Pending | Larsen And Tourbo Ltd
9107 | Dablirathan Chc Hanumangarh | Syringe Needle Destroyer | Model not available | 3000044119 | Functional | Linco Scientific Instruments And Chemicals (P) Ltd
9108 | Lalgarh Phc Churu | Syringe Needle Destroyer | Model not available | 3000129316 | Functional | Mrk Healthcare Pvt Ltd Delhi
9109 | Khatushayamji Chc | Syringe Needle Destroyer | MRK | 2000031013 | Functional | Others
9110 | Khatushayamji Chc | Syringe Needle Destroyer | MRK | 2000031022 | Functional | Others
9111 | Khatushayamji Chc | Syringe Needle Destroyer | MRK | 2000031029 | Functional | Others
9112 | Napsar Chc | Weighing Machine | MODEL NOT AVAILABLE | 3000042021 | Functional | Others
9113 | Nohar Chc | Radiant Heat Warmer | Zeal - RHW 2101A | RHW2101A/1213/2824 | Functional | Zeal Medical Pvt Ltd
9114 | Dist Hospital Barmer Dh | Ultra Sonography (USG) & Colour Dopler Machine | Model not available | 12080002 | Functional | Others
9115 | Nohar Chc | FOOT OPERATED SUCTION MACHINE | MODEL NOT AVAILABLE | 3000043352 | Functional | Anand Medicaids Pvt Ltd
9116 | District Sahadat Hospital Tonk Dh | Radiant Heat Warmer | Model Not Available | 3000088217 | Functional | Zeal Medical Pvt Ltd
9117 | Chadwas Phc Churu | Weighing Machine | MODEL NOT AVAILABLE | 3000129224 | Functional | Others
9118 | Satellite Hospital Mandor, Jodhpur | Radiant Heat Warmer | Model Not Available | 3000049559 | Functional | Others
9119 | Satellite Hospital Mandor, Jodhpur | Radiant Heat Warmer | Model Not Available | 3000049553 | Functional | Others
9120 | Satellite Hospital Mandor, Jodhpur | Suction Machine | Model Not Available | 3000049560 | Functional | Others
9121 | Satellite Hospital Mandor, Jodhpur | Suction Machine | Model Not Available | 300049551 | Functional | Others
9122 | District Sahadat Hospital Tonk Dh | Radiant Heat Warmer | Zeal - RHW 2101A | 3000088219 | Functional | Zeal Medical Pvt Ltd
9123 | City Dispensary Vigyan Nagar | Blood Bank Refrigerator | Model not available | 3000129699 | Functional | Others
9124 | Mahatma Ghandhi Hospital Jodhpur | Syringe Infusion Pump | Model not available | 3000117236 | Functional | Others
9125 | Mahatma Ghandhi Hospital Jodhpur | Syringe Infusion Pump | Model not available | 3000117235 | Functional | Others
9126 | Mahatma Ghandhi Hospital Jodhpur | Syringe Infusion Pump | Model not available | 3000117234 | Functional | Others
9127 | Mahatma Ghandhi Hospital Jodhpur | Syringe Infusion Pump | Model not available | 3000117255 | Functional | Others
9128 | Mahatma Ghandhi Hospital Jodhpur | Syringe Infusion Pump | Model not available | 3000117254 | Functional | Others
9129 | Mahatma Ghandhi Hospital Jodhpur | Syringe Infusion Pump | Model not available | 3000117253 | Functional | Others
9130 | Mahatma Ghandhi Hospital Jodhpur | Syringe Infusion Pump | Model not available | 3000117252 | Functional | Others
9131 | Mahatma Ghandhi Hospital Jodhpur | Syringe Infusion Pump | Model not available | 3000117250 | Functional | Others
9132 | City Dispensary Vigyan Nagar | Blood Bank Refrigerator | Model not available | 3000129700 | Functional | Others
9133 | Satellite Hospital Mandor, Jodhpur | Baby Weighing Machine | Model Not Available | 3000049563 | Functional | Others
9134 | Nohar Chc | Spot Light ( Portable ) | Model Not Available | 3000043355 | Functional | Others
9135 | Satellite Hospital Mandor, Jodhpur | Nebulizer | MODEL NOT AVAILABLE | 3000049562 | Functional | Others
9136 | Mahatma Ghandhi Hospital Jodhpur | Ventilator | Model Not Available | 3000117261 | Functional | Others
9137 | Mahatma Ghandhi Hospital Jodhpur | Ventilator | Model Not Available | 3000117260 | Functional | Others
9138 | Pbm Medical College And Hospital | VDRL Rotator (Rotor and Shaker) | Model Not Available | 3000045775 | Functional | Others
9139 | Jajhor Chc | Syringe Needle Destroyer | Model not available | 2000029395 | Functional | Others
9140 | Laxmangarh Chc | Hydraulic Operation Table | MODEL NOT AVAILABLE | 2000029862 | Functional | Others
9141 | Dablirathan Chc Hanumangarh | Baby Weighing Machine | Model Not Available | 3000044131 | Functional | Others
9142 | Mahwa Chc | Phototherepy Unit | Meditrin - Digital Bilitimer Phototherapy | NRHMBT09/16 | Functional | Cmho Supply
9143 | Khachriyawas Chc | Freezes | MODEL NOT AVAILABLE | 2000031405 | Functional | Others
9144 | Palsana Chc | Radiant Heat Warmer | Zeal - RHW 2101A | 2000037067 | Functional | Others
9145 | Napsar Chc | Incubator | MODEL NOT AVAILABLE | 2000030702 | Functional | Others
9146 | Dh Hanumangarh Town Dh | Autoclave | Model not available | 2000031679 | Functional | Others
9147 | District Hospital Mahillabag | Suction Machine | BPL - OG 4203 | 3000056968 | Functional | Bpl Medical Technologies
9148 | Shobhasar Phc | Blood Bank Refrigerator | Model not available | BEO4G4E2600B2A8G0048 | Functional | Haier Appliances India Pvt
9149 | Sudubari Phc | Suction Machine | Model Not Available | 3000129294 | Functional | Others
9150 | Sudubari Phc | Suction Machine | Model Not Available | 3000129295 | Functional | Others
9151 | Shobhasar Phc | Syringe Needle Destroyer | Model not available | MICROSIL | Functional | Others
9152 | Nohar Chc | Glucometer | Model not available | 2221A00376 | Functional | Others
9153 | Pulasar Phc | Blood Bank Refrigerator | Model not available | BE04GE2600B2A7U0232 | Functional | Haier Appliances India Pvt
9154 | Satellite Hospital Mandor, Jodhpur | Multi-Para Monitor | Model not available | 3000047661 | Functional | Others
9155 | Napsar Chc | 300mA X-Ray Machine | GME - GMHF-32 | 3000042012 | Functional | General Medical Equipment
9156 | Pulasar Phc | Binocular Microscope | Model Not Available | 3000129420 | Functional | Mlw Intermed
9157 | Pulasar Phc | Radiant Heat Warmer | Model Not Available | 3000129422 | Functional | Others
9158 | Dh Hanumangarh Town Dh | Freezes | MODEL NOT AVAILABLE | 801NLGB000 | Functional | Others
9159 | Bandhnaou Phc | Suction Machine | Model Not Available | 3000129514 | Functional | Others
9160 | District Sahadat Hospital Tonk Dh | Defibrillator | MODEL NOT AVAILABLE | J14D337 | Functional | Others
9161 | Gogameri Phc | Syringe Needle Destroyer | Model not available | 3000043256 | Functional | Others
9162 | Dh Hanumangarh Town Dh | Dental Chair Unit | SUZY | 2000037691 | Functional | Suz Dent ( India ) Pvt Ltd
9163 | District Sahadat Hospital Tonk Dh | Syringe Needle Destroyer | Nulife - Dots | 3000088168 | Functional | Mrk Healthcare Pvt Ltd Delhi
9164 | Dh Hanumangarh Town Dh | Binocular Microscope | Model Not Available | 1303348 | Functional | Others
9165 | A K Hospital Beawar Ajmer Dh | Anesthesia Machine | MODEL NOT AVAILABLE | 200034569 | Functional | Others
9166 | Mahatma Ghandhi Hospital Jodhpur | Cautry Machine | Model Not Available | 3000117230 | Functional | Others
9167 | Mahatma Ghandhi Hospital Jodhpur | Cautry Machine | Model Not Available | 3000117225 | Functional | Others
9168 | Mahatma Ghandhi Hospital Jodhpur | Cautry Machine | Model Not Available | 3000117221 | Functional | Others
9169 | Mahatma Ghandhi Hospital Jodhpur | Cautry Machine | Model Not Available | 3000117215 | Functional | Others
9170 | Mahatma Ghandhi Hospital Jodhpur | Cautry Machine | Model Not Available | 3000117207 | Functional | Others
9171 | A K Hospital Beawar Ajmer Dh | Anesthesia Machine | MODEL NOT AVAILABLE | 16-05 | Functional | Others
9172 | Dh Hanumangarh Town Dh | Multi-Para Monitor | Star 50 ( L and T ) | A10SR0577 | Functional | Larsen And Tourbo Ltd
9173 | Mahatma Ghandhi Hospital Jodhpur | Ventilator | Model Not Available | 3000117147 | Functional | Others
9174 | Mahatma Ghandhi Hospital Jodhpur | Ventilator | Model Not Available | 3000117149 | Functional | Others
9175 | Mahatma Ghandhi Hospital Jodhpur | Ventilator | Model Not Available | 3000117150 | Functional | Others
9176 | Mahatma Ghandhi Hospital Jodhpur | Freezes | MODEL NOT AVAILABLE | 3000049988 | Functional | Others
9177 | Umaid Hospital Jodhpur Medical College Hospital | Syringe Infusion Pump | Model not available | 3000124964 | Functional | Others
9178 | Umaid Hospital Jodhpur Medical College Hospital | Ventilator | AVEA | BAUO2071 | Functional | Others
9179 | Dist Hospital Barmer Dh | Syringe Needle Destroyer | Model not available | 3000131469 | Functional | Others
9180 | Mahatma Ghandhi Hospital Jodhpur | Suction Machine | Model Not Available | 75 | Functional | Others
9181 | Mahatma Ghandhi Hospital Jodhpur | Suction Machine | Model Not Available | 3000117229 | Functional | Others
9182 | Mahatma Ghandhi Hospital Jodhpur | Suction Machine | Model Not Available | 3000117228 | Functional | Others
9183 | Mahatma Ghandhi Hospital Jodhpur | Suction Machine | Model Not Available | 3000117211 | Functional | Others
9184 | Mahatma Ghandhi Hospital Jodhpur | Suction Machine | Model Not Available | 3000117208 | Functional | Others
9185 | Mahatma Ghandhi Hospital Jodhpur | Suction Machine | Model Not Available | 3000117202 | Functional | Others
9186 | Mahatma Ghandhi Hospital Jodhpur | Suction Machine | Model Not Available | 3000117201 | Functional | Others
9187 | Tibi Chc | Blood Cell Counter - 3 part | Model not available | 306ESOHO5891 | Functional | Horiba India Pvt Ltd
9188 | District Sahadat Hospital Tonk Dh | Radiant Heat Warmer | Model Not Available | RWSUN3/1106/108 | Non Functional Repairable | Zeal Medical Pvt Ltd
9189 | Mahatma Ghandhi Hospital Jodhpur | Semi Automated Chemistry Analyzer | Star - 21 Plus | 3000049990 | Functional | Others
9190 | Mahatma Ghandhi Hospital Jodhpur | Suction Machine | Model Not Available | 3000124143 | Functional | Others
9191 | Mahwa Chc | Radiant Heat Warmer | Model Not Available | RHW1792 | Functional | Zeal Medical Pvt Ltd
9192 | Danta Chc | Autoclave | Model not available | 21A6 | Functional | Others
9193 | Loonkaransar Chc | Freezes | MODEL NOT AVAILABLE | 3000045103 | Functional | Others
9194 | Lalgarh Phc Churu | Syringe Needle Destroyer | Model not available | 3000129325 | Functional | Others
9195 | Sms Hospital | Freezes | MODEL NOT AVAILABLE | 3000087797 | Non Functional Repairable | Others
9196 | Khatushayamji Chc | Colorimeter | MODEL NOT AVAILABLE | 2000031009 | Functional | Others
9197 | Khatushayamji Chc | Hemoglobin meter | HB 301 | 2000031016 | Functional | Others
9198 | Nokha Chc | Labour Table | Model Not Available | 300004286 | Functional | Others
9199 | Khatushayamji Chc | Ice lined refrigerator | Model Not Available | 2000031027 | Functional | Others
9200 | Jajod Chc | Baby Weighing Machine | Model Not Available | 2000029399 | Functional | Others
9201 | Sms Hospital | Blood Collection Monitor | Model Not Available | GFCM-1165 | Functional | Others
9202 | A K Hospital Beawar Ajmer Dh | Freezes | MODEL NOT AVAILABLE | 29834 | Functional | Others
9203 | Sms Hospital | Blood Collection Monitor | Model Not Available | GFCM-1162 | Functional | Others
9204 | Thoi Chc | SPHYGMOMANOMETER(BP APPRATUS) | MODEL NOT AVAILABLE | 2000037260 | Functional | Others
9205 | Thoi Chc | SPHYGMOMANOMETER(BP APPRATUS) | MODEL NOT AVAILABLE | 2000037261 | Functional | Others
9206 | A K Hospital Beawar Ajmer Dh | Syringe Infusion Pump | Injectomat Agilia | 018090/21270472 | Functional | Fresenius Kabi India Pvt Limited
9207 | Phalsund Chc | Centrifuge Machine ( 4 Tube ) | Model not available | E04487 | Functional | Remi Electrotechnik Ltd
9208 | Sri Madhopur Chc | Autoclave | Model not available | 2000029050 | Functional | Others
9209 | Sri Madhopur Chc | Autoclave | Model not available | 2000029048 | Functional | Others
9210 | Sri Madhopur Chc | Autoclave | Model not available | 2000029053 | Functional | Others
9211 | A K Hospital Beawar Ajmer Dh | Suction Machine | Model Not Available | 2000034471 | Functional | Others
9212 | Khandela Chc | Centrifuge Machine ( 8 Tube) | Model Not Available | 2000037216 | Functional | Others
9213 | Mahwa Chc | 100mA X-Ray Machine | GME - GMHF-6 | 3000081596 | Functional | Others
9214 | Thoi Chc | Blood Cell Counter - 3 part | Model not available | 2000037251 | Functional | Others
9215 | Khandela Chc | SPHYGMOMANOMETER(BP APPRATUS) | MODEL NOT AVAILABLE | 2000037227 | Functional | Others
9216 | Khandela Chc | SPHYGMOMANOMETER(BP APPRATUS) | MODEL NOT AVAILABLE | 2000037228 | Functional | Others
9217 | Khandela Chc | Semi Automated Chemistry Analyzer | Micro Lab - RX 50V | 2000037219 | Functional | Others
9218 | Mahatma Ghandhi Hospital Jodhpur | Ventilator | Model Not Available | 3000117258 | Functional | Others
9219 | Mahatma Ghandhi Hospital Jodhpur | Ventilator | Model Not Available | 3000117259 | Functional | Others
9220 | Mahatma Ghandhi Hospital Jodhpur | Ventilator | Model Not Available | 3000117257 | Functional | Others
9221 | Nohar Chc | Syringe Needle Destroyer | Crown | 3000119 | Functional | Others
9222 | Govt Bangur Hopital Pali Dh | Syringe Infusion Pump | SIMTEK - Infutek 405 | 3000124288 | Functional | Simtek Medico Systems Pvt Ltd
9223 | Govt Bangur Hopital Pali Dh | Syringe Infusion Pump | SIMTEK - Infutek 405 | 3000124289 | Functional | Simtek Medico Systems Pvt Ltd
9224 | Mahatma Ghandhi Hospital Jodhpur | ECG Machine (Single Channel) | Medicaid - Cardio Fax | 3000117106 | Functional | Others
9225 | Mahatma Ghandhi Hospital Jodhpur | ECG Machine (Single Channel) | Medicaid - Cardio Fax | 3000117107 | Functional | Others
9226 | Mahatma Ghandhi Hospital Jodhpur | ECG Machine (Single Channel) | Medicaid - Cardio Fax | 3000117109 | Functional | Others
9227 | Mahatma Ghandhi Hospital Jodhpur | ECG Machine (Single Channel) | Medicaid - Cardio Fax | 3000117110 | Functional | Others
9228 | Mahatma Ghandhi Hospital Jodhpur | ECG Machine (Single Channel) | Medicaid - Cardio Fax | 3000117111 | Functional | Others
9229 | Mahatma Ghandhi Hospital Jodhpur | ECG Machine (Single Channel) | Medicaid - Cardio Fax | 3000117112 | Functional | Others
9230 | Govt Bangur Hopital Pali Dh | Suction Machine | Model Not Available | 3000124290 | Functional | Others
9231 | Nohar Chc | Radiant Heat Warmer | Meditrin - Heat Warmer | 53 | Functional | Meditrin Instruments
9232 | Mahatma Ghandhi Hospital Jodhpur | Suction Machine | Model Not Available | 3000117114 | Functional | Others
9233 | Mahatma Ghandhi Hospital Jodhpur | Suction Machine | Model Not Available | 3000117115 | Functional | Others
9234 | Mahatma Ghandhi Hospital Jodhpur | Suction Machine | Model Not Available | 3000117159 | Functional | Others
9235 | Mahatma Ghandhi Hospital Jodhpur | Suction Machine | Model Not Available | 3000117116 | Functional | Others
9236 | Mahatma Ghandhi Hospital Jodhpur | Suction Machine | Model Not Available | 3000117158 | Functional | Others
9237 | Mahatma Ghandhi Hospital Jodhpur | Suction Machine | Model Not Available | 2000117117 | Functional | Others
9238 | Mahatma Ghandhi Hospital Jodhpur | Suction Machine | Model Not Available | 3000117123 | Functional | Others
9239 | Deeplana Phc | Ice lined refrigerator | Model Not Available | 3000043275 | Functional | Others
9240 | Umaid Hospital Jodhpur Medical College Hospital | SPHYGMOMANOMETER(BP APPRATUS) | MODEL NOT AVAILABLE | 9913443 | Functional | Others
9241 | Mahatma Ghandhi Hospital Jodhpur | Multi-Para Monitor | Model not available | 3000117175 | Functional | Others
9242 | Mahatma Ghandhi Hospital Jodhpur | Multi-Para Monitor | Model not available | 3000117083 | Functional | Others
9243 | Mahatma Ghandhi Hospital Jodhpur | Multi-Para Monitor | Model not available | 3000117138 | Functional | Others
9244 | Satellite Hospital Mandor, Jodhpur | Hydraulic Operation Table | MODEL NOT AVAILABLE | 3000047674 | Functional | Others
9245 | Satellite Hospital Mandor, Jodhpur | Hydraulic Operation Table | MODEL NOT AVAILABLE | 3000047675 | Functional | Others
9246 | Satellite Hospital Mandor, Jodhpur | Hydraulic Operation Table | MODEL NOT AVAILABLE | 3000047676 | Functional | Others
9247 | Satellite Hospital Mandor, Jodhpur | Hydraulic Operation Table | MODEL NOT AVAILABLE | 3000047677 | Functional | Others
9248 | Satellite Hospital Mandor, Jodhpur | Hydraulic Operation Table | MODEL NOT AVAILABLE | 3000047678 | Functional | Others
9249 | Satellite Hospital Mandor, Jodhpur | Hydraulic Operation Table | MODEL NOT AVAILABLE | 3000047679 | Functional | Others
9250 | Satellite Hospital Mandor, Jodhpur | Hydraulic Operation Table | MODEL NOT AVAILABLE | 3000047680 | Functional | Others
9251 | Satellite Hospital Mandor, Jodhpur | Hydraulic Operation Table | MODEL NOT AVAILABLE | 3000047681 | Functional | Others
9252 | Satellite Hospital Mandor, Jodhpur | Hydraulic Operation Table | MODEL NOT AVAILABLE | 3000049565 | Functional | Others
9253 | Satellite Hospital Mandor, Jodhpur | Hydraulic Operation Table | MODEL NOT AVAILABLE | 3000049564 | Functional | Others
9254 | District Hospital Mahillabag | Semi Automated Chemistry Analyzer | Model not Available | 3000049404 | Functional | Others
9255 | Pulasar Phc | SPHYGMOMANOMETER(BP APPRATUS) | MODEL NOT AVAILABLE | 3000129427 | Functional | Others
9256 | District Hospital Mahillabag | Semi Automated Chemistry Analyzer | Model not Available | 30000494397 | Functional | Others
9257 | District Hospital Mahillabag | Centrifuge Machine ( 6 Tube ) | REMI - C 854/6 | 3000049399 | Functional | Remi Electrotechnik Ltd
9258 | Police Line Dispensary Jaisalmer | Baby Weighing Machine | Model Not Available | 3000056598 | Functional | Others
9259 | Chadwas Phc Churu | Centrifuge Machine ( 12 Tube ) | Model Not Available | 3000129204 | Functional | Remi Electrotechnik Ltd
9260 | Bhadasar Phc | Freezes | MODEL NOT AVAILABLE | 3000129501 | Functional | Videocon Industries Ltd
9261 | Napsar Chc | Spot Light ( Portable ) | Model Not Available | 2000030687 | Functional | Others
9262 | Chadwas Phc Churu | Syringe Needle Destroyer | Model not available | 3000129206 | Functional | Others
9263 | Nohar Chc | Water Bath | Model not available | 1044 | Functional | Authentic Instruments Ltd
9264 | District Hospital Mahillabag | Ultra Sonography (USG) & Colour Dopler Machine | Model not available | 2000032994 | Functional | Others
9265 | Dist Hospital Barmer Dh | Ultra Sonography (USG) & Colour Dopler Machine | Model not available | 21-12080002 | Functional | Others
9266 | Bhadasar Phc | Weighing Machine | MODEL NOT AVAILABLE | 3000129509 | Functional | Others
9267 | Deeplana Phc | Freezes | MODEL NOT AVAILABLE | 3000043271 | Functional | Others
9268 | Dist Hospital Barmer Dh | Ultra Sonography (USG) & Colour Dopler Machine | Sonalisa -32 | 5102 | Functional | Larsen And Tourbo Ltd
9269 | Satellite Hospital Mandor, Jodhpur | Ice lined refrigerator | Model Not Available | 3000049550 | Functional | Others
9270 | Umaid Hospital Jodhpur Medical College Hospital | Multi-Para Monitor | Star 50 ( L and T ) | 3000122670 | Functional | Larsen And Tourbo Ltd
9271 | Dhansiya Phc | SPHYGMOMANOMETER(BP APPRATUS) | MODEL NOT AVAILABLE | 3000043422 | Functional | Others
9272 | Mahatma Ghandhi Hospital Jodhpur | Multi-Para Monitor | Model not available | 3000124130 | Functional | Others
9273 | Mahatma Ghandhi Hospital Jodhpur | Freezes | MODEL NOT AVAILABLE | 3000117135 | Functional | Others
9274 | Umaid Hospital Jodhpur Medical College Hospital | Multi-Para Monitor | Star 50 ( L and T ) | ALOSE00136 | Functional | Larsen And Tourbo Ltd
9275 | Mahatma Ghandhi Hospital Jodhpur | Radiant Heat Warmer | Model Not Available | 3000117349 | Functional | Others
9276 | Umaid Hospital Jodhpur Medical College Hospital | Multi-Para Monitor | Schiller - Truscope Classic | MO14E002824 | Not in use | Schiller Healthcare India Pvt Ltd
9277 | Mahatma Ghandhi Hospital Jodhpur | Defibrillator | MODEL NOT AVAILABLE | 3000117227 | Functional | Others
9278 | Mahatma Ghandhi Hospital Jodhpur | Defibrillator | HEARTSTART XL | 3000117210 | Functional | Others
9279 | Govt Bangur Hopital Pali Dh | Blood Bank Refrigerator | Model not available | 55394model;bbr25si | Functional | Others
9280 | Mahatma Ghandhi Hospital Jodhpur | Suction Machine | HI VAC | 3000124173 | Functional | Others
9281 | Deengarh Phc | Centrifuge Machine ( 4 Tube ) | Model not available | 3000043045 | Functional | Remi Electrotechnik Ltd
9282 | District Sahadat Hospital Tonk Dh | 300mA X-Ray Machine | Model not available | 2K110303101-X/HF | Functional | Allengers Medical Systems Ltd
9283 | Mahatma Ghandhi Hospital Jodhpur | Suction Machine | MODEL NOT AVAILABLE | 2000022336 | Functional | Cmho Supply
9284 | Kalana Phc | Neubaurs Chamber | Model not available | 2000037989 | Functional | Others
9285 | Govt Bangur Hopital Pali Dh | Blood Bank Refrigerator | Model not available | 2bbr-4254 | Functional | Remi Electrotechnik Ltd
9286 | Umaid Hospital Jodhpur Medical College Hospital | Syringe Needle Destroyer | Model not available | 3000122853 | Functional | Others
9287 | Dhansiya Phc | Syringe Needle Destroyer | Model not available | 3000043428 | Functional | Others
9288 | Mahatma Ghandhi Hospital Jodhpur | Binocular Microscope | Model Not Available | 6D12110 | Functional | Others
9289 | Dhansiya Phc | Freezes | Kelvinator KGE 193 | 3000043430 | Functional | Others
9290 | Mahatma Ghandhi Hospital Jodhpur | Semi Automated Chemistry Analyzer | Statfax 2000 | 3000049996 | Functional | Others
9291 | Umaid Hospital Jodhpur Medical College Hospital | SPHYGMOMANOMETER(BP APPRATUS-Digital) | Model Not Available | 3000122854 | Functional | Others
9292 | Umaid Hospital Jodhpur Medical College Hospital | Phototherepy Unit | MODEL NOT AVAILABLE | 3000122978 | Functional | Others
9293 | Mahatma Ghandhi Hospital Jodhpur | Semi Automated Chemistry Analyzer | Model not Available | 3000120395 | Functional | Others
9294 | Umaid Hospital Jodhpur Medical College Hospital | Phototherepy Unit | MODEL NOT AVAILABLE | 3000122979 | Functional | Others
9295 | Kalana Phc | SPHYGMOMANOMETER(BP APPRATUS) | MODEL NOT AVAILABLE | 2000037994 | Functional | Others
9296 | Rudawal Phc | Syringe Needle Destroyer | Model not available | 2000022793 | Non Functional Repairable | Cmho Supply
9297 | District Sahadat Hospital Tonk Dh | Syringe Infusion Pump | Model not available | 21276552 | Functional | Others
9298 | Lakhuwali Phc | Weighing Machine | MODEL NOT AVAILABLE | 3000044298 | Functional | Crown Digital Scales Inc
9299 | Bhimsar Phc | Baby Weighing Machine | Model Not Available | 30000121099 | Functional | Others
9300 | Govt Bangur Hopital Pali Dh | Radiant Heat Warmer | Meditrin - Heat Warmer | 3000124464 | Functional | Meditrin Instruments
9301 | Bhimsar Phc | Binocular Microscope | Model Not Available | 66693 | Functional | Others
9302 | Lakhuwali Phc | STABILIZER | MODEL NOT AVAILABLE | 3000044300 | Functional | Others
9303 | A K Hospital Beawar Ajmer Dh | Defibrillator | Nulife - Dots | MBSD0716683 | Functional | Mrk Healthcare Pvt Ltd Delhi
9304 | Umaid Hospital Jodhpur Medical College Hospital | Syringe Infusion Pump | SIMTEK - Infutek 405 | 4DI455506 | Functional | Simtek Medico Systems Pvt Ltd
9305 | Jhalawar Medical College Medical Collage Hospital | Ventilator | Model Not Available | 3000121287 | Functional | Others
9306 | Dist Hospital Barmer Dh | Phototherepy Unit | MODEL NOT AVAILABLE | 450019 | Functional | Fanem
9307 | Govt Bangur Hopital Pali Dh | Hemoglobin meter | HB 301 | 3000120736 | Functional | Hemocue India
9308 | M G Hospital Bhilwara Dh | Freezes | MODEL NOT AVAILABLE | 3000125177 | Functional | Others
9309 | District Hospital Paota | Suction Machine | Model Not Available | 3000047964 | Functional | Others
9310 | Umaid Hospital Jodhpur Medical College Hospital | ECG Machine (Single Channel) | Model Not Available | 3000122969 | Functional | Others
9311 | District Sahadat Hospital Tonk Dh | Pulse Oxymeter | Model Not Available | 5/PUTF/P382 | Functional | Others
9312 | Mahatma Ghandhi Hospital Jodhpur | Anesthesia Machine | MODEL NOT AVAILABLE | 3000122481 | Functional | Others
9313 | A K Hospital Beawar Ajmer Dh | Ophthalmoscope | Model Not Available | 34645 | Functional | Others
9314 | Raghunathgarh Phc | Binocular Microscope | Labomed - Vision 2000 | 141276180 | Functional | Labomed
9315 | Kelniya Phc | Binocular Microscope | Model Not Available | 3000043544 | Functional | Others
9316 | Mahatma Ghandhi Hospital Jodhpur | Suction Machine | Surgivac | 3000122470 | Functional | Others
9317 | Umaid Hospital Jodhpur Medical College Hospital | Radiant Heat Warmer | Zeal - RHW 2101A | RHW2101A/0813/1026 | Functional | Zeal Medical Pvt Ltd
9318 | Juni Mandi City Dispensary | SPHYGMOMANOMETER(BP APPRATUS) | MODEL NOT AVAILABLE | 2000032998 | Functional | Others
9319 | Raghunathgarh Phc | Glucometer | Model not available | 2000021412 | Functional | Labomed
9320 | M G Hospital Bhilwara Dh | Spot Light ( Portable ) | Model Not Available | 3000125178 | Functional | Others
9321 | Mahatma Ghandhi Hospital Jodhpur | Multi-Para Monitor | Model not available | 3000117178 | Functional | Others
9322 | Mahatma Ghandhi Hospital Jodhpur | Multi-Para Monitor | Model Not Available | 3000214926 | Functional | Others
9323 | Mahatma Ghandhi Hospital Jodhpur | Multi-Para Monitor | Model not available | 3000117141 | Functional | Others
9324 | Mahatma Ghandhi Hospital Jodhpur | Multi-Para Monitor | Model not available | 3000117142 | Functional | Others
9325 | Mahatma Ghandhi Hospital Jodhpur | Multi-Para Monitor | Model not available | 3000117143 | Functional | Others
9326 | Mahatma Ghandhi Hospital Jodhpur | Multi-Para Monitor | Model not available | 3000117144 | Functional | Others
9327 | Mahatma Ghandhi Hospital Jodhpur | Multi-Para Monitor | Model not available | 3000117145 | Functional | Others
9328 | Mahatma Ghandhi Hospital Jodhpur | Multi-Para Monitor | Model not available | 3000117171 | Functional | Others
9329 | M G Hospital Bhilwara Dh | Blood Bank Refrigerator | Model not available | 3000125082 | Functional | Others
9330 | Dist Hospital Barmer Dh | Syringe Needle Destroyer | Model not available | 1105688 | Functional | Others
9331 | M G Hospital Bhilwara Dh | ELISA Washer | Model not available | 461511012E | Functional | Others
9332 | Mahatma Ghandhi Hospital Jodhpur | Pulse Oxymeter | Model Not Available | 3000117161 | Functional | Others
9333 | Mahatma Ghandhi Hospital Jodhpur | Pulse Oxymeter | Model Not Available | 3000117162 | Functional | Others
9334 | Mahatma Ghandhi Hospital Jodhpur | Pulse Oxymeter | Model Not Available | 3000117163 | Functional | Others
9335 | Mahatma Ghandhi Hospital Jodhpur | Pulse Oxymeter | Model Not Available | 3000117164 | Functional | Others
9336 | Mahatma Ghandhi Hospital Jodhpur | Pulse Oxymeter | Model Not Available | 3000117165 | Functional | Others
9337 | Mahatma Ghandhi Hospital Jodhpur | Pulse Oxymeter | Model Not Available | 3000117166 | Functional | Others
9338 | Mahatma Ghandhi Hospital Jodhpur | Pulse Oxymeter | Model Not Available | 3000117169 | Functional | Others
9339 | Mahatma Ghandhi Hospital Jodhpur | Pulse Oxymeter | Model Not Available | 3000117170 | Functional | Others
9340 | M G Hospital Bhilwara Dh | Blood Bank Refrigerator | Model not available | 3000125086 | Functional | Others
9341 | M G Hospital Bhilwara Dh | Pulse Oxymeter | Comet - P (L and T) | C09P0820 | Functional | Others
9342 | Dh Hanumangarh Town Dh | Multi-Para Monitor | Model not available | 2000037746 | Functional | Others
9343 | Umaid Hospital Jodhpur Medical College Hospital | Suction Machine | Model Not Available | 3000122853 | Functional | Others
9344 | Umaid Hospital Jodhpur Medical College Hospital | Syringe Needle Destroyer | Nulife - Dots | 30000122875 | Functional | Others
9345 | Mahatma Ghandhi Hospital Jodhpur | Multi-Para Monitor | Star 50 ( L and T ) | 3000124168 | Functional | Others
9346 | Umaid Hospital Jodhpur Medical College Hospital | Syringe Infusion Pump | Model not available | 3000124963 | Functional | Others
9347 | Bidasar Chc | Incubator | MODEL NOT AVAILABLE | 3000129141 | Functional | Others
9348 | District Sahadat Hospital Tonk Dh | Syringe Infusion Pump | Model not available | 21270547 | Functional | Others
9349 | District Sahadat Hospital Tonk Dh | Syringe Infusion Pump | Model not available | 21270309 | Functional | Others
9350 | Beswa Chc | Baby Weighing Machine | Crown | 2000037525 | Functional | Others
9351 | J.K.Loan Hospital, Kota | Blood Bank Refrigerator | Model not available | BDI-3844 | Functional | Others
9352 | Mahroli Chc | Glucometer | Model not available | RMD025418 | Functional | Others
9353 | Pbm Medical College And Hospital | Multi-Para Monitor | Model not available | 2000035793 | Functional | Others
9354 | Pbm Medical College And Hospital | Multi-Para Monitor | Model not available | 2000035794 | Functional | Others
9355 | Pbm Medical College And Hospital | Multi-Para Monitor | Model not available | 2000035797 | Functional | Others
9356 | Jln Central Store Medical College | Syringe Infusion Pump | JAZ-1800C | 13050814Z | Functional | Others
9357 | Beswa Chc | Semi Automated Chemistry Analyzer | Model not Available | 1211170 | Functional | Others
9358 | 17 Z Phc | Freezes | MODEL NOT AVAILABLE | 2000037534 | Functional | Others
9359 | Pbm Medical College And Hospital | Syringe Infusion Pump | Model not available | 2000035795 | Functional | Others
9360 | Pbm Medical College And Hospital | Syringe Infusion Pump | Model not available | 2000035800 | Functional | Others
9361 | Pbm Medical College And Hospital | Syringe Infusion Pump | Model not available | 2000035801 | Functional | Others
9362 | Pbm Medical College And Hospital | Syringe Infusion Pump | Model not available | 2000035803 | Functional | Others
9363 | Jln Central Store Medical College | Syringe Infusion Pump | Model not available | 15011500000000000 | Functional | Others
9364 | Pbm Medical College And Hospital | Nebulizer | MODEL NOT AVAILABLE | 2000035804 | Functional | Others
9365 | Pbm Medical College And Hospital | Nebulizer | MODEL NOT AVAILABLE | 2000035802 | Functional | Others
9366 | Salasar Chc | SPHYGMOMANOMETER(BP APPRATUS) | MODEL NOT AVAILABLE | 2350/157 | Functional | Cmho Supply
9367 | Pbm Medical College And Hospital | Ventilator | Model Not Available | 2000035796 | Functional | Others
9368 | J.K.Loan Hospital, Kota | Incubator | MODEL NOT AVAILABLE | 3000055096 | Functional | Others
9369 | District Sahadat Hospital Tonk Dh | Syringe Infusion Pump | Model not available | 21270435 | Functional | Others
9370 | J.K.Loan Hospital, Kota | Centrifuge Machine ( 4 Tube ) | Model not available | 1000602 | Functional | Others
9371 | A K Hospital Beawar Ajmer Dh | Suction Machine | EURUVAC Elite | OLELO359 | Functional | Others
9372 | J.K.Loan Hospital, Kota | Incubator | MODEL NOT AVAILABLE | 1002001 | Functional | Others
9373 | A K Hospital Beawar Ajmer Dh | Anesthesia Machine | Allied | 200792 | Functional | Alleid Medical Limited
9374 | Phalsund Chc | Suction Machine | Model Not Available | 10301 | Functional | Others
9375 | Sri Madhopur Chc | Phototherepy Unit | Fenam, Bilitron Sky 5006 | 2000029025 | Functional | Rhsdp Supply
9376 | Sri Madhopur Chc | Phototherepy Unit | MODEL NOT AVAILABLE | 2000029027 | Functional | Others
9377 | Khandela Chc | Incubator | MODEL NOT AVAILABLE | 2000037215 | Functional | Others
9378 | Gogameri Phc | Freezes | MODEL NOT AVAILABLE | 3000043239 | Functional | Others
9379 | A K Hospital Beawar Ajmer Dh | ECG Machine (Three Channel ) | SE-300 | DETCOE1290 | Functional | Others
9380 | Khandela Chc | Syringe Needle Destroyer | Microsil - ND350 | 2000037226 | Functional | Others
9381 | Khandela Chc | Syringe Needle Destroyer | Microsil - ND350 | 2000037232 | Functional | Others
9382 | Thoi Chc | Incubator | MODEL NOT AVAILABLE | 2000037249 | Functional | Others
9383 | A K Hospital Beawar Ajmer Dh | Wax Bath Machine | Model Not Available | 34788 | Functional | Others
9384 | Lakhuwali Phc | Radiant Heat Warmer | Model Not Available | 2101A11213/2733 | Functional | Zeal Medical Pvt Ltd
9385 | Badawar Phc | Syringe Needle Destroyer | Microsil - ND350 | 4615 | Functional | Linco Scientific Instruments And Chemicals (P) Ltd
9386 | Sri Madhopur Chc | Binocular Microscope | PZB 22 | 2000029014 | Functional | Others
9387 | Sri Madhopur Chc | Binocular Microscope | PZB 22 | 2000029010 | Functional | Others
9388 | Khandela Chc | Sahlis HB Meter | Model not available | 2000037225 | Functional | Others
9389 | Nechwa Chc | Ice lined refrigerator | MF - 144 | 20323200342 | Functional | Others
9390 | Deshnok Chc | VDRL Rotator (Rotor and Shaker) | Model Not Available | 2000030764 | Functional | Others
9391 | Lakhuwali Phc | Fetal Doppler | MODEL NOT AVAILABLE | 3000044301 | Functional | Others
9392 | Sri Madhopur Chc | Nebulizer | CompAIR NE-C801 | 2000029090 | Functional | Omron Health Care
9393 | Sri Madhopur Chc | Nebulizer | NE-C28 | 2000029087 | Functional | Omron Health Care
9394 | Lakhuwali Phc | Autoclave | Model not available | 3000044306 | Functional | Others
9395 | Govt Bangur Hopital Pali Dh | Radiant Heat Warmer | Model Not Available | 3000124472 | Functional | Meditrin Instruments
9396 | District Hospital Paota | Spot Light ( Portable ) | Model Not Available | 2000032974 | Functional | Cognate India
9397 | A K Hospital Beawar Ajmer Dh | Autoclave | Model not available | 116 | Functional | Others
9398 | A K Hospital Beawar Ajmer Dh | Autoclave | Bhasin Sons | 33590 | Functional | Others
9399 | Dispensary Bidasar | Suction Machine | Model Not Available | 30000129129 | Functional | Others
9400 | Loonkaransar Chc | Blood Bank Refrigerator | Model not available | BE04G4E2600B2A560221 | Functional | Haier Appliances India Pvt
9401 | Nokha Chc | Labour Table | Model Not Available | 3000042283 | Functional | Others
9402 | Rollshabsar Chc | Hemoglobin meter | Model Not Available | 2000037467 | Functional | Others
9403 | Pbm Medical College And Hospital | Semi Automated Chemistry Analyzer | Model not Available | 3000045580 | Functional | Others
9404 | Sri Madhopur Chc | Semi Automated Chemistry Analyzer | Model not Available | 2006MT200111 | Functional | Others
9405 | Sri Madhopur Chc | Pulse Oxymeter | Model Not Available | 2000029081 | Functional | Others
9406 | Mahwa Chc | SPHYGMOMANOMETER(BP APPRATUS) | MODEL NOT AVAILABLE | 399509-26 | Non Functional Not Repairable | Others
9407 | A K Hospital Beawar Ajmer Dh | Suction Machine | Surgivac | C-74-008 | Functional | Ambica Surgicare
9408 | Sri Madhopur Chc | Hydraulic Operation Table | MODEL NOT AVAILABLE | 2000029052 | Functional | Others
9409 | A K Hospital Beawar Ajmer Dh | Pulse Oxymeter | Comet - P (L and T) | 010P1167 | Functional | Larsen And Tourbo Ltd
9410 | Dist Hospital Barmer Dh | Pulse Oxymeter | Model Not Available | 3000139970 | Functional | Cmho Supply
9411 | District Sahadat Hospital Tonk Dh | Multi-Para Monitor | Star 50 ( L and T ) | A10SE0359 | Functional | Larsen And Tourbo Ltd
9412 | Kaliyasar Phc | Glucometer | Model not available | 2000019443 | Functional | Others
9413 | Jhalawar Medical College Medical Collage Hospital | Suction Machine | Model Not Available | 3000130204 | Functional | Others
9414 | Kelniya Phc | Hemoglobin meter | Model Not Available | 3000043546 | Functional | Top Syringe Mfg Co Pvt Ltd
9415 | Jhalawar Medical College Medical Collage Hospital | Autoclave | Model not available | 3000130081 | Functional | Others
9416 | Jhalawar Medical College Medical Collage Hospital | Autoclave | Model not available | 3000130082 | Functional | Others
9417 | Jhalawar Medical College Medical Collage Hospital | Autoclave | Model not available | 3000130083 | Functional | Others
9418 | Jhalawar Medical College Medical Collage Hospital | Autoclave | Model not available | 3000130084 | Functional | Others
9419 | Jhalawar Medical College Medical Collage Hospital | Autoclave | Model not available | 3000130085 | Functional | Others
9420 | Jhalawar Medical College Medical Collage Hospital | Autoclave | Model not available | 3000130086 | Functional | Others
9421 | Umaid Hospital Jodhpur Medical College Hospital | Intensive Care Bed | Janak | 3000131264 | Functional | Others
9422 | A K Hospital Beawar Ajmer Dh | Blood Bank Refrigerator | Model not available | BE04E2600B2A610134 | Functional | Others
9423 | M G Hospital Bhilwara Dh | Phototherepy Unit | Fenam, Bilitron Sky 5006 | I-IYAK-450029 | Functional | Others
9424 | Govt Bangur Hopital Pali Dh | Water Bath | Model not available | 403 | Functional | Others
9425 | Jhalawar Medical College Medical Collage Hospital | Suction Machine | Model Not Available | 3000130203 | Functional | Others
9426 | Umaid Hospital Jodhpur Medical College Hospital | Ultra Sonography (USG) & Colour Dopler Machine | Model not available | 3000122667 | Functional | Others
9427 | Umaid Hospital Jodhpur Medical College Hospital | Syringe Infusion Pump | Model not available | 3000124965 | Functional | Others
9428 | Ratanada Dysp | Binocular Microscope | Model Not Available | 3000054092 | Functional | Labomed
9429 | Govt Bangur Hopital Pali Dh | Baby Weighing Machine | Model Not Available | 3000124283 | Functional | Others
9430 | Mahatma Ghandhi Hospital Jodhpur | Nebulizer | MODEL NOT AVAILABLE | 3000117174 | Functional | Others
9431 | Mahatma Ghandhi Hospital Jodhpur | Nebulizer | MODEL NOT AVAILABLE | 3000117136 | Functional | Others
9432 | Mahatma Ghandhi Hospital Jodhpur | Defibrillator | MODEL NOT AVAILABLE | 3000117084 | Functional | Others
9433 | Tibi Chc | Hemoglobin meter | HB 301 | 1345813012 | Functional | Hemocue India
9434 | Tibi Chc | Binocular Microscope | Model Not Available | 200037761 | Functional | Mlw Intermed
9435 | Umaid Hospital Jodhpur Medical College Hospital | Intensive Care Bed | Janak | 30000122611 | Functional | Janak Healthcare Pvt Ltd
9436 | Deengarh Phc | Ice lined refrigerator | Model Not Available | BE07F4E0NO0B2A6L0044 | Functional | Haier Appliances India Pvt
9437 | M G Hospital Bhilwara Dh | Labour Table | Model Not Available | 3000214858 | Functional | Others
9438 | Umaid Hospital Jodhpur Medical College Hospital | Suction Machine | Model Not Available | 3000122614 | Functional | Others
9439 | Deengarh Phc | Freezes | MODEL NOT AVAILABLE | 3000043049 | Functional | Others
9440 | M G Hospital Bhilwara Dh | Labour Table | Model Not Available | 3000125139 | Functional | Others
9441 | Umaid Hospital Jodhpur Medical College Hospital | Suction Machine | Model Not Available | 1839606 | Functional | Others
9442 | Umaid Hospital Jodhpur Medical College Hospital | Pulse Oxymeter | Model Not Available | CLMHIF4386 | Functional | Bpl Medical Technologies
9443 | Deengarh Phc | SPHYGMOMANOMETER(BP APPRATUS) | MODEL NOT AVAILABLE | 3000043051 | Functional | Others
9444 | City Dispensary No 2 Sati Mandir Muslim | Binocular Microscope | Model Not Available | 2000019115 | Functional | Others
9445 | Meghana Phc | SPHYGMOMANOMETER(BP APPRATUS) | MODEL NOT AVAILABLE | 3000043569 | Functional | Others
9446 | Mahatma Ghandhi Hospital Jodhpur | 100mA X-Ray Machine | Model not available | 3000124120 | Functional | Others
9447 | Mahatma Ghandhi Hospital Jodhpur | Anesthesia Machine | MODEL NOT AVAILABLE | 3000124149 | Functional | Others
9448 | City Dispensary No 2 Sati Mandir Muslim | Syringe Needle Destroyer | Model not available | 2000019116 | Functional | Others
9449 | Meghana Phc | Suction Machine | Model Not Available | 3000043570 | Functional | Others
9450 | Umaid Hospital Jodhpur Medical College Hospital | Pulse Oxymeter | Model Not Available | EE07C00857 | Functional | Others
9451 | Dist Hospital Barmer Dh | O.T. Light Single Dome | MODEL NOT AVAILABLE | 9 | Functional | Surgi Sun
9452 | Salasar Chc | Ice lined refrigerator | HBD-116 | BE04G4E2600B2A7V0197 | Functional | Haier Appliances India Pvt
9453 | Mahwa Chc | Sahlis HB Meter | Model not available | 1343813098 | Functional | Others
9454 | J.K.Loan Hospital, Kota | ECG Monitor | Model not available | 17 | Functional | Others
9455 | Bidasar Chc | Defibrillator | MODEL NOT AVAILABLE | 314D229 | Functional | Others
9456 | Pbm Medical College And Hospital | Sahlis HB Meter | HB Meter | 3000045758 | Functional | Others
9457 | Mahwa Chc | Freezes | MODEL NOT AVAILABLE | BE040462600B247 | Functional | Others
9458 | Danta Chc | VDRL Rotator (Rotor and Shaker) | Model Not Available | 2000031197 | Functional | Others
9459 | Khatushayamji Chc | Suction Machine | Model Not Available | 2000031018 | Functional | Others
9460 | Khatushayamji Chc | Suction Machine | Model Not Available | 2000031019 | Functional | Others
9461 | Khatushayamji Chc | Suction Machine | Model Not Available | 2000031030 | Functional | Others
9462 | Khatushayamji Chc | Suction Machine | Model Not Available | 3000088572 | Functional | Others
9463 | Laxmangarh Chc | Centrifuge Machine ( 4 Tube ) | Model not available | 2000029372 | Functional | Others
9464 | A K Hospital Beawar Ajmer Dh | Suction Machine | Model Not Available | 162105 | Functional | Others
9465 | Lalgarh Phc Churu | Binocular Microscope | AMT 5A | 3000129319 | Functional | Rohilla Industries Jaipur
9466 | Laxmangarh Chc | Ice lined refrigerator | Model Not Available | 2000029378 | Functional | Others
9467 | Dablirathan Chc Hanumangarh | Radiant Heat Warmer | Model Not Available | 1121312771 | Functional | Zeal Medical Pvt Ltd
9468 | Jln Central Store Medical College | Syringe Infusion Pump | SP-900 | 204092 | Functional | Others
9469 | A K Hospital Beawar Ajmer Dh | 300mA X-Ray Machine | GE Elpro - DX-300 | 05/9.3796A | Functional | Others
9470 | Danta Chc | Syringe Needle Destroyer | Model not available | 2000031205 | Functional | Others
9471 | Jajhor Chc | Semi Automated Chemistry Analyzer | CPC - STAT FAX 3300 | 2000029389 | Functional | Others
9472 | Lalgarh Phc Churu | Baby Weighing Machine | Model Not Available | 3000129313 | Non Functional Repairable | Ramon Surgical Company
9473 | Laxmangarh Chc | Baby Weighing Machine | Model Not Available | 2000029386 | Functional | Others
9474 | Laxmangarh Chc | SPHYGMOMANOMETER(BP APPRATUS-Digital) | Model Not Available | 2000029387 | Functional | Others
9475 | Jln Central Store Medical College | Weighing Machine | MODEL NOT AVAILABLE | W54888 | Functional | Others
9476 | Danta Chc | Radiant Heat Warmer | Zeal - RHW 2101A | 2000031210 | Functional | Others
9477 | Danta Chc | Radiant Heat Warmer | Zeal - RHW 2101A | 2000031211 | Functional | Others
9478 | Satellite Hospital Mandor, Jodhpur | Pulse Oxymeter | Comet - P (L and T) | co9p0472 | Functional | Larsen And Tourbo Ltd
9479 | Satellite Hospital Mandor, Jodhpur | Pulse Oxymeter | Model Not Available | 3000049132 | Functional | Others
9480 | A K Hospital Beawar Ajmer Dh | Ventilator | Schiller - Graphnet Advance | 3510042697 | Functional | Others
9481 | Dispensary Bidasar | Freezes | MODEL NOT AVAILABLE | 3000129135 | Functional | Others
9482 | Satellite Hospital Mandor, Jodhpur | Instrument Sterilizer | Model Not Available | 3000049144 | Functional | Others
9483 | Deshnok Chc | Radiant Heat Warmer | Zeal - RHW 2101A | 2000030778 | Functional | Others
9484 | City Dispensary Chhapar Sujangarh | SPHYGMOMANOMETER(BP APPRATUS) | MODEL NOT AVAILABLE | 3000119359 | Functional | Cmho Supply
9485 | District Hospital Paota | Suction Machine | Model Not Available | 3000047971 | Functional | Others
9486 | A K Hospital Beawar Ajmer Dh | Pulse Oxymeter | Comet - P (L and T) | CO9P03105 | Functional | Larsen And Tourbo Ltd
9487 | Tb Clinic Hanumangarh | Water Bath | Model not available | 2000031960 | Functional | Others
9488 | Bagsar Authana Phc | Syringe Needle Destroyer | Model not available | 3000129333 | Functional | Micro Lab Instruments Ahmedabad
9489 | Sangria Chc | Anesthesia Machine | MODEL NOT AVAILABLE | 3000043113 | Non Functional Repairable | Others
9490 | Deshnok Chc | Weighing Machine | MODEL NOT AVAILABLE | 2000030782 | Functional | Others
9491 | City Dispensary Hanumangarh Junction | Incubator | MODEL NOT AVAILABLE | 3000044572 | Functional | Others
9492 | Sardarsahar Chc | Multi-Para Monitor | Model not available | 3000129355 | Not in use | Rhsdp Supply
9493 | M G Hospital Bhilwara Dh | Hot Air Oven | Model not available | 6692 | Functional | Others
9494 | City Dispensary Hanumangarh Junction | Freezes | MODEL NOT AVAILABLE | 3000044575 | Functional | Others
9495 | M G Hospital Bhilwara Dh | Ventilator | Model Not Available | THC12830 | Functional | Others
9496 | M G Hospital Bhilwara Dh | Pulse Oxymeter | Model Not Available | 3000042793 | Functional | Others
9497 | Mahatma Ghandhi Hospital Jodhpur | Suction Machine | Model Not Available | 86121149 | Functional | Others
9498 | Sangria Chc | Radiant Heat Warmer | Model Not Available | 3000043109 | Functional | Meditrin Instruments
9499 | Ramgarh Sethan Chc | Sahlis HB Meter | Model not available | 2000037370 | Functional | Others
9500 | Deshnok Chc | Syringe Needle Destroyer | Nulife - Dots | 2000030784 | Functional | Others
9501 | M G Hospital Bhilwara Dh | Ventilator | Model Not Available | THC-11338 | Functional | Others
9502 | A K Hospital Beawar Ajmer Dh | Defibrillator | MODEL NOT AVAILABLE | US00458579 | Functional | Others
9503 | M G Hospital Bhilwara Dh | Syringe Needle Destroyer | REMI - R4C | 2000022170 | Non Functional Repairable | Others
9504 | Sardarsahar Chc | Instrument Sterilizer | Model Not Available | 3000129393 | Functional | Others
9505 | Jln Central Store Medical College | Syringe Infusion Pump | JAZ-1800C | 130508022 | Functional | Others
9506 | Piprali Chc | Instrument Sterilizer | Model Not Available | 9377 | Functional | Others
9507 | Dholipal Chc Hanumangarh | Freezes | MODEL NOT AVAILABLE | 3000044344 | Functional | Others
9508 | Bidasar Chc | Centrifuge Machine ( 4 Tube ) | Model not available | 3000129143 | Functional | Others
9509 | J.K.Loan Hospital, Kota | Suction Machine | Surgivac | C-22-009 | Functional | Anand Medicaids Pvt Ltd
9510 | A K Hospital Beawar Ajmer Dh | Spot Light ( Portable ) | Model Not Available | 34685 | Functional | Others
9511 | Salasar Chc | Incubator | MODEL NOT AVAILABLE | 3000116105 | Functional | Others
9512 | Jln Central Store Medical College | Syringe Infusion Pump | JAZ-1800C | 18050811Z | Functional | Others
9513 | Piprali Chc | Blood Cell Counter - 3 part | Model not available | 304ES0H5517 | Functional | Others
9514 | Mahroli Chc | Semi Automated Chemistry Analyzer | CPC - STAT FAX 3300 | 3300-7476 | Functional | Others
9515 | J.K.Loan Hospital, Kota | Weighing Machine | MODEL NOT AVAILABLE | 3000055099 | Functional | Crown Digital Scales Inc
9516 | A K Hospital Beawar Ajmer Dh | O.T. Light Double Dome | MODEL NOT AVAILABLE | 34607 | Functional | Others
9517 | Sheoganj Chc | Hemoglobin meter | Model Not Available | 3000119137 | Functional | Others
9518 | A K Hospital Beawar Ajmer Dh | Suction Machine | Model Not Available | 379104 | Functional | Others
9519 | Kelniya Phc | Glucometer | Model not available | 3000043547 | Functional | Others
9520 | Jhalawar Medical College Medical Collage Hospital | Baby Weighing Machine | Model Not Available | 3000121186 | Functional | Others
9521 | Jhalawar Medical College Medical Collage Hospital | Baby Weighing Machine | Model Not Available | 3000121198 | Functional | Others
9522 | Kaliyasar Phc | Baby Weighing Machine | Model Not Available | 2000019444 | Functional | Crown Digital Scales Inc
9523 | Nohar Chc | Freezes | MODEL NOT AVAILABLE | 3000043398 | Functional | Others
9524 | A K Hospital Beawar Ajmer Dh | Blood Bank Refrigerator | Model not available | BE07F0E0100B296R0004 | Functional | Others
9525 | Dist Hospital Barmer Dh | Pulse Oxymeter | Comet - P (L and T) | 311 | Functional | Larsen And Tourbo Ltd
9526 | Umaid Hospital Jodhpur Medical College Hospital | Spot Light ( Portable ) | Model Not Available | 3000122711 | Functional | Others
9527 | Umaid Hospital Jodhpur Medical College Hospital | Phototherepy Unit | MODEL NOT AVAILABLE | 3000124868 | Functional | Meditrin Instruments
9528 | District Sahadat Hospital Tonk Dh | Multi-Para Monitor | Star 50 ( L and T ) | A10SE0355 | Functional | Larsen And Tourbo Ltd
9529 | A K Hospital Beawar Ajmer Dh | Blood Bank Refrigerator | Model not available | BE0591E0100B29790045 | Functional | Others
9530 | Juni Mandi City Dispensary | Blood Bank Refrigerator | Model not available | BE04G4E2600B2A580054 | Functional | Haier Appliances India Pvt
9531 | Umaid Hospital Jodhpur Medical College Hospital | Phototherepy Unit | MODEL NOT AVAILABLE | 3000131263 | Functional | Others
9532 | Dh Hanumangarh Town Dh | Multi-Para Monitor | Star 50 ( L and T ) | A10SR0574 | Functional | Larsen And Tourbo Ltd
9533 | A K Hospital Beawar Ajmer Dh | Ventilator | Model Not Available | 2000034564 | Functional | Others
9534 | M G Hospital Bhilwara Dh | Radiant Heat Warmer | Zeal - RHW 2101A | RHW2101A/1013/2253 | Functional | Others
9535 | Umaid Hospital Jodhpur Medical College Hospital | SPHYGMOMANOMETER(BP APPRATUS) | MODEL NOT AVAILABLE | 98131449 | Functional | Others
9536 | Dh Hanumangarh Town Dh | Multi-Para Monitor | Star 50 ( L and T ) | A10SR0575 | Functional | Larsen And Tourbo Ltd
9537 | A K Hospital Beawar Ajmer Dh | Defibrillator | MODEL NOT AVAILABLE | J14D285 | Functional | Schiller Healthcare India Pvt Ltd
9538 | Umaid Hospital Jodhpur Medical College Hospital | SPHYGMOMANOMETER(BP APPRATUS-Digital) | Model Not Available | 30657 | Functional | Others
9539 | A K Hospital Beawar Ajmer Dh | Anesthesia Machine | Allied | 2001944 | Functional | Alleid Medical Limited
9540 | Umaid Hospital Jodhpur Medical College Hospital | Ventilator | Model Not Available | AHH07726 | Not in use | Others
9541 | Umaid Hospital Jodhpur Medical College Hospital | Ventilator | Model Not Available | IV12320 | Functional | Others
9542 | Ratanada Dysp | Ice lined refrigerator | MF - 144 | 200323001 | Functional | Vestfrost Solutions
9543 | A K Hospital Beawar Ajmer Dh | Radiant Heat Warmer | Zeal - RHW 2101A | RHW2101A0913/2107 | Functional | Others
9544 | Umaid Hospital Jodhpur Medical College Hospital | Multi-Para Monitor | Star 50 ( L and T ) | ALOSE00137 | Functional | Larsen And Tourbo Ltd
9545 | City Dispensary High Court | Binocular Microscope | BLS 116 | 6135 | Functional | B L Scientific Instruments Co
9546 | City Dispensary High Court | Centrifuge Machine ( 4 Tube ) | Model not available | 3000281495 | Functional | Others
9547 | Umaid Hospital Jodhpur Medical College Hospital | Intensive Care Bed | Janak | 3000122610 | Functional | Janak Healthcare Pvt Ltd
9548 | Mahatma Ghandhi Hospital Jodhpur | Ventilator | Model Not Available | 3000117226 | Functional | Others
9549 | Dist Hospital Barmer Dh | Radiant Heat Warmer | Meditrin - Heat Warmer | 09-241 | Functional | Meditrin Instruments
9550 | Mahatma Ghandhi Hospital Jodhpur | C-Arm Image Intensifier | Model Not Available | 3000117214 | Functional | Others
9551 | City Dispensary Residency | SPHYGMOMANOMETER(BP APPRATUS) | Pagoda | 289789 | Functional | Elite Scientific Corporation
9552 | Dist Hospital Barmer Dh | Radiant Heat Warmer | Meditrin - Heat Warmer | 9282 | Functional | Meditrin Instruments
9553 | City Dispensary Residency | SPHYGMOMANOMETER(BP APPRATUS) | MODEL NOT AVAILABLE | 3000049165 | Functional | Others
9554 | Kalana Phc | Suction Machine | Model Not Available | 2000037998 | Functional | Surgicoin Medequip Pvt Ltd
9555 | Meghana Phc | Freezes | MODEL NOT AVAILABLE | 3000043559 | Functional | Others
9556 | Meghana Phc | Centrifuge Machine ( 4 Tube ) | Model not available | 3000043560 | Functional | Others
9557 | Sms Hospital | Syringe Infusion Pump | Model not available | 2000029636 | Functional | Mrk Healthcare Pvt Ltd Delhi
9558 | Sms Hospital | Syringe Infusion Pump | Allied - Syrn 200 | 20140200060 | Functional | Alleid Medical Limited
9559 | Pilibanga Chc | Semi Automated Chemistry Analyzer | Model not Available | 33006683 | Functional | Others
9560 | Sms Hospital | Syringe Needle Destroyer | Model not available | 3000085304 | Functional | Bhasin Sons Private Limited
9561 | Kanuta Chc Churu | Freezes | MODEL NOT AVAILABLE | 3000129235 | Functional | Others
9562 | Dh Hanumangarh Town Dh | Phototherepy Unit | Fenam, Bilitron Sky 5006 | 2000031727 | Functional | Fanem
9563 | Khandela Chc | Spot Light ( Portable ) | Model Not Available | 2000037185 | Functional | Others
9564 | Pbm Medical College And Hospital | SPHYGMOMANOMETER(BP APPRATUS) | MODEL NOT AVAILABLE | 2000035916 | Functional | Others
9565 | Dh Hanumangarh Town Dh | Multi-Para Monitor | Model not available | P5-TOTT-T338 | Functional | Others
9566 | Hingoniya Phc Jaipur | SPHYGMOMANOMETER(BP APPRATUS) | MODEL NOT AVAILABLE | 12706 | Functional | Others
9567 | Kanuta Chc Churu | Syringe Needle Destroyer | Model not available | 3000129242 | Functional | Others
9568 | Khandela Chc | Phototherepy Unit | MODEL NOT AVAILABLE | 2000037190 | Functional | Others
9569 | Khandela Chc | Oxygen Concentrator | Model Not Available | 2000037191 | Functional | Others
9570 | Sms Hospital | Centrifuge Machine ( 4 Tube ) | Model not available | GICI-5004 | Functional | Others
9571 | Kanuta Chc Churu | Suction Machine | Model Not Available | 3000129240 | Functional | Others
9572 | Fatehpur Chc Sikar | Baby Weighing Machine | Model Not Available | 2000037320 | Functional | Others
9573 | Pilibanga Chc | Syringe Needle Destroyer | Model not available | 3000044068 | Functional | Others
9574 | Pilibanga Chc | Water Bath | Model not available | 3000044064 | Functional | Others
9575 | Dh Hanumangarh Town Dh | Autoclave | Model not available | 2000031673 | Functional | Bpl Medical Technologies
9576 | Khandela Chc | Baby Weighing Machine | Model Not Available | 2000037195 | Functional | Others
9577 | Dh Hanumangarh Town Dh | Freezes | MODEL NOT AVAILABLE | 2000031674 | Functional | Others
9578 | Pilibanga Chc | Hemoglobin meter | Model Not Available | 22159 | Functional | Others
9579 | Goluwala Chc | Syringe Needle Destroyer | Model not available | 3000044230 | Functional | Others
9580 | Goluwala Chc | Defibrillator | Model Not Available | 2000023123 | Non Functional Repairable | Rhsdp Supply
9581 | Pilibanga Chc | Weighing Machine | MODEL NOT AVAILABLE | 3000044080 | Functional | Others
9582 | Sardarsahar Chc | Instrument Sterilizer | Model Not Available | 3000129394 | Functional | Others
9583 | Govt Bangur Hopital Pali Dh | Baby Weighing Machine | Model Not Available | 3000124284 | Functional | Others
9584 | Ramgarh Sethan Chc | Sahlis HB Meter | Model not available | 2000037376 | Functional | Others
9585 | Boghera Phc | Radiant Heat Warmer | Zeal - RHW 2101A | 3000129448 | Functional | Zeal Medical Pvt Ltd
9586 | A K Hospital Beawar Ajmer Dh | Defibrillator | MODEL NOT AVAILABLE | ABMD4L1803 | Functional | Bpl Medical Technologies
9587 | Boghera Phc | Baby Weighing Machine | Model Not Available | 300012450 | Functional | Others
9588 | M G Hospital Bhilwara Dh | Phototherepy Unit | Fenam, Bilitron Sky 5006 | I-TYAK-450031 | Functional | Others
9589 | Mahatma Ghandhi Hospital Jodhpur | Nebulizer | MODEL NOT AVAILABLE | PCB153512 | Functional | Others
9590 | M G Hospital Bhilwara Dh | Radiant Heat Warmer | Model Not Available | SRHW/200503/5 | Functional | Others
9591 | Mahatma Ghandhi Hospital Jodhpur | SPHYGMOMANOMETER(BP APPRATUS) | MODEL NOT AVAILABLE | 3000117047 | Functional | Others
9592 | Mahatma Ghandhi Hospital Jodhpur | SPHYGMOMANOMETER(BP APPRATUS) | MODEL NOT AVAILABLE | 3000117048 | Functional | Others
9593 | Mahatma Ghandhi Hospital Jodhpur | SPHYGMOMANOMETER(BP APPRATUS) | MODEL NOT AVAILABLE | 3000117049 | Functional | Others
9594 | Mahatma Ghandhi Hospital Jodhpur | SPHYGMOMANOMETER(BP APPRATUS) | MODEL NOT AVAILABLE | 3000117045 | Functional | Others
9595 | Mahatma Ghandhi Hospital Jodhpur | SPHYGMOMANOMETER(BP APPRATUS) | MODEL NOT AVAILABLE | 3000117042 | Functional | Others
9596 | Mahatma Ghandhi Hospital Jodhpur | SPHYGMOMANOMETER(BP APPRATUS) | MODEL NOT AVAILABLE | 3000117043 | Functional | Others
9597 | Mahatma Ghandhi Hospital Jodhpur | SPHYGMOMANOMETER(BP APPRATUS) | MODEL NOT AVAILABLE | 3000117044 | Functional | Others
9598 | Mahatma Ghandhi Hospital Jodhpur | SPHYGMOMANOMETER(BP APPRATUS) | MODEL NOT AVAILABLE | 3000117046 | Functional | Others
9599 | Mahatma Ghandhi Hospital Jodhpur | SPHYGMOMANOMETER(BP APPRATUS) | MODEL NOT AVAILABLE | 3000117050 | Functional | Others
9600 | Mahatma Ghandhi Hospital Jodhpur | SPHYGMOMANOMETER(BP APPRATUS) | MODEL NOT AVAILABLE | 3000117051 | Functional | Others
9601 | Govt Bangur Hopital Pali Dh | Hemoglobin meter | Model Not Available | 3000124285 | Functional | Others
9602 | Mahatma Ghandhi Hospital Jodhpur | Blood Mixer ( Roller Mixer ) | Model not available | 30604 | Functional | Others
9603 | Sardarsahar Chc | Syringe Needle Destroyer | Model not available | 3000129357 | Functional | Others
9604 | Ramgarh Sethan Chc | Suction Machine | Model Not Available | 2000037386 | Functional | Others
9605 | Mahatma Ghandhi Hospital Jodhpur | Anesthesia Machine | MODEL NOT AVAILABLE | 3000117041 | Functional | Others
9606 | Mahatma Ghandhi Hospital Jodhpur | Freezes | MODEL NOT AVAILABLE | 3000122220 | Functional | Others
9607 | Sardarsahar Chc | Ice lined refrigerator | Model Not Available | 3000129398 | Functional | Others
9608 | Pilibanga Chc | Blood Cell Counter - 3 part | Model not available | 3000044059 | Functional | Horiba India Pvt Ltd
9609 | Dh Hanumangarh Town Dh | Syringe Infusion Pump | SIMTEK - Infutek 405 | 2000031716 | Functional | Simtek Medico Systems Pvt Ltd
9610 | Pilibanga Chc | Freezes | MODEL NOT AVAILABLE | 3000044060 | Functional | Others
9611 | Kanuta Chc Churu | Binocular Microscope | PZB 22 | 3000129230 | Functional | Others
9612 | Sri Madhopur Chc | Water Bath | Yorco - YSI-413D | 2000029021 | Functional | Others
9613 | Pbm Medical College And Hospital | Phacoemulsification Machine | CataRhex SwissTech | 2000035953 | Functional | Others
9614 | Pilibanga Chc | VDRL Rotator (Rotor and Shaker) | Model Not Available | 3000044062 | Functional | Others
9615 | Sri Madhopur Chc | Freezes | MODEL NOT AVAILABLE | 2000029059 | Functional | Others
9616 | Sri Madhopur Chc | Freezes | MODEL NOT AVAILABLE | 2000029074 | Functional | Others
9617 | Kanuta Chc Churu | Syringe Needle Destroyer | Model not available | 3000129244 | Functional | Others
9618 | Goluwala Chc | SPHYGMOMANOMETER(BP APPRATUS) | MODEL NOT AVAILABLE | 3000044215 | Functional | Others
9619 | Goluwala Chc | SPHYGMOMANOMETER(BP APPRATUS) | MODEL NOT AVAILABLE | 3000044216 | Functional | Others
9620 | Sms Hospital | Centrifuge Machine ( 8 Tube) | REMI - R 8C | CGLC-2911 | Functional | Others
9621 | Dh Hanumangarh Town Dh | Suction Machine | Osmium | 2000031680 | Functional | Balaji Enterprises
9622 | Kanuta Chc Churu | 100mA X-Ray Machine | Model not available | 3000129247 | Functional | Others
9623 | Pbm Medical College And Hospital | Instrument Sterilizer | Model Not Available | 2000035990 | Functional | Others
9624 | Pbm Medical College And Hospital | Instrument Sterilizer | Model Not Available | 2000035996 | Functional | Others
9625 | Pbm Medical College And Hospital | Nebulizer | MODEL NOT AVAILABLE | 2000035987 | Functional | Others
9626 | Gharsisar Phc | Binocular Microscope | PZB 22 | 54624 | Functional | Others
9627 | Pbm Medical College And Hospital | Autoclave | Model not available | 2000035958 | Functional | Others
9628 | Ramgarh Chc Hanumangarh | Glucometer | Model not available | 3000043229 | Functional | Others
9629 | Kelniya Phc | Syringe Needle Destroyer | Model not available | MBSD0716581 | Functional | Others
9630 | M G Hospital Bhilwara Dh | Anesthesia Machine | MODEL NOT AVAILABLE | 300125181 | Functional | Others
9631 | M G Hospital Bhilwara Dh | Baby Weighing Machine | Model Not Available | 30722787 | Functional | Others
9632 | Meghana Phc | Glucometer | Model not available | 3000043563 | Functional | Others
9633 | Kalana Phc | Fetal Doppler | MODEL NOT AVAILABLE | 2000031566 | Functional | Others
9634 | Umaid Hospital Jodhpur Medical College Hospital | Pulse Oxymeter | Comet - P (L and T) | C13PA6042 | Non Functional Repairable | Larsen And Tourbo Ltd
9635 | Mahatma Ghandhi Hospital Jodhpur | Automatic Film Processor | Model not available | 3000124110 | Functional | Others
9636 | Umaid Hospital Jodhpur Medical College Hospital | Syringe Infusion Pump | SIMTEK - Infutek 405 | 1306114.5AJ-04 | Functional | Simtek Medico Systems Pvt Ltd
9637 | Mahatma Ghandhi Hospital Jodhpur | 100mA X-Ray Machine | MDX - 100 DX | h2515776 | Functional | Others
9638 | Umaid Hospital Jodhpur Medical College Hospital | Pulse Oxymeter | Model Not Available | C12D207 | Non Functional Repairable | Schiller Healthcare India Pvt Ltd
9639 | A K Hospital Beawar Ajmer Dh | Ophthalmoscope | Model Not Available | 34649 | Functional | Others
9640 | Mahatma Ghandhi Hospital Jodhpur | 100mA X-Ray Machine | Allengers - MARS 3.5 | 3000124121 | Functional | Others
9641 | Umaid Hospital Jodhpur Medical College Hospital | Nebulizer | MODEL NOT AVAILABLE | 3000131256 | Functional | Others
9642 | Nohar Chc | Blood Bank Refrigerator | Model not available | 25011486 | Functional | Others
9643 | Umaid Hospital Jodhpur Medical College Hospital | Suction Machine | Model Not Available | 3000131257 | Functional | Others
9644 | City Dispensary No 2 Sati Mandir Muslim | Weighing Machine | MODEL NOT AVAILABLE | 2000019117 | Functional | Others
9645 | Umaid Hospital Jodhpur Medical College Hospital | Pulse Oxymeter | Model Not Available | 13061145AJ08 | Functional | Simtek Medico Systems Pvt Ltd
9646 | M G Hospital Bhilwara Dh | ECG Machine (Six Channel ) | Model Not Available | 3000125169 | Functional | Others
9647 | Mahatma Ghandhi Hospital Jodhpur | FOGGING MACHINE | MODEL NOT AVAILABLE | 3000117356 | Functional | Others
9648 | Govt Bangur Hopital Pali Dh | Digital Photo Calorimeter | Model not available | 010/8/223 | Functional | Others
9649 | Umaid Hospital Jodhpur Medical College Hospital | Radiant Heat Warmer | Model Not Available | SST/DM/123/387 | Functional | Others
9650 | Dist Hospital Barmer Dh | Syringe Needle Destroyer | Model not available | 25694 | Functional | Others
9651 | Govt Bangur Hopital Pali Dh | Blood Bank Refrigerator | Model not available | 1622 | Functional | Others
9652 | Umaid Hospital Jodhpur Medical College Hospital | Radiant Heat Warmer | Model Not Available | SST/DM/12-13/367 | Functional | Others
9653 | Mahatma Ghandhi Hospital Jodhpur | Suction Machine | Model Not Available | 3000122463 | Functional | Others
9654 | M G Hospital Bhilwara Dh | Syringe Infusion Pump | SIMTEK - Infutek 405 | 27071045JA8 | Functional | Others
9655 | District Sahadat Hospital Tonk Dh | Syringe Infusion Pump | Model not available | 55527 | Non Functional Repairable | Simtek Medico Systems Pvt Ltd
9656 | Umaid Hospital Jodhpur Medical College Hospital | O.T. Light Double Dome | MODEL NOT AVAILABLE | 3000122675 | Functional | A K Surgicals
9657 | Dholipal Chc Hanumangarh | SPHYGMOMANOMETER(BP APPRATUS) | MODEL NOT AVAILABLE | 3000044340 | Functional | Bhasin Sons Private Limited
9658 | Rundal Phc | Hemoglobin meter | Model Not Available | 2000022789 | Functional | Others
9659 | J.K.Loan Hospital, Kota | Freezes | MODEL NOT AVAILABLE | 3000055436 | Functional | Voltas Ltd
9660 | Beswa Chc | Freezes | MODEL NOT AVAILABLE | 2000037521 | Functional | Others
9661 | Bidasar Chc | Freezes | MODEL NOT AVAILABLE | 3000129145 | Functional | Haier Appliances India Pvt
9662 | Mahroli Chc | Syringe Needle Destroyer | Model not available | 2000037049 | Functional | Others
9663 | Mahroli Chc | Syringe Needle Destroyer | Model not available | 8818 | Functional | Others
9664 | A K Hospital Beawar Ajmer Dh | Suction Machine | Model Not Available | 582205 | Functional | Others
9665 | Mahroli Chc | Ice lined refrigerator | Model Not Available | BE07F4E0N0B2A6B0179 | Functional | Others
9666 | Sms Hospital | Ventilator | Model Not Available | 3000085215 | Functional | Others
9667 | Mahwa Chc | Centrifuge Machine ( 8 Tube) | Model Not Available | 3000081567 | Non Functional Not Repairable | Cmho Supply
9668 | District Sahadat Hospital Tonk Dh | Syringe Infusion Pump | Model not available | 21270244 | Functional | Others
9669 | A K Hospital Beawar Ajmer Dh | Autoclave | Model not available | 34614 | Functional | Others
9670 | Salasar Chc | FOOT OPERATED SUCTION MACHINE | MODEL NOT AVAILABLE | 3000116113 | Functional | Others
9671 | Sheoganj Chc | Incubator | MODEL NOT AVAILABLE | 3000119141 | Functional | Others
9672 | Loonkaransar Chc | Syringe Needle Destroyer | Microsil ND 20 | 3000045087 | Functional | Others
9673 | Danta Chc | Glucometer | Model not available | 1013E003720 | Functional | Others
9674 | A K Hospital Beawar Ajmer Dh | Freezes | MODEL NOT AVAILABLE | 21F10039 | Functional | Others
9675 | Rundal Phc | Labour Table | Model Not Available | 2000022782 | Functional | Others
9676 | Danta Chc | Freezes | MODEL NOT AVAILABLE | 2000031200 | Functional | Others
9677 | Loonkaransar Chc | Monocular Microscope | Monocular - M L W | 3000045091 | Functional | Mlw Intermed
9678 | Pilibanga Chc | Syringe Needle Destroyer | Model not available | 715446 | Functional | Mrk Healthcare Pvt Ltd Delhi
9679 | Kanuta Chc Churu | Instrument Sterilizer | Model Not Available | 3000129256 | Functional | Others
9680 | Sms Hospital | Centrifuge Machine ( 8 Tube) | Model Not Available | CGLC-2913 | Functional | Others
9681 | Khandela Chc | SPHYGMOMANOMETER(BP APPRATUS) | MODEL NOT AVAILABLE | 2000037199 | Functional | Others
9682 | Khandela Chc | SPHYGMOMANOMETER(BP APPRATUS) | MODEL NOT AVAILABLE | 2000037200 | Functional | Others
9683 | Govt Bangur Hopital Pali Dh | ELISA Reader | Model not available | 3000124820 | Functional | Others
9684 | Newai Chc | Fetal Doppler | ND - 102 | 3000080077 | Functional | Ashok Enterprises
9685 | Umaid Hospital Jodhpur Medical College Hospital | Syringe Infusion Pump | Model not available | 3000131250 | Functional | Others
9686 | Umaid Hospital Jodhpur Medical College Hospital | O.T. Light Double Dome | MODEL NOT AVAILABLE | 3000122705 | Functional | A K Surgicals
9687 | Swaroopganj Phc | ELECTRIC OT TABLE | MODEL NOT AVAILABLE | 2000035505 | Functional | Others
9688 | Jhalawar Medical College Medical Collage Hospital | Suction Machine | Model Not Available | 3000130067 | Functional | Others
9689 | Jhalawar Medical College Medical Collage Hospital | Anesthesia Machine | Allied | 3000121324 | Functional | Others
9690 | Govt Bangur Hopital Pali Dh | Centrifuge Machine ( 12 Tube ) | Model Not Available | zbbn-03693 | Functional | Others
9691 | Jhalawar Medical College Medical Collage Hospital | Syringe Infusion Pump | Model not available | 3000130069 | Functional | Others
9692 | City Dispensary No 1 | Syringe Needle Destroyer | Model not available | 2000019107 | Functional | Others
9693 | Umaid Hospital Jodhpur Medical College Hospital | FOGGING MACHINE | MODEL NOT AVAILABLE | 3000122717 | Functional | Others
9694 | Jhalawar Medical College Medical Collage Hospital | O.T. Light Single Dome | MODEL NOT AVAILABLE | 3000130093 | Functional | Others
9695 | Umaid Hospital Jodhpur Medical College Hospital | Nebulizer | MODEL NOT AVAILABLE | 3000122994 | Functional | Others
9696 | Mahatma Ghandhi Hospital Jodhpur | Blood Cell Counter - 3 part | Model not available | 3000122522 | Functional | Others
9697 | Jhalawar Medical College Medical Collage Hospital | Spot Light ( Portable ) | Model Not Available | 3000130095 | Functional | Others
9698 | Govt Bangur Hopital Pali Dh | Centrifuge Machine ( 8 Tube) | Model Not Available | hhlc-11814 | Functional | Remi Electrotechnik Ltd
9699 | Umaid Hospital Jodhpur Medical College Hospital | Radiant Heat Warmer | Model Not Available | 3000122973 | Functional | Others
9700 | Jhalawar Medical College Medical Collage Hospital | Nebulizer | MODEL NOT AVAILABLE | 3000130080 | Functional | Others
9701 | Umaid Hospital Jodhpur Medical College Hospital | Radiant Heat Warmer | Model Not Available | 3000122974 | Functional | Others
9702 | Mahatma Ghandhi Hospital Jodhpur | Hemoglobin meter | Model Not Available | 3000122524 | Not in use | Others
9703 | Jhalawar Medical College Medical Collage Hospital | Multi-Para Monitor | Model not available | 3000121316 | Functional | Others
9704 | Jhalawar Medical College Medical Collage Hospital | Multi-Para Monitor | Model not available | 3000121318 | Functional | Others
9705 | Jhalawar Medical College Medical Collage Hospital | Multi-Para Monitor | Model not available | 3000121319 | Functional | Others
9706 | Jhalawar Medical College Medical Collage Hospital | Multi-Para Monitor | Model not available | 3000121320 | Functional | Others
9707 | Mahatma Ghandhi Hospital Jodhpur | Blood Bank Refrigerator | MODEL NOT AVAILABLE | 3000236486 | Functional | Cmho Supply
9708 | Jhalawar Medical College Medical Collage Hospital | Defibrillator | MODEL NOT AVAILABLE | 3000121329 | Functional | Others
9709 | Jhalawar Medical College Medical Collage Hospital | ELECTRIC OT TABLE | MODEL NOT AVAILABLE | 3000121332 | Functional | Others
9710 | Jhalawar Medical College Medical Collage Hospital | O.T. Light Single Dome | MODEL NOT AVAILABLE | 3000121333 | Functional | Others
9711 | Umaid Hospital Jodhpur Medical College Hospital | Multi-Para Monitor | Star 50 ( L and T ) | A105E00 | Not in use | Larsen And Tourbo Ltd
9712 | Chunawadh Chc | Labour Table | Model Not Available | 3000048035 | Functional | Cmho Supply
9713 | Chunawadh Chc | Incubator | MODEL NOT AVAILABLE | 3000048039 | Functional | Alco Medical Microscopes
9714 | Lalsot Chc | Ice lined refrigerator | MF - 144 | BEO581E0100829780146 | Functional | Vestfrost Solutions
9715 | Chunawadh Chc | 100mA X-Ray Machine | Allengers - MARS 3.5 | 3000048049 | Functional | Allengers Medical Systems Ltd
9716 | Gazsinghpur Chc | Blood Cell Counter - 3 part | Model not available | 3000048788 | Functional | Cmho Supply
9717 | Jhalawar Medical College Medical Collage Hospital | Freezes | MODEL NOT AVAILABLE | 3000121457 | Functional | Others
9718 | Jhalawar Medical College Medical Collage Hospital | Tube Sealer for Blood bags | Model Not Available | 3000130211 | Functional | Others
9719 | Anoopgarh Chc | Instrument Sterilizer | Model Not Available | 3000041359 | Functional | Others
9720 | Islampur Phc | Syringe Needle Destroyer | Model not available | NBSD0725627 | Functional | Cmho Supply
9721 | Umaid Hospital Jodhpur Medical College Hospital | Ventilator | Model Not Available | 3121203790 | Functional | Others
9722 | Tamkor Phc | Radiant Heat Warmer | Zeal - RHW 2101A | 2000019405 | Functional | Zeal Medical Pvt Ltd
9723 | Tamkor Phc | Suction Machine | Model Not Available | 2000019404 | Functional | Surgicoin Medequip Pvt Ltd
9724 | Dist Hospital Barmer Dh | Blood Bank Refrigerator | Model not available | 1099 | Functional | Remi Electrotechnik Ltd
9725 | Peeplu Chc | Glucometer | Model not available | 3000088386 | Functional | Others
9726 | Dist Hospital Barmer Dh | Tube Sealer for Blood bags | Model Not Available | 3000122074 | Functional | Others
9727 | Jhalawar Medical College Medical Collage Hospital | Suction Machine | Model Not Available | 3000121308 | Functional | Others
9728 | Jhalawar Medical College Medical Collage Hospital | Suction Machine | Model Not Available | 3000121311 | Functional | Others
9729 | Jhalawar Medical College Medical Collage Hospital | Centrifuge Machine ( 8 Tube) | MODEL NOT AVAILABLE | 3000086794 | Functional | Cmho Supply
9730 | Jhalawar Medical College Medical Collage Hospital | Centrifuge Machine ( 8 Tube) | REMI - R 8C | 3000121165 | Functional | Others
9731 | Jhalawar Medical College Medical Collage Hospital | Centrifuge Machine ( 8 Tube) | REMI - R 8C | 3000121166 | Functional | Others
9732 | Jhalawar Medical College Medical Collage Hospital | Centrifuge Machine ( 8 Tube) | REMI - R 8C | 3000121179 | Functional | Others
9733 | M G Hospital Bhilwara Dh | Radiant Heat Warmer | Zeal - RHW 2101A | RHW211A/1013/2254 | Functional | Others
9734 | Umaid Hospital Jodhpur Medical College Hospital | Ventilator | Model Not Available | ASEE-034 | Functional | Others
9735 | Umaid Hospital Jodhpur Medical College Hospital | Ventilator | Model Not Available | ASEE-0134 | Functional | Others
9736 | Jhalawar Medical College Medical Collage Hospital | SPHYGMOMANOMETER(BP APPRATUS) | MODEL NOT AVAILABLE | 3000121492 | Functional | Others
9737 | Jhalawar Medical College Medical Collage Hospital | 300mA X-Ray Machine | Model not available | 3000129578 | Functional | Others
9738 | Jhalawar Medical College Medical Collage Hospital | 300mA X-Ray Machine | Model not available | 3000129580 | Functional | Others
9739 | Jhalawar Medical College Medical Collage Hospital | 300mA X-Ray Machine | Model not available | 3000129582 | Functional | Others
9740 | Jhalawar Medical College Medical Collage Hospital | 300mA X-Ray Machine | Model not available | 3000129584 | Functional | Others
9741 | Jhalawar Medical College Medical Collage Hospital | 300mA X-Ray Machine | Model not available | 3000129585 | Functional | Others
9742 | Dist Hospital Barmer Dh | Weighing Machine | MODEL NOT AVAILABLE | 1002085B | Non Functional Not Repairable | Others
9743 | Umaid Hospital Jodhpur Medical College Hospital | Freezes | MODEL NOT AVAILABLE | 3000124897 | Functional | Others
9744 | Jhalawar Medical College Medical Collage Hospital | SPHYGMOMANOMETER(BP APPRATUS) | MODEL NOT AVAILABLE | 3000121493 | Functional | Others
9745 | Jhalawar Medical College Medical Collage Hospital | Baby Weighing Machine | Model Not Available | 3000121301 | Functional | Others
9746 | Dist Hospital Barmer Dh | Autoclave | Model not available | 3000131490 | Functional | Others
9747 | Umaid Hospital Jodhpur Medical College Hospital | Suction Machine | Model Not Available | 3000122966 | Functional | Others
9748 | Nimuchana Phc | SPHYGMOMANOMETER(BP APPRATUS) | MODEL NOT AVAILABLE | 2000021596 | Functional | Bhasin Sons Private Limited
9749 | Jhandawali Phc | Freezes | MODEL NOT AVAILABLE | 3.9061e+17 | Functional | Others
9750 | A K Hospital Beawar Ajmer Dh | Blood Gas Analyzer (ABG Machine) | Cobas b 121 | 8753 | Functional | Others
9751 | Mahatma Ghandhi Hospital Jodhpur | Freezes | MODEL NOT AVAILABLE | 3000129544 | Functional | Others
9752 | Nohar Chc | 300mA X-Ray Machine | PICKS - 3010 D | 2KB1129 | Functional | Picks Medical Systems Ltd
9753 | Dist Hospital Barmer Dh | Spot Light ( Portable ) | Model Not Available | 3000131491 | Functional | Others
9754 | Jhalawar Medical College Medical Collage Hospital | Monocular Microscope | Model not available | 3000130224 | Functional | Others
9755 | Jhalawar Medical College Medical Collage Hospital | Monocular Microscope | Model not available | 3000130223 | Functional | Others
9756 | Chunawadh Chc | SPHYGMOMANOMETER(BP APPRATUS) | Model not available | 890348 | Functional | Cmho Supply
9757 | Jhalawar Medical College Medical Collage Hospital | Weighing Machine | MODEL NOT AVAILABLE | 30000055042 | Functional | Others
9758 | M G Hospital Bhilwara Dh | 300mA X-Ray Machine | GE Elpro - DX-300 | CL35293 | Functional | Others
9759 | Jhalawar Medical College Medical Collage Hospital | Multi-Para Monitor | Model not available | 3000130236 | Functional | Others
9760 | Jhalawar Medical College Medical Collage Hospital | SPHYGMOMANOMETER(BP APPRATUS) | MODEL NOT AVAILABLE | 300013033 | Functional | Others
9761 | Jhalawar Medical College Medical Collage Hospital | Boyles Apparatus | MODEL NOT AVAILABLE | 3000130253 | Functional | Others
9762 | Jhalawar Medical College Medical Collage Hospital | Multi-Para Monitor | Schiller - Truscope Classic | 3000130252 | Functional | Others
9763 | Fatehpur Chc Sikar | Suction Machine | Surgicoin | 2000037343 | Functional | Others
9764 | Fatehpur Chc Sikar | Defibrillator | MODEL NOT AVAILABLE | 110D408 | Functional | Others
9765 | Newai Chc | Radiant Heat Warmer | Meditrin - Heat Warmer | NRHM/WM09/043 | Functional | Meditrin Instruments
9766 | Anoopgarh Chc | Hemoglobin meter | Model Not Available | 3000041327 | Functional | Others
9767 | Peeplu Chc | Incubator | MODEL NOT AVAILABLE | 3000088379 | Functional | Others
9768 | Anoopgarh Chc | 300mA X-Ray Machine | PICKS - 3010 D | 3000041339 | Functional | Picks Medical Systems Ltd
9769 | Govt Bangur Hopital Pali Dh | Ventilator | Model Not Available | VS2015062 | Functional | Others
9770 | Gharsana Chc | Nebulizer | MODEL NOT AVAILABLE | 3000202344 | Functional | Others
9771 | Gharsana Chc | Autoclave | Model not available | 3000041503 | Functional | Others
9772 | Mathura Das Mathur Hospital Jdh | Coagulation Analyzer | Sysmex - CA 50 | 3000120401 | Functional | Others
9773 | Mathura Das Mathur Hospital Jdh | Hydraulic Operation Table | MODEL NOT AVAILABLE | 3000120703 | Functional | Others
9774 | Mathura Das Mathur Hospital Jdh | Hydraulic Operation Table | MODEL NOT AVAILABLE | 3000120704 | Functional | Others
9775 | Mathura Das Mathur Hospital Jdh | Hydraulic Operation Table | MODEL NOT AVAILABLE | 3000120705 | Functional | Others
9776 | Mathura Das Mathur Hospital Jdh | Hydraulic Operation Table | Model not available | 3000281083 | Functional | Others
9777 | Mathura Das Mathur Hospital Jdh | Hydraulic Operation Table | MODEL NOT AVAILABLE | 3000120707 | Functional | Others
9778 | Sikrai Chc | Freezes | MODEL NOT AVAILABLE | 3000081685 | Functional | Others
9779 | Mathura Das Mathur Hospital Jdh | Monocular Microscope | Model not available | 3000120211 | Functional | Others
9780 | Umaid Hospital Jodhpur Medical College Hospital | Mobile ( Portable ) X-Ray Machine | Model not available | GE56880 | Functional | Wipro G E Healthcare Pvt Ltd
9781 | Mathura Das Mathur Hospital Jdh | Spot Light ( Portable ) | Model Not Available | 3000131727 | Functional | Others
9782 | Mathura Das Mathur Hospital Jdh | Spot Light ( Portable ) | Model Not Available | 3000131726 | Functional | Others
9783 | Mathura Das Mathur Hospital Jdh | Spot Light ( Portable ) | Model Not Available | 3000131728 | Functional | Others
9784 | Mathura Das Mathur Hospital Jdh | Spot Light ( Portable ) | Model not available | 70008 | Non Functional Repairable | Others
9785 | M G Hospital Bhilwara Dh | Defibrillator with Cardiac Monitor | BPL - DF 2389 | M014E004173 | Functional | Others
9786 | Tamkor Phc | Glucometer | Model not available | E41NP09CL | Functional | Others
9787 | Umaid Hospital Jodhpur Medical College Hospital | Phototherepy Unit | MODEL NOT AVAILABLE | 101 | Functional | Meditrin Instruments
9788 | Jhalawar Medical College Medical Collage Hospital | Vessel Sealing System With Bipolar Plasma Resection | MODEL NOT AVAILABLE | 1306448 | Functional | Others
9789 | Jhalawar Medical College Medical Collage Hospital | Nebulizer | MODEL NOT AVAILABLE | 3000129611 | Functional | Others
9790 | Umaid Hospital Jodhpur Medical College Hospital | Semi Automated Chemistry Analyzer | Robonik - Prietest Touch | 3000049998 | Functional | Robonik India Pvt Ltd
9791 | Jhalawar Medical College Medical Collage Hospital | Syringe Needle Destroyer | Model Not Available | 3000086789 | Non Functional Repairable | Others
9792 | Jhalawar Medical College Medical Collage Hospital | SPHYGMOMANOMETER(BP APPRATUS) | MODEL NOT AVAILABLE | 3000121342 | Functional | Others
9793 | Binjusar Phc | Hemoglobin meter | Model Not Available | 2000019600 | Functional | Others
9794 | Binjusar Phc | Autoclave | Model not available | 2000019601 | Functional | Others
9795 | Govt Bangur Hopital Pali Dh | Anesthesia Machine | MODEL NOT AVAILABLE | 3000124749 | Functional | Others
9796 | Govt Bangur Hopital Pali Dh | Anesthesia Machine | MODEL NOT AVAILABLE | 3000124755 | Functional | Others
9797 | Binjusar Phc | Instrument Sterilizer | Model Not Available | 2000019600 | Functional | Others
9798 | Uniara Chc | Incubator | MODEL NOT AVAILABLE | 3000088012 | Functional | Others
9799 | Mathura Das Mathur Hospital Jdh | ECG Machine (Twelve Channel ) | Welch Allyn CP-200 | 3000120922 | Functional | Others
9800 | Mathura Das Mathur Hospital Jdh | ECG Machine (Twelve Channel ) | Welch Allyn CP-200 | 3000120926 | Functional | Others
9801 | Uniara Chc | Radiant Heat Warmer | Model Not Available | 300008820 | Functional | Others
9802 | Mathura Das Mathur Hospital Jdh | Pulse Oxymeter | Model Not Available | 3000124240 | Functional | Others
9803 | Mathura Das Mathur Hospital Jdh | Pulse Oxymeter | Model Not Available | 3000124241 | Functional | Others
9804 | Mathura Das Mathur Hospital Jdh | Pulse Oxymeter | Model Not Available | 3000124242 | Functional | Others
9805 | Mathura Das Mathur Hospital Jdh | Pulse Oxymeter | Model Not Available | 3000124226 | Functional | Others
9806 | Mathura Das Mathur Hospital Jdh | Pulse Oxymeter | Model Not Available | 3000124225 | Functional | Others
9807 | Mathura Das Mathur Hospital Jdh | Syringe Infusion Pump | Model not available | 3000134136 | Functional | Others
9808 | Mathura Das Mathur Hospital Jdh | Syringe Infusion Pump | Model not available | 3000134135 | Functional | Others
9809 | Deoli Chc | ELECTRIC OT TABLE | MODEL NOT AVAILABLE | 3000088063 | Functional | Cmho Supply
9810 | Deoli Chc | Radiant Heat Warmer | Meditrin - Heat Warmer | wm09044 | Functional | Cmho Supply
9811 | Jhalawar Medical College Medical Collage Hospital | Spot Light ( Portable ) | Model Not Available | 3000121334 | Functional | Others
9812 | Umaid Hospital Jodhpur Medical College Hospital | Radiant Heat Warmer | Model Not Available | 30001222197 | Functional | Others
9813 | Govt Bangur Hopital Pali Dh | O.T. Light Single Dome | MODEL NOT AVAILABLE | 3000131577 | Functional | Others
9814 | Jhalawar Medical College Medical Collage Hospital | Instrument Sterilizer | Model Not Available | 3000130232 | Functional | Others
9815 | Umaid Hospital Jodhpur Medical College Hospital | Multi-Para Monitor | Model not available | 3000122202 | Functional | Others
9816 | Jhalawar Medical College Medical Collage Hospital | Defibrillator | MODEL NOT AVAILABLE | 3000130251 | Functional | Others
9817 | Jhalawar Medical College Medical Collage Hospital | Spot Light ( Portable ) | Model Not Available | 3000130250 | Functional | Others
9818 | Newai Chc | Spot Light ( Portable ) | Model Not Available | 3000080093 | Functional | Others
9819 | Anoopgarh Chc | Centrifuge Machine ( 8 Tube) | Model Not Available | 3000041334 | Functional | Others
9820 | Anoopgarh Chc | ECG Machine (Single Channel) | Medicaid - Cardio Fax | 3000041338 | Functional | Medicaid Systems
9821 | Islampur Phc | Hemoglobin meter | MODEL NOT AVAILABLE | 13N0460 | Functional | Infinity Mediquip India
9822 | M G Hospital Bhilwara Dh | Defibrillator with Cardiac Monitor | Model Not Available | 3000222467 | Functional | Others
9823 | M G Hospital Bhilwara Dh | ELECTRIC OT TABLE | MODEL NOT AVAILABLE | 3000125197 | Functional | Others
9824 | Tamkor Phc | Radiant Heat Warmer | Meditrin - Heat Warmer | RH22101A/0913/2001 | Functional | Zeal Medical Pvt Ltd
9825 | Islampur Phc | Syringe Needle Destroyer | Model not available | NBSD0725628 | Functional | Cmho Supply
9826 | Anoopgarh Chc | Hydraulic Operation Table | MODEL NOT AVAILABLE | 3000041361 | Functional | Others
9827 | Jhalawar Medical College Medical Collage Hospital | SPHYGMOMANOMETER(BP APPRATUS) | MODEL NOT AVAILABLE | 3000121343 | Functional | Others
9828 | Sikrai Chc | Monocular Microscope | Model not available | 300081686 | Functional | Others
9829 | Sikrai Chc | Glucometer | Model not available | 1343813090 | Functional | Others
9830 | Gharsana Chc | FOGGING MACHINE | MODEL NOT AVAILABLE | 3000041506 | Functional | Others
9831 | Indali Chc Jhunjunu | SPHYGMOMANOMETER(BP APPRATUS) | MODEL NOT AVAILABLE | 98134452 | Functional | Others
9832 | Sikrai Chc | Mobile ( Portable ) X-Ray Machine | Model not available | 2k81019 | Functional | Others
9833 | Biwai Phc | Baby Weighing Machine | Model Not Available | 1428 | Functional | Others
9834 | Binjusar Phc | SPHYGMOMANOMETER(BP APPRATUS) | MODEL NOT AVAILABLE | 200019594 | Functional | Others
9835 | Mathura Das Mathur Hospital Jdh | Defibrillator | MODEL NOT AVAILABLE | 3000131216 | Functional | Others
9836 | Jhalawar Medical College Medical Collage Hospital | Glucometer | Model not available | 3000055041 | Functional | Others
9837 | Jhalawar Medical College Medical Collage Hospital | VDRL Rotator (Rotor and Shaker) | Model Not Available | 3000055049 | Functional | Others
9838 | Jhalawar Medical College Medical Collage Hospital | Multi-Para Monitor | Model not available | 3000129595 | Functional | Others
9839 | Jhalawar Medical College Medical Collage Hospital | Multi-Para Monitor | Model not available | 3000129596 | Functional | Others
9840 | Jhalawar Medical College Medical Collage Hospital | Multi-Para Monitor | Model not available | 3000129598 | Functional | Others
9841 | Jhalawar Medical College Medical Collage Hospital | Multi-Para Monitor | Model not available | 3000129599 | Functional | Others
9842 | Jhalawar Medical College Medical Collage Hospital | Multi-Para Monitor | Model not available | 3000129600 | Functional | Others
9843 | Jhalawar Medical College Medical Collage Hospital | Multi-Para Monitor | Model not available | 3000129601 | Functional | Others
9844 | Jhalawar Medical College Medical Collage Hospital | Multi-Para Monitor | Model not available | 3000129668 | Functional | Others
9845 | Jhalawar Medical College Medical Collage Hospital | Multi-Para Monitor | Model not available | 3000129669 | Functional | Others
9846 | Jhalawar Medical College Medical Collage Hospital | Multi-Para Monitor | Model not available | 3000129670 | Functional | Others
9847 | Jhalawar Medical College Medical Collage Hospital | Multi-Para Monitor | Model not available | 3000129677 | Functional | Others
9848 | Jhalawar Medical College Medical Collage Hospital | Multi-Para Monitor | Model not available | 3000129678 | Functional | Others
9849 | Jhalawar Medical College Medical Collage Hospital | Multi-Para Monitor | Model not available | 3000129679 | Functional | Others
9850 | Chunawadh Chc | Freezes | MODEL NOT AVAILABLE | 3000048042 | Functional | Others
9851 | Lalsot Chc | Radiant Heat Warmer | Zeal - RHW 2101A | 10913/1858 | Functional | Zeal Medical Pvt Ltd
9852 | District Sahadat Hospital Tonk Dh | Radiant Heat Warmer | Model Not Available | RHW2101A/1113/2421 | Non Functional Repairable | Zeal Medical Pvt Ltd
9853 | Jhalawar Medical College Medical Collage Hospital | ELISA Reader | Model not available | 3000055062 | Functional | Others
9854 | Chunawadh Chc | Blood Bank Refrigerator | Model not available | BE4G04E2600-B2A5B009 | Functional | Haier Appliances India Pvt
9855 | Lalsot Chc | SPHYGMOMANOMETER(BP APPRATUS) | MODEL NOT AVAILABLE | CE0197 | Functional | Others
9856 | Tamkor Phc | Syringe Needle Destroyer | Model not available | 2000019395 | Functional | Others
9857 | Jhalawar Medical College Medical Collage Hospital | Tube Sealer for Blood bags | Model Not Available | 3000130052 | Functional | Others
9858 | Jhalawar Medical College Medical Collage Hospital | Multi-Para Monitor | Model not available | 3000055015 | Functional | Others
9859 | Jhalawar Medical College Medical Collage Hospital | Multi-Para Monitor | Model not available | 30000130225 | Functional | Others
9860 | Jhalawar Medical College Medical Collage Hospital | Multi-Para Monitor | Model not available | 3000130226 | Functional | Others
9861 | Jhalawar Medical College Medical Collage Hospital | Hot Air Oven | Model not available | 1229 | Functional | Others
9862 | Jhalawar Medical College Medical Collage Hospital | SPHYGMOMANOMETER(BP APPRATUS) | MODEL NOT AVAILABLE | 3000055034 | Functional | Others
9863 | Mathura Das Mathur Hospital Jdh | Suction Machine | Model Not Available | 3000131659 | Functional | Others
9864 | Lalsot Chc | SPHYGMOMANOMETER(BP APPRATUS) | MODEL NOT AVAILABLE | 621782 | Functional | Others
9865 | Lalsot Chc | SPHYGMOMANOMETER(BP APPRATUS) | MODEL NOT AVAILABLE | 328648 | Functional | Cmho Supply
9866 | Umaid Hospital Jodhpur Medical College Hospital | Semi Automated Chemistry Analyzer | CPC - STAT FAX 3300 | 33007266 | Non Functional Repairable | Awarness Technologies
9867 | District Hospital Pratapgarh Dh | Incubator | MODEL NOT AVAILABLE | 3000121151 | Functional | Others
9868 | Umaid Hospital Jodhpur Medical College Hospital | Syringe Infusion Pump | Model not available | 207125 | Functional | Larsen And Tourbo Ltd
9869 | Gazsinghpur Chc | Pulse Oxymeter | Model Not Available | 3000048821 | Functional | Cmho Supply
9870 | Jhalawar Medical College Medical Collage Hospital | SPHYGMOMANOMETER(BP APPRATUS) | MODEL NOT AVAILABLE | 3000121378 | Not in use | Others
9871 | Lalsot Chc | SPHYGMOMANOMETER(BP APPRATUS) | Pagoda | 564967 | Functional | Others
9872 | Mathura Das Mathur Hospital Jdh | Ventilator | Model Not Available | 3000120643 | Functional | Others
9873 | Mathura Das Mathur Hospital Jdh | Ventilator | Model Not Available | 3000120644 | Functional | Others
9874 | Mathura Das Mathur Hospital Jdh | Ventilator | Model Not Available | 3000120647 | Functional | Others
9875 | Mathura Das Mathur Hospital Jdh | Ventilator | Model Not Available | 3000120645 | Functional | Others
9876 | Mathura Das Mathur Hospital Jdh | Ventilator | Model Not Available | 3000120646 | Functional | Others
9877 | Mathura Das Mathur Hospital Jdh | Ventilator | Model Not Available | 3000120648 | Functional | Others
9878 | Mathura Das Mathur Hospital Jdh | Ventilator | Model Not Available | 3000120649 | Functional | Others
9879 | Mathura Das Mathur Hospital Jdh | Ventilator | Model Not Available | 3000120650 | Functional | Others
9880 | Mathura Das Mathur Hospital Jdh | Ventilator | Model Not Available | 3000120651 | Functional | Others
9881 | Mathura Das Mathur Hospital Jdh | Ventilator | HI VAC | 0 | Functional | Anand Medicaids Pvt Ltd
9882 | Mathura Das Mathur Hospital Jdh | Pulse Oxymeter | Model Not Available | 3000131658 | Functional | Others
9883 | Dist Hospital Barmer Dh | Anesthesia Machine | MODEL NOT AVAILABLE | 3000124550 | Functional | Others
9884 | Umaid Hospital Jodhpur Medical College Hospital | ECG Machine (Three Channel ) | AT - 1 | 19076841 | Functional | Schiller Healthcare India Pvt Ltd
9885 | Dist Hospital Barmer Dh | Anesthesia Machine | MODEL NOT AVAILABLE | 3000124549 | Functional | Others
9886 | Umaid Hospital Jodhpur Medical College Hospital | Multi-Para Monitor | Model not available | M014E002869 | Functional | Schiller Healthcare India Pvt Ltd
9887 | Mathura Das Mathur Hospital Jdh | Phototherepy Unit | MODEL NOT AVAILABLE | 3000131769 | Functional | Others
9888 | Deoli Chc | Cautry Machine | Model Not Available | 3000088066 | Functional | Others
9889 | Deoli Chc | Autoclave | Model not available | 3000088057 | Non Functional Repairable | Cmho Supply
9890 | Deoli Chc | Autoclave | Model not available | 3000088058 | Functional | Cmho Supply
9891 | Deoli Chc | Anesthesia Machine | MODEL NOT AVAILABLE | 3000088061 | Non Functional Repairable | Cmho Supply
9892 | Deoli Chc | Suction Machine | Model Not Available | 3000088062 | Functional | Cmho Supply
9893 | Deoli Chc | FOGGING MACHINE | MODEL NOT AVAILABLE | 3000088069 | Functional | Cmho Supply
9894 | Deoli Chc | Instrument Sterilizer | Model Not Available | 3000088070 | Non Functional Repairable | Others
9895 | Deoli Chc | O.T. Light Single Dome | MODEL NOT AVAILABLE | 3000088078 | Functional | Others
9896 | Deoli Chc | Oxygen Concentrator | Model Not Available | 3000088073 | Functional | Cmho Supply
9897 | Deoli Chc | Instrument Sterilizer | Model Not Available | 3000088075 | Functional | Cmho Supply
9898 | Deoli Chc | Autoclave | Model not available | 3000088076 | Functional | Others
9899 | Deoli Chc | ECG Machine (Six Channel ) | BPL - Cardiart 8408 | AGIF0009 | Functional | Others
9900 | Indali Chc Jhunjunu | SPHYGMOMANOMETER(BP APPRATUS) | MODEL NOT AVAILABLE | 2000021801 | Functional | Others
9901 | Deoli Chc | Oxygen Concentrator | Model Not Available | 3000088079 | Non Functional Repairable | Others
9902 | Deoli Chc | ECG Monitor | Model not available | C613427 | Functional | Others
9903 | Nawalgarh Satellite Hospital | Multi-Para Monitor | Model not available | 2000019684 | Functional | Rhsdp Supply
9904 | Jln Central Store Medical College | Pulse Oxymeter | Model Not Available | M5020210OC-0384 | Functional | Others
9905 | Nawalgarh Satellite Hospital | Defibrillator | MODEL NOT AVAILABLE | 2000019653 | Functional | Rhsdp Supply
9906 | Malpura Chc | Slit Lamp | Model Not Available | 387 | Functional | Others
9907 | Baragoan Chc | Incubator | MODEL NOT AVAILABLE | 2000019481 | Functional | Others
9908 | Deoli Chc | Fetal Doppler | MODEL NOT AVAILABLE | 3000088051 | Non Functional Repairable | Anupam Surgicals
9909 | Nawalgarh Satellite Hospital | Anesthesia Machine | MODEL NOT AVAILABLE | 2000019654 | Functional | Others
9910 | Malpura Chc | Ophthalmoscope | Heine Beta - 200 S | 3000088336 | Functional | Rhsdp Supply
9911 | Baragoan Chc | ECG Machine (Single Channel) | Model Not Available | 2000019482 | Functional | Others
9912 | Malpura Chc | Ophthalmoscope | Model Not Available | 3000088337 | Functional | Others
9913 | Jln Central Store Medical College | Pulse Oxymeter | Model Not Available | M0208034 | Functional | Others
9914 | Tamkor Phc | Baby Weighing Machine | Model Not Available | 2000019403 | Functional | Others
9915 | Tamkor Phc | Instrument Sterilizer | Model Not Available | 2000019406 | Functional | Others
9916 | Mathura Das Mathur Hospital Jdh | Defibrillator | Model Not Available | 3000202398 | Functional | Others
9917 | Umaid Hospital Jodhpur Medical College Hospital | Syringe Needle Destroyer | Model not available | 3000131274 | Functional | Others
9918 | Mathura Das Mathur Hospital Jdh | Hydraulic Operation Table | MODEL NOT AVAILABLE | 3000120700 | Functional | Others
9919 | Mathura Das Mathur Hospital Jdh | Hydraulic Operation Table | MODEL NOT AVAILABLE | 3000120701 | Functional | Others
9920 | Mathura Das Mathur Hospital Jdh | Hydraulic Operation Table | MODEL NOT AVAILABLE | 3000120702 | Functional | Others
9921 | Indali Chc Jhunjunu | Instrument Sterilizer | Model Not Available | 2000021805 | Functional | Others
9922 | Mathura Das Mathur Hospital Jdh | O.T. Light Single Dome | MODEL NOT AVAILABLE | 3000120714 | Functional | Others
9923 | Binjusar Phc | Autoclave | Model not available | 200019597 | Functional | Others
9924 | Gharsana Chc | Hydraulic Operation Table | Surgicoin | 35 | Functional | Surgicoin Medequip Pvt Ltd
9925 | Sikrai Chc | Suction Machine | Model Not Available | 3000081691 | Functional | Others
9926 | Mathura Das Mathur Hospital Jdh | Spot Light ( Portable ) | Model Not Available | 3000120723 | Functional | Others
9927 | District Hospital Paota | SPHYGMOMANOMETER(BP APPRATUS) | MODEL NOT AVAILABLE | 14586 | Functional | Others
9928 | Binjusar Phc | SPHYGMOMANOMETER(BP APPRATUS) | MODEL NOT AVAILABLE | 200019598 | Functional | Others
9929 | Binjusar Phc | Weighing Machine | MODEL NOT AVAILABLE | 200019599 | Functional | Others
9930 | Biwai Phc | Autoclave | Model not available | 3000081333 | Non Functional Repairable | Cmho Supply
9931 | Mathura Das Mathur Hospital Jdh | Defibrillator | MODEL NOT AVAILABLE | 3000124001 | Functional | Others
9932 | Mathura Das Mathur Hospital Jdh | Defibrillator | MODEL NOT AVAILABLE | 3000124002 | Functional | Others
9933 | Mathura Das Mathur Hospital Jdh | Defibrillator | MODEL NOT AVAILABLE | 3000124003 | Functional | Others
9934 | Mathura Das Mathur Hospital Jdh | Defibrillator | MODEL NOT AVAILABLE | 3000124004 | Functional | Others
9935 | Mathura Das Mathur Hospital Jdh | Defibrillator | MODEL NOT AVAILABLE | 3000124005 | Functional | Others
9936 | Mathura Das Mathur Hospital Jdh | Defibrillator | MODEL NOT AVAILABLE | 3000124006 | Functional | Others
9937 | Mathura Das Mathur Hospital Jdh | Defibrillator | MODEL NOT AVAILABLE | 3000124007 | Functional | Others
9938 | Mathura Das Mathur Hospital Jdh | Defibrillator | MODEL NOT AVAILABLE | 3000124008 | Functional | Others
9939 | Mathura Das Mathur Hospital Jdh | Defibrillator | MODEL NOT AVAILABLE | 3000124009 | Functional | Others
9940 | Kaliyasar Phc | SPHYGMOMANOMETER(BP APPRATUS) | MODEL NOT AVAILABLE | 2000019411 | Functional | Others
9941 | Umaid Hospital Jodhpur Medical College Hospital | Syringe Infusion Pump | SIMTEK - Infutek 405 | 4DI455508 | Functional | Simtek Medico Systems Pvt Ltd
9942 | A K Hospital Beawar Ajmer Dh | Syringe Infusion Pump | Injectomat Agilia | 21270473 | Functional | Fresenius Kabi India Pvt Limited
9943 | Jhalawar Medical College Medical Collage Hospital | Instrument Sterilizer | Model Not Available | 3000129623 | Functional | Others
9944 | City Dispensary Laxmi Nagar | Syringe Needle Destroyer | Model not available | 3000049192 | Functional | Cmho Supply
9945 | A K Hospital Beawar Ajmer Dh | Freezes | MODEL NOT AVAILABLE | BD1276 | Functional | Others
9946 | A K Hospital Beawar Ajmer Dh | Blood Bank Refrigerator | Model not available | 35301827 | Functional | Others
9947 | Jhalawar Medical College Medical Collage Hospital | Syringe Needle Destroyer | Model not available | 12261 | Functional | Others
9948 | Jhalawar Medical College Medical Collage Hospital | Syringe Needle Destroyer | Model not available | 1113704 | Functional | Others
9949 | Umaid Hospital Jodhpur Medical College Hospital | Nebulizer | MODEL NOT AVAILABLE | 3000124895 | Functional | Others
9950 | Dist Hospital Barmer Dh | Weighing Machine | MODEL NOT AVAILABLE | 3000131487 | Functional | Others
9951 | Mahatma Ghandhi Hospital Jodhpur | Freezes | MODEL NOT AVAILABLE | 3000129555 | Functional | Others
9952 | Kelniya Phc | Syringe Needle Destroyer | Model not available | NBSD026945 | Functional | Others
9953 | Dist Hospital Barmer Dh | Suction Machine | Model Not Available | 3000131489 | Functional | Others
9954 | Umaid Hospital Jodhpur Medical College Hospital | Pulse Oxymeter | Model Not Available | CED-213 | Not in use | Schiller Healthcare India Pvt Ltd
9955 | A K Hospital Beawar Ajmer Dh | Binocular Microscope | Model Not Available | 4728 | Functional | Others
9956 | Kelniya Phc | Fetal Doppler | MODEL NOT AVAILABLE | 2000031582 | Functional | Others
9957 | M G Hospital Bhilwara Dh | Spot Light ( Portable ) | Model Not Available | 3000125060 | Functional | Others
9958 | Jhandawali Phc | Glucometer | Model not available | 3000044266 | Functional | Others
9959 | Nimuchana Phc | SPHYGMOMANOMETER(BP APPRATUS) | Model not Available | 3000056236 | Functional | Others
9960 | Umaid Hospital Jodhpur Medical College Hospital | Ventilator | Model Not Available | 3000122894 | Functional | Aloka Medical Ltd
9961 | Jhalawar Medical College Medical Collage Hospital | Instrument Sterilizer | Model Not Available | 3000055045 | Functional | Others
9962 | A K Hospital Beawar Ajmer Dh | Phototherepy Unit | MODEL NOT AVAILABLE | 2000034764 | Functional | Others
9963 | Umaid Hospital Jodhpur Medical College Hospital | Ventilator | Model Not Available | BDU014881232 | Functional | Others
9964 | Kelniya Phc | SPHYGMOMANOMETER(BP APPRATUS) | MODEL NOT AVAILABLE | 98134437 | Functional | Others
9965 | Jhalawar Medical College Medical Collage Hospital | Freezes | MODEL NOT AVAILABLE | 3000130210 | Functional | Others
9966 | Mathura Das Mathur Hospital Jdh | Phototherepy Unit | MODEL NOT AVAILABLE | 3000131722 | Functional | Others
9967 | Mathura Das Mathur Hospital Jdh | Phototherepy Unit | MODEL NOT AVAILABLE | 3000131724 | Functional | Others
9968 | Mathura Das Mathur Hospital Jdh | Phototherepy Unit | MODEL NOT AVAILABLE | 3000131734 | Functional | Others
9969 | Mathura Das Mathur Hospital Jdh | Phototherepy Unit | MODEL NOT AVAILABLE | 3000131732 | Functional | Others
9970 | Gharsana Chc | Hemoglobin meter | Model Not Available | 3000041485 | Functional | Others
9971 | Mathura Das Mathur Hospital Jdh | Binocular Microscope | Model Not Available | 3000120409 | Functional | Others
9972 | Mathura Das Mathur Hospital Jdh | Binocular Microscope | Model Not Available | 3000120410 | Functional | Others
9973 | Mathura Das Mathur Hospital Jdh | Binocular Microscope | Model Not Available | 3000120411 | Functional | Others
9974 | Mathura Das Mathur Hospital Jdh | Binocular Microscope | Model Not Available | 3000120412 | Functional | Others
9975 | Mathura Das Mathur Hospital Jdh | Binocular Microscope | Model Not Available | 3000120413 | Functional | Others
9976 | Mathura Das Mathur Hospital Jdh | Binocular Microscope | Model Not Available | 3000120414 | Functional | Others
9977 | Gharsana Chc | Centrifuge Machine ( 8 Tube) | REMI - R4C | 3000041486 | Functional | Remi Electrotechnik Ltd
9978 | Umaid Hospital Jodhpur Medical College Hospital | Radiant Heat Warmer | Model Not Available | 3000122725 | Functional | Others
9979 | Mathura Das Mathur Hospital Jdh | Pulse Oxymeter | Model Not Available | 3000131611 | Functional | Others
9980 | Govt Bangur Hopital Pali Dh | Pulse Oxymeter | MEDITEC P201 | 101920200006 | Functional | Others
9981 | Jhalawar Medical College Medical Collage Hospital | Binocular Microscope | Labomed - Vision 2000 | 3000129686 | Functional | Others
9982 | Gazsinghpur Chc | ECG Machine (Single Channel) | Medicaid - Cardio Fax | 3000048833 | Functional | Cmho Supply
9983 | Gharsana Chc | Autoclave | Model not available | 1974 | Functional | Others
9984 | Mathura Das Mathur Hospital Jdh | Baby Weighing Machine | Model Not Available | 3000124234 | Functional | Others
9985 | Mathura Das Mathur Hospital Jdh | Baby Weighing Machine | Model Not Available | 3000124235 | Functional | Others
9986 | Mathura Das Mathur Hospital Jdh | Baby Weighing Machine | Model Not Available | 3000124236 | Functional | Others
9987 | Mathura Das Mathur Hospital Jdh | Baby Weighing Machine | Model Not Available | 3000124237 | Functional | Others
9988 | Gazsinghpur Chc | Instrument Sterilizer | Model Not Available | 3000048834 | Functional | Cmho Supply
9989 | Gazsinghpur Chc | Dental Chair Unit | Model Not Available | 3000048835 | Functional | Cmho Supply
9990 | District Sahadat Hospital Tonk Dh | Centrifuge Machine ( 16 Tube ) | Model not available | 3000088116 | Functional | Others
9991 | Malpura Chc | Streak Retinoscope | Model Not Available | 3000088338 | Functional | Others
9992 | Nawalgarh Satellite Hospital | Blood Bank Refrigerator | Model not available | 2000019641 | Non Functional Repairable | Pawar Electro Systems Pvt Ltd
9993 | Baragoan Chc | SPHYGMOMANOMETER(BP APPRATUS) | MODEL NOT AVAILABLE | 2000019484 | Functional | Others
9994 | Umaid Hospital Jodhpur Medical College Hospital | Mobile ( Portable ) X-Ray Machine | Model not available | 2K110303073 | Functional | Allengers Medical Systems Ltd
9995 | Mathura Das Mathur Hospital Jdh | Pulse Oxymeter | Model Not Available | 3000134129 | Functional | Others
9996 | Deoli Chc | Instrument Sterilizer | Model Not Available | 3000088055 | Non Functional Repairable | Cmho Supply
9997 | Baragoan Chc | Instrument Sterilizer | Model Not Available | 2000019483 | Functional | Others
9998 | Jln Central Store Medical College | Pulse Oxymeter | Model Not Available | 75/2691DDWW22 | Functional | Others
9999 | Nawalgarh Satellite Hospital | Blood Bank Refrigerator | Model not available | 2000019657 | Non Functional Repairable | Cmho Supply
10000 | Deoli Chc | Autoclave | Model not available | 3000088056 | Non Functional Repairable | Others
10001 | Jln Central Store Medical College | Pulse Oxymeter | Model Not Available | R9805011487 | Functional | Others
10002 | Nawalgarh Satellite Hospital | Centrifuge Machine ( 8 Tube) | REMI - R4C | 2000019642 | Functional | Remi Electrotechnik Ltd
10003 | Jhalawar Medical College Medical Collage Hospital | Syringe Infusion Pump | Allied - Syrn 200 | 300129620 | Functional | Others
10004 | Jhalawar Medical College Medical Collage Hospital | Syringe Infusion Pump | Allied - Syrn 200 | 3000121322 | Functional | Others
10005 | Jhalawar Medical College Medical Collage Hospital | Syringe Infusion Pump | Allied - Syrn 200 | 3000129617 | Functional | Others
10006 | Jhalawar Medical College Medical Collage Hospital | Syringe Infusion Pump | Allied - Syrn 200 | 3000130186 | Functional | Others
10007 | Jhalawar Medical College Medical Collage Hospital | Syringe Infusion Pump | Allied - Syrn 200 | 3000130185 | Functional | Others
10008 | Jhalawar Medical College Medical Collage Hospital | Syringe Infusion Pump | Allied - Syrn 200 | 3000130184 | Functional | Others
10009 | Baragoan Chc | Baby Weighing Machine | Model Not Available | 2000019490 | Functional | Docbel Group Of Industries
10010 | Mathura Das Mathur Hospital Jdh | O.T. Light Double Dome | MODEL NOT AVAILABLE | 3000134144 | Functional | Others
10011 | Nawalgarh Satellite Hospital | Binocular Microscope | PZB 22 | 2000019644 | Non Functional Repairable | Others
10012 | Malpura Chc | Hand Pieces | MODEL NOT AVAILABLE | 0 | Functional | Others
10013 | Baragoan Chc | SPHYGMOMANOMETER(BP APPRATUS) | MODEL NOT AVAILABLE | 2000019491 | Functional | Others
10014 | Umaid Hospital Jodhpur Medical College Hospital | Mobile ( Portable ) X-Ray Machine | Model not available | 3000124948 | Functional | Allengers Medical Systems Ltd
10015 | Mathura Das Mathur Hospital Jdh | ECG Machine (Single Channel) | Model Not Available | 3000117620 | Functional | Others
10016 | Mathura Das Mathur Hospital Jdh | ECG Machine (Single Channel) | Model Not Available | 3000117619 | Functional | Others
10017 | Chunawadh Chc | 100mA X-Ray Machine | Model not available | 3000048047 | Functional | Others
10018 | Jhalawar Medical College Medical Collage Hospital | ELISA Washer | Model not available | 3000055065 | Functional | Others
10019 | Jhalawar Medical College Medical Collage Hospital | Pulse Oxymeter | Model Not Available | 3000055013 | Functional | Others
10020 | Jhalawar Medical College Medical Collage Hospital | Water Bath | Model not available | 3378 | Functional | Others
10021 | Gazsinghpur Chc | Freezes | MODEL NOT AVAILABLE | 113317432 | Functional | Others
10022 | Jhalawar Medical College Medical Collage Hospital | Multi-Para Monitor | Model not available | 3000130225 | Functional | Others
10023 | Mathura Das Mathur Hospital Jdh | Defibrillator | MODEL NOT AVAILABLE | 3000124010 | Functional | Others
10024 | Mathura Das Mathur Hospital Jdh | Defibrillator | MODEL NOT AVAILABLE | 3000124011 | Functional | Others
10025 | Mathura Das Mathur Hospital Jdh | Defibrillator | MODEL NOT AVAILABLE | 3000124012 | Functional | Others
10026 | District Hospital Paota | Suction Machine | Model Not Available | 3000049382 | Functional | Others
10027 | Biwai Phc | Spot Light ( Portable ) | Model Not Available | 3000081331 | Functional | Cmho Supply
10028 | Sikrai Chc | Water Bath | Model not available | 3000081692 | Functional | Others
10029 | Islampur Phc | Syringe Needle Destroyer | Microsil - ND350 | 9245 | Functional | Cmho Supply
10030 | District Hospital Paota | Endoscope | MODEL NOT AVAILABLE | 1183 | Functional | Others
10031 | Mathura Das Mathur Hospital Jdh | Suction Machine | Model Not Available | 3000120688 | Functional | Others
10032 | Mathura Das Mathur Hospital Jdh | Suction Machine | Model Not Available | 3000120689 | Functional | Others
10033 | Anoopgarh Chc | Ice lined refrigerator | MK - 142 | 25117628 | Functional | Others
10034 | Umaid Hospital Jodhpur Medical College Hospital | Syringe Needle Destroyer | Model not available | 3000122760 | Functional | Bhasin Sons Private Limited
10035 | District Hospital Chittorgarh Dh | Radiant Heat Warmer | Meditrin - Heat Warmer | 3000121578 | Functional | Meditrin Instruments
10036 | Mathura Das Mathur Hospital Jdh | Emergeny First Aid Kit | Medisys | 3000122381 | Functional | Others
10037 | Govt Bangur Hopital Pali Dh | Syringe Needle Destroyer | Model not available | 3000124723 | Functional | Others
10038 | Biwai Phc | Suction Machine | Model Not Available | 3000081329 | Functional | Others
10039 | Islampur Phc | Syringe Needle Destroyer | Microsil - ND350 | 9246 | Functional | Cmho Supply
10040 | District Hospital Paota | Endoscope | MODEL NOT AVAILABLE | 3000049440 | Functional | Others
10041 | District Hospital Chittorgarh Dh | Radiant Heat Warmer | Meditrin - Heat Warmer | 3000121579 | Functional | Meditrin Instruments
10042 | Mathura Das Mathur Hospital Jdh | Multi-Para Monitor | Model not available | 3000122333 | Functional | Others
10043 | Umaid Hospital Jodhpur Medical College Hospital | Ventilator | Model Not Available | 3000122896 | Functional | Others
10044 | Kelniya Phc | Nebulizer | MODEL NOT AVAILABLE | 93017477 | Functional | Others
10045 | Jhalawar Medical College Medical Collage Hospital | O.T. Light Double Dome | MODEL NOT AVAILABLE | 3000130221 | Functional | Others
10046 | Jhalawar Medical College Medical Collage Hospital | O.T. Light Double Dome | MODEL NOT AVAILABLE | 3000130220 | Functional | Others
10047 | Dist Hospital Barmer Dh | Syringe Infusion Pump | SIMTEK - Infutek 405 | 3000122882 | Non Functional Not Repairable | Simtek Medico Systems Pvt Ltd
10048 | Jhalawar Medical College Medical Collage Hospital | Phototherepy Unit | MODEL NOT AVAILABLE | 3000121239 | Functional | Others
10049 | Jhalawar Medical College Medical Collage Hospital | Phototherepy Unit | MODEL NOT AVAILABLE | 3000121241 | Functional | Others
10050 | Jhalawar Medical College Medical Collage Hospital | Phototherepy Unit | MODEL NOT AVAILABLE | 3000121242 | Functional | Others
10051 | Jhalawar Medical College Medical Collage Hospital | Phototherepy Unit | MODEL NOT AVAILABLE | 3000121243 | Functional | Others
10052 | Jhalawar Medical College Medical Collage Hospital | Phototherepy Unit | MODEL NOT AVAILABLE | 3000121251 | Functional | Others
10053 | Khedala Bujurg Phc | SPHYGMOMANOMETER(BP APPRATUS) | MODEL NOT AVAILABLE | 37132 | Functional | Others
10054 | Govt Bangur Hopital Pali Dh | Multi-Para Monitor | Schiller - Truscope Classic | M014E005716 | Functional | Schiller Healthcare India Pvt Ltd
10055 | Jhalawar Medical College Medical Collage Hospital | Incubator | Yorco : YSI - 431 | 3000121167 | Functional | Others
10056 | Jhalawar Medical College Medical Collage Hospital | Incubator | Yorco : YSI - 431 | 3000121180 | Functional | Others
10057 | Gazsinghpur Chc | Suction Machine | HI VAC | 40238 | Functional | Anand Medicaids Pvt Ltd
10058 | District Sahadat Hospital Tonk Dh | Electrolyte Analyzer | Model not available | 3000088104 | Functional | Others
10059 | Jhalawar Medical College Medical Collage Hospital | Nebulizer | MODEL NOT AVAILABLE | 3000121348 | Functional | Others
10060 | Jhalawar Medical College Medical Collage Hospital | Glucometer | Model not available | 3000121315 | Functional | Others
10061 | Govt Bangur Hopital Pali Dh | Syringe Infusion Pump | Model not available | 21270323 | Functional | Others
10062 | Jhalawar Medical College Medical Collage Hospital | SPHYGMOMANOMETER(BP APPRATUS) | MODEL NOT AVAILABLE | 3000121354 | Functional | Others
10063 | Lalsot Chc | Hot Air Oven | Model not available | 3000081555 | Functional | Others
10064 | Dist Hospital Barmer Dh | Anesthesia Machine | MODEL NOT AVAILABLE | 2002009 | Functional | Alleid Medical Limited
10065 | Umaid Hospital Jodhpur Medical College Hospital | Multi-Para Monitor | Model not available | T07W52465 | Functional | Larsen And Tourbo Ltd
10066 | Jhalawar Medical College Medical Collage Hospital | Nebulizer | MODEL NOT AVAILABLE | 3000121355 | Functional | Others
10067 | Jhalawar Medical College Medical Collage Hospital | Nebulizer | MODEL NOT AVAILABLE | 3000121356 | Functional | Others
10068 | Govt Bangur Hopital Pali Dh | Syringe Infusion Pump | Model not available | 21270315 | Functional | Others
10069 | Umaid Hospital Jodhpur Medical College Hospital | Pulse Oxymeter | Zeal - RHW 2101A | 2430 | Functional | Zeal Medical Pvt Ltd
10070 | Jhalawar Medical College Medical Collage Hospital | Phototherepy Unit | MODEL NOT AVAILABLE | 3000121253 | Functional | Others
10071 | Umaid Hospital Jodhpur Medical College Hospital | Ventilator | Model Not Available | 1217090396 | Functional | Others
10072 | Kelniya Phc | Freezes | Kelvinator KGE 193 | 2000031595 | Functional | Others
10073 | Jhalawar Medical College Medical Collage Hospital | Centrifuge Machine ( 16 Tube ) | Model not available | 3000055058 | Functional | Others
10074 | Jhalawar Medical College Medical Collage Hospital | Centrifuge Machine ( 8 Tube) | Model Not Available | 3000055057 | Functional | Others
10075 | Umaid Hospital Jodhpur Medical College Hospital | Radiant Heat Warmer | Meditrin - Heat Warmer | SST/DM/12-13/271 | Functional | Others
10076 | Umaid Hospital Jodhpur Medical College Hospital | Boyles Apparatus | MODEL NOT AVAILABLE | 147706 | Non Functional Repairable | Others
10077 | Jhalawar Medical College Medical Collage Hospital | Suction Machine | Model Not Available | 3000130238 | Functional | Others
10078 | Umaid Hospital Jodhpur Medical College Hospital | Pulse Oxymeter | Comet - P (L and T) | C10P1658 | Not in use | Larsen And Tourbo Ltd
10079 | Umaid Hospital Jodhpur Medical College Hospital | Syringe Infusion Pump | SIMTEK - Infutek 405 | 1306114.5AJ05 | Functional | Simtek Medico Systems Pvt Ltd
10080 | Chunawadh Chc | Binocular Microscope | Labomed - Vision 2000 | 3861 | Functional | Labomed
10081 | Jhalawar Medical College Medical Collage Hospital | Hot Air Oven | Model not available | 3000055063 | Functional | Others
10082 | Lalsot Chc | Weighing Machine | MODEL NOT AVAILABLE | 3000081513 | Functional | Others
10083 | Jhalawar Medical College Medical Collage Hospital | CTMT Machine | RMS | 3000129640 | Functional | Others
10084 | Jhalawar Medical College Medical Collage Hospital | Tube Sealer for Blood bags | Model Not Available | 3000130209 | Functional | Others
10085 | Umaid Hospital Jodhpur Medical College Hospital | Defibrillator with Cardiac Monitor | Schiller - Defigard 400 | J12D266 | Functional | Schiller Healthcare India Pvt Ltd
10086 | Anoopgarh Chc | Suction Machine | Model Not Available | 3000041358 | Functional | Others
10087 | Nawalgarh Satellite Hospital | Suction Machine | Bhasin Sons | 2000019698 | Functional | Bhasin Sons Private Limited
10088 | Govt Bangur Hopital Pali Dh | Ventilator | Model Not Available | VS3015137 | Functional | Others
10089 | Govt Bangur Hopital Pali Dh | Syringe Infusion Pump | Model not available | 21270333 | Functional | Others
10090 | Umaid Hospital Jodhpur Medical College Hospital | Mobile ( Portable ) X-Ray Machine | Model not available | 3000124945 | Functional | Others
10091 | District Hospital Chittorgarh Dh | Radiant Heat Warmer | Meditrin - Heat Warmer | NRHM/WM09/298 | Functional | Meditrin Instruments
10092 | Mathura Das Mathur Hospital Jdh | Syringe Infusion Pump | Model not available | 3000120002 | Functional | Others
10093 | Mathura Das Mathur Hospital Jdh | Syringe Infusion Pump | Model not available | 3000120003 | Functional | Others
10094 | Mathura Das Mathur Hospital Jdh | Ventilator | Model Not Available | 3000131218 | Functional | Others
10095 | Kawantia Hospital Dh | Ophthalmoscope | Model not available | 3000054224 | Functional | Rohilla Industries Jaipur
10096 | M G Hospital Bhilwara Dh | Anesthesia Machine | MODEL NOT AVAILABLE | 3000125192 | Functional | Others
10097 | Jhalawar Medical College Medical Collage Hospital | Syringe Needle Destroyer | Nulife - Dots | 3000130199 | Functional | Others
10098 | Umaid Hospital Jodhpur Medical College Hospital | Radiant Heat Warmer | Meditrin - Heat Warmer | 3000124879 | Functional | Meditrin Instruments
10099 | M G Hospital Bhilwara Dh | Phototherepy Unit | MODEL NOT AVAILABLE | I-IYAK-450030 | Functional | Others
10100 | A K Hospital Beawar Ajmer Dh | ECG Machine (Six Channel ) | BPL - Cardiart 8408 | 2000034793 | Functional | Others
10101 | M G Hospital Bhilwara Dh | Ventilator | Model Not Available | 6061056 | Functional | Others
10102 | Jhalawar Medical College Medical Collage Hospital | Incubator | MODEL NOT AVAILABLE | 3000130096 | Functional | Others
10103 | Kawantia Hospital Dh | Suction Machine | Model Not Available | HBK/GYN/0001 | Functional | Others
10104 | M G Hospital Bhilwara Dh | Baby Weighing Machine | Model Not Available | 30722785 | Functional | Others
10105 | Newai Chc | FOOT OPERATED SUCTION MACHINE | SU-101 | 3000080074 | Functional | Niscomed Electro Medical Devices
10106 | Umaid Hospital Jodhpur Medical College Hospital | Ultra Sonography (USG) & Colour Dopler Machine | Model not available | 3000122716 | Non Functional Repairable | Others
10107 | M G Hospital Bhilwara Dh | Radiant Heat Warmer | Zeal - RHW 2101A | RHW2101A/1013/2256 | Functional | Others
10108 | Umaid Hospital Jodhpur Medical College Hospital | Radiant Heat Warmer | Zeal - RHW 2101A | 3000124875 | Functional | Zeal Medical Pvt Ltd
10109 | M G Hospital Bhilwara Dh | Freezes | MODEL NOT AVAILABLE | 3000125209 | Functional | Others
10110 | Umaid Hospital Jodhpur Medical College Hospital | Syringe Infusion Pump | SIMTEK - Infutek 405 | 3000131253 | Functional | Simtek Medico Systems Pvt Ltd
10111 | Mahatma Ghandhi Hospital Jodhpur | Hemoglobin meter | HB 301 | 3000122530 | Functional | Others
10112 | Mahatma Ghandhi Hospital Jodhpur | Hemoglobin meter | HB 301 | 3000122531 | Functional | Others
10113 | Umaid Hospital Jodhpur Medical College Hospital | Ventilator | Model Not Available | ASEE-0127 | Functional | Others
10114 | A K Hospital Beawar Ajmer Dh | Blood Bank Refrigerator | Model not available | 54265 | Functional | Others
10115 | Mahatma Ghandhi Hospital Jodhpur | Colorimeter | MODEL NOT AVAILABLE | 3000122525 | Not in use | Others
10116 | Jhalawar Medical College Medical Collage Hospital | Multi-Para Monitor | Model not available | 3000130068 | Functional | Others
10117 | Umaid Hospital Jodhpur Medical College Hospital | Baby Weighing Machine | Model Not Available | 3000124896 | Functional | Others
10118 | Umaid Hospital Jodhpur Medical College Hospital | Pulse Oxymeter | Comet - P (L and T) | 3000124898 | Functional | Others
10119 | Jhalawar Medical College Medical Collage Hospital | SPHYGMOMANOMETER(BP APPRATUS) | Pagoda | 3000121495 | Functional | Others
10120 | Islampur Phc | Syringe Needle Destroyer | Model not available | NBSD0725630 | Functional | Cmho Supply
10121 | Lalsot Chc | Binocular Microscope | Model Not Available | 3000081550 | Functional | Cmho Supply
10122 | Lalsot Chc | Centrifuge Machine ( 8 Tube) | Model Not Available | 3000081552 | Functional | Others
10123 | Jhalawar Medical College Medical Collage Hospital | Freezes | MODEL NOT AVAILABLE | 3000121168 | Functional | Others
10124 | Jhalawar Medical College Medical Collage Hospital | Instrument Sterilizer | Model Not Available | 3000121310 | Functional | Others
10125 | Jhalawar Medical College Medical Collage Hospital | Syringe Needle Destroyer | Model not available | 3000121510 | Not in use | Others
10126 | Govt Bangur Hopital Pali Dh | Ventilator | Model Not Available | VS3015131 | Functional | Others
10127 | Govt Bangur Hopital Pali Dh | Pulse Oxymeter | MEDITEC P201 | 1019200050 | Functional | Others
10128 | Lalsot Chc | Suction Machine | HI VAC | 3000081518 | Functional | Anand Medicaids Pvt Ltd
10129 | Gazsinghpur Chc | Labour Table | Model Not Available | 3000048812 | Functional | Cmho Supply
10130 | Umaid Hospital Jodhpur Medical College Hospital | Centrifuge Machine ( 12 Tube ) | Model Not Available | 3000019999 | Functional | Remi Electrotechnik Ltd
10131 | Dist Hospital Barmer Dh | Multi-Para Monitor | Model not available | 310 | Functional | Larsen And Tourbo Ltd
10132 | Jhalawar Medical College Medical Collage Hospital | Fully Automated Clinical Chemistry Analyzer | ILab - 600 | 3000121172 | Functional | Others
10133 | Jhalawar Medical College Medical Collage Hospital | Fully Automated Clinical Chemistry Analyzer | ILab - 600 | 3000121173 | Functional | Others
10134 | Jhalawar Medical College Medical Collage Hospital | Fully Automated Clinical Chemistry Analyzer | ILab - 600 | 3000121174 | Functional | Others
10135 | Jhalawar Medical College Medical Collage Hospital | Fully Automated Clinical Chemistry Analyzer | ILab - 600 | 3000121175 | Functional | Others
10136 | Jhalawar Medical College Medical Collage Hospital | Fully Automated Clinical Chemistry Analyzer | ILab - 600 | 3000121176 | Functional | Others
10137 | Jhalawar Medical College Medical Collage Hospital | Fully Automated Clinical Chemistry Analyzer | ILab - 600 | 3000121182 | Functional | Others
10138 | Jhalawar Medical College Medical Collage Hospital | Fully Automated Clinical Chemistry Analyzer | ILab - 600 | 3000121474 | Functional | Others
10139 | Jhalawar Medical College Medical Collage Hospital | Binocular Microscope | Model Not Available | 3000121181 | Functional | Others
10140 | Umaid Hospital Jodhpur Medical College Hospital | Pulse Oxymeter | Model Not Available | C12D202 | Non Functional Repairable | Schiller Healthcare India Pvt Ltd
10141 | Mathura Das Mathur Hospital Jdh | Suction Machine | Model Not Available | 3000131775 | Functional | Others
10142 | Mathura Das Mathur Hospital Jdh | Suction Machine | Model Not Available | 3000131736 | Functional | Others
10143 | Mathura Das Mathur Hospital Jdh | Suction Machine | Model Not Available | 3000131749 | Functional | Others
10144 | Mathura Das Mathur Hospital Jdh | Suction Machine | Nuneb Pro | 2000025009 | Functional | Hemant Surgicals
10145 | Mathura Das Mathur Hospital Jdh | Suction Machine | Model Not Available | 3000131723 | Functional | Others
10146 | Umaid Hospital Jodhpur Medical College Hospital | Multi-Para Monitor | Model not available | 3000131261 | Functional | Others
10147 | Jhalawar Medical College Medical Collage Hospital | Blood Bank Refrigerator | Model not available | 3000130060 | Functional | Others
10148 | District Hospital Paota | Autoclave | Model not available | 3000047970 | Functional | Others
10149 | Umaid Hospital Jodhpur Medical College Hospital | Radiant Heat Warmer | Model Not Available | 3000122681 | Functional | Meditrin Instruments
10150 | Govt Bangur Hopital Pali Dh | ELISA Reader | Model not available | 3520900596 | Functional | Others
10151 | District Sahadat Hospital Tonk Dh | Radiant Heat Warmer | Model Not Available | 1113/2416 | Functional | Zeal Medical Pvt Ltd
10152 | Jajod Chc | Baby Weighing Machine | Model Not Available | 20000375601 | Functional | Others
10153 | Jajod Chc | Baby Weighing Machine | Model Not Available | 20000375602 | Functional | Others
10154 | Govt Bangur Hopital Pali Dh | Freezes | MODEL NOT AVAILABLE | 3000124818 | Functional | Others
10155 | Umaid Hospital Jodhpur Medical College Hospital | Syringe Infusion Pump | SIMTEK - Infutek 405 | 3000122701 | Functional | Others
10156 | Jhalawar Medical College Medical Collage Hospital | ELECTRIC OT TABLE | MODEL NOT AVAILABLE | 3000130246 | Functional | Others
10157 | Umaid Hospital Jodhpur Medical College Hospital | Syringe Infusion Pump | Model not available | 3000131252 | Functional | Others
10158 | Umaid Hospital Jodhpur Medical College Hospital | Syringe Infusion Pump | Model not available | 3000131251 | Functional | Others
10159 | Jhalawar Medical College Medical Collage Hospital | SPHYGMOMANOMETER(BP APPRATUS) | MODEL NOT AVAILABLE | 3000130245 | Functional | Others
10160 | Swaroopganj Phc | Freezes | Kelvinator KGE 193 | 2000035502 | Functional | Others
10161 | Govt Bangur Hopital Pali Dh | Freezes | MODEL NOT AVAILABLE | 3000124815 | Functional | Others
10162 | Jhalawar Medical College Medical Collage Hospital | Multi-Para Monitor | Model not available | 3000121323 | Functional | Others
10163 | Jhalawar Medical College Medical Collage Hospital | Suction Machine | Model Not Available | 3000129594 | Functional | Others
10164 | Jhalawar Medical College Medical Collage Hospital | Blood Bank Refrigerator | Model not available | 3000055003 | Functional | Others
10165 | Jhalawar Medical College Medical Collage Hospital | Blood Bank Refrigerator | Model not available | 3000055002 | Functional | Others
10166 | Jhalawar Medical College Medical Collage Hospital | Blood Bank Refrigerator | Model not available | 3000055001 | Functional | Others
10167 | Jhalawar Medical College Medical Collage Hospital | Blood Bank Refrigerator | Model not available | 3000130044 | Functional | Others
10168 | Jhalawar Medical College Medical Collage Hospital | Blood Bank Refrigerator | Model not available | 3000130045 | Functional | Others
10169 | Jhalawar Medical College Medical Collage Hospital | Blood Bank Refrigerator | Model not available | 3000130046 | Functional | Others
10170 | Jhalawar Medical College Medical Collage Hospital | SPHYGMOMANOMETER(BP APPRATUS) | MODEL NOT AVAILABLE | 3000121358 | Not in use | Others
10171 | Umaid Hospital Jodhpur Medical College Hospital | Multi-Para Monitor | Star 50 ( L and T ) | A09SE00022 | Functional | Larsen And Tourbo Ltd
10172 | Dist Hospital Barmer Dh | Bone Drill System | Manman | 3000124523 | Non Functional Not Repairable | Others
10173 | Mathura Das Mathur Hospital Jdh | Phototherepy Unit | MODEL NOT AVAILABLE | 3000120212 | Functional | Others
10174 | Umaid Hospital Jodhpur Medical College Hospital | SPHYGMOMANOMETER(BP APPRATUS) | Model Not Available | 3000280139 | Functional | Others
10175 | Mathura Das Mathur Hospital Jdh | Suction Machine | Model Not Available | 3000131209 | Functional | Others
10176 | Binjusar Phc | SPHYGMOMANOMETER(BP APPRATUS) | MODEL NOT AVAILABLE | 200019595 | Functional | Others
10177 | Gharsana Chc | O.T. Light Double Dome | MODEL NOT AVAILABLE | 3000041508 | Functional | Others
10178 | Binjusar Phc | SPHYGMOMANOMETER(BP APPRATUS) | MODEL NOT AVAILABLE | 200019596 | Functional | Others
10179 | Biwai Phc | Instrument Sterilizer | Model Not Available | 3000081332 | Functional | Others
10180 | Malpura Chc | O.T. Light Double Dome | MODEL NOT AVAILABLE | 3000088344 | Functional | Others
10181 | Mathura Das Mathur Hospital Jdh | Multi-Para Monitor | Model not available | 3000131607 | Functional | Others
10182 | Mathura Das Mathur Hospital Jdh | Multi-Para Monitor | Model not available | 3000131606 | Functional | Others
10183 | Mathura Das Mathur Hospital Jdh | Multi-Para Monitor | Model not available | 3000131605 | Functional | Others
10184 | Mathura Das Mathur Hospital Jdh | Multi-Para Monitor | Model not available | 3000131610 | Functional | Others
10185 | Mathura Das Mathur Hospital Jdh | Multi-Para Monitor | Model not available | 3000131609 | Functional | Others
10186 | Mathura Das Mathur Hospital Jdh | Multi-Para Monitor | Model not available | 3000131608 | Functional | Others
10187 | Gharsana Chc | Instrument Sterilizer | Model Not Available | 573031 | Functional | Others
10188 | Mathura Das Mathur Hospital Jdh | Suction Machine | Model Not Available | 3000120685 | Functional | Others
10189 | Mathura Das Mathur Hospital Jdh | Suction Machine | Model Not Available | 3000120686 | Functional | Others
10190 | Mathura Das Mathur Hospital Jdh | Suction Machine | Model Not Available | 3000120687 | Functional | Others
10191 | Mathura Das Mathur Hospital Jdh | Suction Machine | Model Not Available | 3000120690 | Functional | Others
10192 | Mathura Das Mathur Hospital Jdh | Suction Machine | Model Not Available | 3000120683 | Functional | Others
10193 | Sikrai Chc | Defibrillator | MODEL NOT AVAILABLE | 91009952 | Functional | Others
10194 | Mathura Das Mathur Hospital Jdh | Radiant Heat Warmer | Model Not Available | 3000120710 | Functional | Others
10195 | Mathura Das Mathur Hospital Jdh | Radiant Heat Warmer | Model Not Available | 3000120711 | Functional | Others
10196 | Uniara Chc | Sahlis HB Meter | Model not available | 1342513147 | Functional | Others
10197 | A K Hospital Beawar Ajmer Dh | Urine Test Strip Analyzer | Model Not Available | 12070235 | Functional | Others
10198 | M G Hospital Bhilwara Dh | Pulse Oxymeter | Model Not Available | C09P0320 | Functional | Others
10199 | Jhandawali Phc | Centrifuge Machine ( 4 Tube ) | Model not available | 3000044264 | Functional | Alco Medical Microscopes
10200 | Nimuchana Phc | Weighing Machine | MODEL NOT AVAILABLE | 3000117108 | Functional | Others
10201 | Jhalawar Medical College Medical Collage Hospital | O.T. Light Single Dome | MODEL NOT AVAILABLE | 3000130092 | Functional | Others
10202 | A K Hospital Beawar Ajmer Dh | Radiant Heat Warmer | Model Not Available | 33600 | Functional | Others
10203 | Jhalawar Medical College Medical Collage Hospital | Dialysis Unit | MODEL NOT AVAILABLE | IVR0706 | Functional | Others
10204 | Jhalawar Medical College Medical Collage Hospital | Dialysis Unit | MODEL NOT AVAILABLE | 3000081824 | Functional | Others
10205 | Jhalawar Medical College Medical Collage Hospital | Syringe Infusion Pump | Model not available | 3000130079 | Functional | Others
10206 | Jhalawar Medical College Medical Collage Hospital | Syringe Infusion Pump | Model not available | 3000130191 | Functional | Others
10207 | Jhalawar Medical College Medical Collage Hospital | Syringe Infusion Pump | Model not available | 3000130190 | Functional | Others
10208 | Jhalawar Medical College Medical Collage Hospital | Syringe Infusion Pump | Model not available | 3000130189 | Functional | Others
10209 | Jhalawar Medical College Medical Collage Hospital | Syringe Infusion Pump | Model not available | 3000130078 | Functional | Others
10210 | Jhalawar Medical College Medical Collage Hospital | Syringe Infusion Pump | Model not available | 3000130187 | Functional | Others
10211 | Jhalawar Medical College Medical Collage Hospital | Anesthesia Machine | Allied | 3000130094 | Functional | Others
10212 | Govt Bangur Hopital Pali Dh | Monocular Microscope | Model not available | 3000124844 | Functional | Others
10213 | Jhalawar Medical College Medical Collage Hospital | Pulse Oxymeter | Model Not Available | 3000130192 | Functional | Others
10214 | Jhalawar Medical College Medical Collage Hospital | Cautry Machine | Model Not Available | 3000130091 | Functional | Others
10215 | Umaid Hospital Jodhpur Medical College Hospital | Radiant Heat Warmer | Model Not Available | 3000122975 | Functional | Others
10216 | Jhandawali Phc | SPHYGMOMANOMETER(BP APPRATUS) | MODEL NOT AVAILABLE | 3000044269 | Functional | Others
10217 | Chunawadh Chc | Instrument Sterilizer | Model Not Available | 3000048028 | Functional | Others
10218 | Jhalawar Medical College Medical Collage Hospital | Instrument Sterilizer | Model Not Available | 3000117203 | Functional | Others
10219 | Chunawadh Chc | Syringe Needle Destroyer | Microsil - ND350 | 8760 | Functional | Linco Scientific Instruments And Chemicals (P) Ltd
10220 | Jhandawali Phc | Fetal Doppler | MODEL NOT AVAILABLE | 3000044271 | Functional | Others
10221 | Mahatma Ghandhi Hospital Jodhpur | Blood Bank Refrigerator | Model not available | 3000122514 | Functional | Others
10222 | Dist Hospital Barmer Dh | Syringe Infusion Pump | SIMTEK - Infutek 405 | 1455533 | Non Functional Not Repairable | Simtek Medico Systems Pvt Ltd
10223 | Umaid Hospital Jodhpur Medical College Hospital | Radiant Heat Warmer | Model Not Available | SST/DM/12-13/051 | Functional | Others
10224 | Jhalawar Medical College Medical Collage Hospital | Multi-Para Monitor | Model Not Available | 2009753 | Non Functional Not Repairable | Others
10225 | Jhalawar Medical College Medical Collage Hospital | Multi-Para Monitor | Star 50 ( L and T ) | 3000121256 | Functional | Others
10226 | Jhalawar Medical College Medical Collage Hospital | Multi-Para Monitor | Star 50 ( L and T ) | 3000121259 | Functional | Others
10227 | Kelniya Phc | Weighing Machine | MODEL NOT AVAILABLE | 2000031596 | Functional | Others
10228 | Umaid Hospital Jodhpur Medical College Hospital | Freezes | MODEL NOT AVAILABLE | 3000122624 | Functional | Others
10229 | Chunawadh Chc | Centrifuge Machine ( 8 Tube) | REMI - R4C | DPLC-3139 | Functional | Remi Electrotechnik Ltd
10230 | Umaid Hospital Jodhpur Medical College Hospital | Syringe Needle Destroyer | Model not available | NBSD0718866 | Functional | Others
10231 | Lalsot Chc | Radiant Heat Warmer | Tender Care | WM09/58 | Functional | Meditrin Instruments
10232 | District Sahadat Hospital Tonk Dh | Syringe Infusion Pump | Model not available | 270I455509 | Non Functional Repairable | Simtek Medico Systems Pvt Ltd
10233 | District Sahadat Hospital Tonk Dh | Suction Machine | Model Not Available | 3000088206 | Functional | Others
10234 | Jhalawar Medical College Medical Collage Hospital | Incubator | MODEL NOT AVAILABLE | 2312 | Functional | Others
10235 | Jhalawar Medical College Medical Collage Hospital | Instrument Sterilizer | Model Not Available | 3000129633 | Functional | Others
10236 | District Hospital Pratapgarh Dh | Automated Urine Analyzer | Model not available | 7201-0618 | Functional | Others
10237 | Govt Bangur Hopital Pali Dh | Syringe Infusion Pump | MODEL NOT AVAILABLE | 3000085777 | Functional | Others
10238 | Gharsana Chc | FOOT OPERATED SUCTION MACHINE | MODEL NOT AVAILABLE | 3000041493 | Functional | Others
10239 | Umaid Hospital Jodhpur Medical College Hospital | Multi-Para Monitor | Star 50 ( L and T ) | A09SE00021 | Functional | Larsen And Tourbo Ltd
10240 | Mathura Das Mathur Hospital Jdh | Multi-Para Monitor | Model not available | 3000131738 | Functional | Others
10241 | Mathura Das Mathur Hospital Jdh | Multi-Para Monitor | Model not available | 3000131741 | Functional | Others
10242 | Mathura Das Mathur Hospital Jdh | Multi-Para Monitor | Model not available | 3000131742 | Functional | Others
10243 | Mathura Das Mathur Hospital Jdh | Multi-Para Monitor | Model not available | 3000131752 | Functional | Others
10244 | Mathura Das Mathur Hospital Jdh | Multi-Para Monitor | Model not available | 3000131755 | Functional | Others
10245 | Jhalawar Medical College Medical Collage Hospital | Suction Machine | Model Not Available | 3000130089 | Functional | Others
10246 | Mathura Das Mathur Hospital Jdh | Multi-Para Monitor | Model not available | 3000122332 | Functional | Others
10247 | Mathura Das Mathur Hospital Jdh | Multi-Para Monitor | Model not available | 3000122331 | Functional | Others
10248 | Mathura Das Mathur Hospital Jdh | Multi-Para Monitor | Star 50 ( L and T ) | 3000120691 | Functional | Others
10249 | District Sahadat Hospital Tonk Dh | Semi Automated Chemistry Analyzer | Accurex - AT 112 Plus | 1211023 | Functional | Accurex Biomedicals Pvt Ltd
10250 | Umaid Hospital Jodhpur Medical College Hospital | Incubator | Yorco - YSI - 438D | 89K0215 | Functional | Yorco Sales Pvt Ltd
10251 | Umaid Hospital Jodhpur Medical College Hospital | Freezes | MODEL NOT AVAILABLE | 84210014 | Functional | Others
10252 | Mathura Das Mathur Hospital Jdh | Ventilator | Model Not Available | 3000120641 | Functional | Others
10253 | Mathura Das Mathur Hospital Jdh | Ventilator | Model Not Available | 3000120642 | Functional | Others
10254 | Mathura Das Mathur Hospital Jdh | Syringe Infusion Pump | Model not available | 3000131625 | Functional | Others
10255 | Mathura Das Mathur Hospital Jdh | Syringe Infusion Pump | Model not available | 3000131623 | Functional | Others
10256 | Mathura Das Mathur Hospital Jdh | Syringe Infusion Pump | Model not available | 3000131622 | Functional | Others
10257 | Umaid Hospital Jodhpur Medical College Hospital | Hot Air Oven | Yorco - YSI - 431D | 3000120375 | Functional | Yorco Sales Pvt Ltd
10258 | Mathura Das Mathur Hospital Jdh | Anesthesia Machine | MODEL NOT AVAILABLE | 3000131655 | Functional | Others
10259 | District Hospital Pratapgarh Dh | Centrifuge Machine ( 8 Tube) | Model Not Available | 1003 | Functional | Others
10260 | Lalsot Chc | SPHYGMOMANOMETER(BP APPRATUS-Digital) | Model Not Available | CC97 | Functional | Others
10261 | Mathura Das Mathur Hospital Jdh | Suction Machine | MODEL NOT AVAILABLE | 2000032845 | Functional | Cmho Supply
10262 | Mathura Das Mathur Hospital Jdh | Suction Machine | Model Not Available | 3000131620 | Functional | Others
10263 | Mathura Das Mathur Hospital Jdh | Suction Machine | Model Not Available | 3000131619 | Functional | Others
10264 | Mathura Das Mathur Hospital Jdh | Suction Machine | Model Not Available | 3000131618 | Functional | Others
10265 | Mathura Das Mathur Hospital Jdh | Suction Machine | Model Not Available | 3000131617 | Functional | Others
10266 | Mathura Das Mathur Hospital Jdh | Suction Machine | Model Not Available | 3000131616 | Functional | Others
10267 | Mathura Das Mathur Hospital Jdh | Suction Machine | Model Not Available | 3000131615 | Functional | Others
10268 | Mathura Das Mathur Hospital Jdh | Suction Machine | Model Not Available | 3000131614 | Functional | Others
10269 | Mathura Das Mathur Hospital Jdh | Suction Machine | Model Not Available | 3000131613 | Functional | Others
10270 | Mathura Das Mathur Hospital Jdh | Suction Machine | Model Not Available | 3000131612 | Functional | Others
10271 | Mathura Das Mathur Hospital Jdh | Suction Machine | Model Not Available | 3000131599 | Functional | Others
10272 | Lalsot Chc | Weighing Machine | MODEL NOT AVAILABLE | 3000081536 | Functional | Others
10273 | Mathura Das Mathur Hospital Jdh | Syringe Infusion Pump | Model not available | 3000120653 | Functional | Others
10274 | Mathura Das Mathur Hospital Jdh | Syringe Infusion Pump | Model not available | 3000120654 | Functional | Others
10275 | Islampur Phc | Glucometer | Model not available | 2000021772 | Functional | Others
10276 | Jhalawar Medical College Medical Collage Hospital | Tube Sealer for Blood bags | Model Not Available | 3000130213 | Not in use | Others
10277 | Khedala Bujurg Phc | Glucometer | Model not available | moleusaa5650 | Functional | Others
10278 | Khedala Bujurg Phc | SPHYGMOMANOMETER(BP APPRATUS) | MODEL NOT AVAILABLE | 37124 | Functional | Others
10279 | Gazsinghpur Chc | Syringe Needle Destroyer | Model not available | 3000048801 | Functional | Cmho Supply
10280 | Tamkor Phc | Hemoglobin meter | Model Not Available | 2000019410 | Functional | Others
10281 | Binjusar Phc | Suction Machine | Model Not Available | 2000019589 | Functional | Others
10282 | District Hospital Paota | Radiant Heat Warmer | Meditrin - Heat Warmer | 109 | Functional | Meditrin Instruments
10283 | Umaid Hospital Jodhpur Medical College Hospital | Suction Machine | Model Not Available | 3000122762 | Functional | Others
10284 | Mathura Das Mathur Hospital Jdh | Pulse Oxymeter | Model Not Available | 3000124013 | Functional | Others
10285 | Mathura Das Mathur Hospital Jdh | Pulse Oxymeter | Model Not Available | 3000124014 | Functional | Others
10286 | Mathura Das Mathur Hospital Jdh | Pulse Oxymeter | Model Not Available | 3000124015 | Functional | Others
10287 | Mathura Das Mathur Hospital Jdh | Pulse Oxymeter | Model Not Available | 3000124016 | Functional | Others
10288 | Mathura Das Mathur Hospital Jdh | Pulse Oxymeter | Model Not Available | 3000124017 | Functional | Others
10289 | Mathura Das Mathur Hospital Jdh | Pulse Oxymeter | Model Not Available | 3000124018 | Functional | Others
10290 | Mathura Das Mathur Hospital Jdh | Multi-Para Monitor | Model not available | 3000122330 | Functional | Others
10291 | Mathura Das Mathur Hospital Jdh | Multi-Para Monitor | Model not available | 3000122329 | Functional | Others
10292 | Mathura Das Mathur Hospital Jdh | Multi-Para Monitor | Model not available | 3000122328 | Functional | Others
10293 | Binjusar Phc | O.T. Light Double Dome | MODEL NOT AVAILABLE | 2000019590 | Functional | Others
10294 | Mathura Das Mathur Hospital Jdh | Nebulizer | MODEL NOT AVAILABLE | 3000131701 | Functional | Others
10295 | Mathura Das Mathur Hospital Jdh | Nebulizer | MODEL NOT AVAILABLE | 3000131702 | Functional | Others
10296 | District Hospital Chittorgarh Dh | Radiant Heat Warmer | Meditrin - Heat Warmer | NRHM/WM09/150 | Functional | Meditrin Instruments
10297 | Mathura Das Mathur Hospital Jdh | O.T. Light Single Dome | MODEL NOT AVAILABLE | 3000120717 | Functional | Others
10298 | Mathura Das Mathur Hospital Jdh | O.T. Light Single Dome | MODEL NOT AVAILABLE | 3000120719 | Functional | Others
10299 | Umaid Hospital Jodhpur Medical College Hospital | Syringe Needle Destroyer | Model not available | NBSD0718844 | Functional | Others
10300 | Jajod Chc | Syringe Needle Destroyer | Microsil - ND350 | 10149 | Functional | Others
10301 | Jajod Chc | Syringe Needle Destroyer | Microsil - ND350 | 2000037581 | Functional | Others
10302 | Jajod Chc | Syringe Needle Destroyer | Microsil - ND350 | 2000037582 | Functional | Others
10303 | Jajod Chc | Syringe Needle Destroyer | Microsil - ND350 | 2000037603 | Functional | Others
10304 | Govt Bangur Hopital Pali Dh | ELISA Reader | Model not available | 451527002e(rt-2100c) | Functional | Rayto Life And Analytical Sciences Co Ltd
10305 | District Hospital Paota | Ventilator | Model Not Available | 3000047969 | Functional | Others
10306 | Umaid Hospital Jodhpur Medical College Hospital | Multi-Para Monitor | Model not available | 3000131262 | Functional | Others
10307 | Jajod Chc | SPHYGMOMANOMETER(BP APPRATUS) | MODEL NOT AVAILABLE | 2000037598 | Functional | Others
10308 | Jajod Chc | SPHYGMOMANOMETER(BP APPRATUS) | MODEL NOT AVAILABLE | 2000037600 | Functional | Others
10309 | Jhalawar Medical College Medical Collage Hospital | Nebulizer | MODEL NOT AVAILABLE | 3000130061 | Functional | Others
10310 | Umaid Hospital Jodhpur Medical College Hospital | Weighing Machine | MODEL NOT AVAILABLE | 3000131254 | Functional | Others
10311 | Umaid Hospital Jodhpur Medical College Hospital | Syringe Infusion Pump | Model not available | 3000122992 | Functional | Others
10312 | Mahatma Ghandhi Hospital Jodhpur | Autoclave | Model not available | 3000122526 | Functional | Others
10313 | Chunawadh Chc | Radiant Heat Warmer | Zeal - RHW 2101A | RHW2101A/1213/2766 | Functional | Zeal Medical Pvt Ltd
10314 | Dist Hospital Barmer Dh | Syringe Infusion Pump | SP-900 | 55502 | Non Functional Not Repairable | Simtek Medico Systems Pvt Ltd
10315 | Jhalawar Medical College Medical Collage Hospital | Radiant Heat Warmer | Meditrin - Heat Warmer | 3000121232 | Functional | Others
10316 | Jhalawar Medical College Medical Collage Hospital | Radiant Heat Warmer | Meditrin - Heat Warmer | 3000121233 | Functional | Others
10317 | Jhalawar Medical College Medical Collage Hospital | Radiant Heat Warmer | Meditrin - Heat Warmer | 3000121235 | Functional | Others
10318 | Jhalawar Medical College Medical Collage Hospital | Radiant Heat Warmer | Meditrin - Heat Warmer | 3000121236 | Functional | Others
10319 | Jhalawar Medical College Medical Collage Hospital | Radiant Heat Warmer | Meditrin - Heat Warmer | 3000121237 | Functional | Others
10320 | Jhalawar Medical College Medical Collage Hospital | Radiant Heat Warmer | Meditrin - Heat Warmer | 3000121238 | Functional | Others
10321 | Jhalawar Medical College Medical Collage Hospital | Radiant Heat Warmer | Meditrin - Heat Warmer | 3000121240 | Functional | Others
10322 | Jhalawar Medical College Medical Collage Hospital | Radiant Heat Warmer | Meditrin - Heat Warmer | 3000121244 | Functional | Others
10323 | Jhalawar Medical College Medical Collage Hospital | Radiant Heat Warmer | MODEL NOT AVAILABLE | 2000019350 | Functional | Others
10324 | Jhalawar Medical College Medical Collage Hospital | Radiant Heat Warmer | Meditrin - Heat Warmer | 3000121249 | Functional | Others
10325 | Jhalawar Medical College Medical Collage Hospital | Radiant Heat Warmer | Meditrin - Heat Warmer | 3000121254 | Functional | Others
10326 | Umaid Hospital Jodhpur Medical College Hospital | VDRL Rotator (Rotor and Shaker) | Model Not Available | 3000120458 | Functional | Others
10327 | M G Hospital Bhilwara Dh | ECG Machine (Three Channel ) | Medicaid - CardioFax 3R | E108901010 | Functional | Others
10328 | Jhalawar Medical College Medical Collage Hospital | Centrifuge Machine ( 6 Tube ) | CP 3164 | 3000130037 | Functional | Others
10329 | Khora Mulla Phc | Freezes | MODEL NOT AVAILABLE | 3000081633 | Functional | Others
10330 | Jhalawar Medical College Medical Collage Hospital | Glucometer | Model not available | 3000121463 | Functional | Others
10331 | Newai Chc | Centrifuge Machine ( 16 Tube ) | REMI (R8C + R83) | JBLC8772 | Functional | Remi Electrotechnik Ltd
10332 | Nawalgarh Satellite Hospital | Suction Machine | Model Not Available | 2000019687 | Functional | Cmho Supply
10333 | Newai Chc | Semi Automated Chemistry Analyzer | Transasia : ERBA - CHEM 5 Plus V2 | 61038 | Functional | Trasasia Bio-Medicals Pvt
10334 | Umaid Hospital Jodhpur Medical College Hospital | Blood Bank Refrigerator | Model not available | 3000131498 | Functional | Others
10335 | Jhalawar Medical College Medical Collage Hospital | Syringe Infusion Pump | Allied - Syrn 200 | 3000121468 | Functional | Others
10336 | Jhalawar Medical College Medical Collage Hospital | Syringe Infusion Pump | Allied - Syrn 200 | 3000121469 | Functional | Others
10337 | District Hospital Paota | Syringe Needle Destroyer | Model not available | 3000049371 | Functional | Others
10338 | Jhalawar Medical College Medical Collage Hospital | SPHYGMOMANOMETER(BP APPRATUS) | MODEL NOT AVAILABLE | 3000121475 | Functional | Others
10339 | Umaid Hospital Jodhpur Medical College Hospital | Water Bath | Model not available | 3000124997 | Functional | Others
10340 | Jhalawar Medical College Medical Collage Hospital | Syringe Needle Destroyer | Model not available | 3000121479 | Not in use | Others
10341 | Newai Chc | Hydraulic Operation Table | MODEL NOT AVAILABLE | 194 | Functional | Others
10342 | District Hospital Paota | FOGGING MACHINE | MODEL NOT AVAILABLE | 3000049375 | Functional | Others
10343 | District Hospital Paota | FOGGING MACHINE | MODEL NOT AVAILABLE | 3000049376 | Functional | Others
10344 | Nawalgarh Satellite Hospital | Binocular Microscope | Model Not Available | 2000019646 | Functional | Labovision India
10345 | Chhan Chc | Radiant Heat Warmer | Zeal - RHW 2101A | RHW2101A/1113/2431 | Functional | Others
10346 | Newai Chc | Autoclave | Model not available | 3000080087 | Functional | Others
10347 | Dist Hospital Barmer Dh | SPHYGMOMANOMETER(BP APPRATUS) | MODEL NOT AVAILABLE | 98134542 | Non Functional Not Repairable | Ajay Optical India
10348 | Kot Phc | SPHYGMOMANOMETER(BP APPRATUS) | MODEL NOT AVAILABLE | 301132 | Functional | Others
10349 | Nawalgarh Satellite Hospital | Monocular Microscope | Model not available | 2000019648 | Functional | Others
10350 | Chhan Chc | Suction Machine | Model Not Available | 100209 | Non Functional Not Repairable | Others
10351 | Kot Phc | Suction Machine | Model Not Available | 3000081599 | Functional | Others
10352 | Mahatma Ghandhi Hospital Jodhpur | Pulse Oxymeter | MODEL NOT AVAILABLE | 2000030127 | Functional | Others
10353 | District Sahadat Hospital Tonk Dh | Phototherepy Unit | MODEL NOT AVAILABLE | 55 | Functional | Others
10354 | Umaid Hospital Jodhpur Medical College Hospital | Suction Machine | Model Not Available | 3000131260 | Functional | Others
10355 | Umaid Hospital Jodhpur Medical College Hospital | Pulse Oxymeter | Comet - P (L and T) | 3000122682 | Functional | Larsen And Tourbo Ltd
10356 | District Sahadat Hospital Tonk Dh | Radiant Heat Warmer | Model Not Available | RHW2101A/1113/2417 | Functional | Zeal Medical Pvt Ltd
10357 | Jhalawar Medical College Medical Collage Hospital | Ventilator | Model Not Available | 3000130071 | Functional | Others
10358 | Jhalawar Medical College Medical Collage Hospital | Ventilator | Model Not Available | 3000130072 | Functional | Others
10359 | Mahatma Ghandhi Hospital Jodhpur | Digital Photo Calorimeter | Model not available | 3000122528 | Functional | Others
10360 | Jhalawar Medical College Medical Collage Hospital | Suction Machine | Model Not Available | 3000130073 | Functional | Others
10361 | Jhalawar Medical College Medical Collage Hospital | Suction Machine | Model Not Available | 3000130074 | Functional | Others
10362 | Umaid Hospital Jodhpur Medical College Hospital | Nebulizer | MODEL NOT AVAILABLE | 3000122993 | Functional | Others
10363 | Umaid Hospital Jodhpur Medical College Hospital | FOGGING MACHINE | MODEL NOT AVAILABLE | 3000122718 | Functional | Others
10364 | Umaid Hospital Jodhpur Medical College Hospital | Pulse Oxymeter | Model Not Available | 3000122971 | Functional | Others
10365 | City Dispensary No 1 | Hemoglobin meter | Model Not Available | 2000019112 | Functional | Others
10366 | Jhalawar Medical College Medical Collage Hospital | Syringe Needle Destroyer | Model not available | 3000130075 | Functional | Others
10367 | Jhalawar Medical College Medical Collage Hospital | Blood Bank Refrigerator | Model not available | 3000130077 | Functional | Others
10368 | Mahatma Ghandhi Hospital Jodhpur | Centrifuge Machine ( 4 Tube ) | Model not available | 3000122517 | Functional | Others
10369 | District Sahadat Hospital Tonk Dh | Horizontal Laminar Flow | MODEL NOT AVAILABLE | 190 | Functional | Others
10370 | Mahatma Ghandhi Hospital Jodhpur | Centrifuge Machine ( 4 Tube ) | Model not available | 3000122518 | Functional | Others
10371 | Mahatma Ghandhi Hospital Jodhpur | Water Bath | Model not available | 3000122513 | Functional | Others
10372 | Govt Bangur Hopital Pali Dh | Water Bath | Model not available | 3000124702 | Functional | Others
10373 | Nawalgarh Satellite Hospital | STABILIZER | MODEL NOT AVAILABLE | 2000019694 | Functional | Cmho Supply
10374 | Anoopgarh Chc | Autoclave | Model not available | 3000041364 | Functional | Others
10375 | Mathura Das Mathur Hospital Jdh | Syringe Infusion Pump | Model not available | 3000120655 | Functional | Others
10376 | Baragoan Chc | SPHYGMOMANOMETER(BP APPRATUS) | MODEL NOT AVAILABLE | 2000019485 | Functional | Others
10377 | District Hospital Chittorgarh Dh | Radiant Heat Warmer | Meditrin - Heat Warmer | 3000121585 | Functional | Meditrin Instruments
10378 | Baragoan Chc | Nebulizer | MODEL NOT AVAILABLE | 2000013486 | Functional | Others
10379 | District Hospital Paota | Phaco Emulsi Fication System | Model Not Available | 3000049362 | Functional | Others
10380 | Mathura Das Mathur Hospital Jdh | Suction Machine | Osmium | 3000120718 | Functional | Others
10381 | Biwai Phc | Freezes | MODEL NOT AVAILABLE | 3000081337 | Functional | Others
10382 | Mathura Das Mathur Hospital Jdh | Syringe Infusion Pump | Model not available | 3000122325 | Not in use | Others
10383 | District Hospital Chittorgarh Dh | Radiant Heat Warmer | Meditrin - Heat Warmer | RHW2101A/0713/568 | Functional | Zeal Medical Pvt Ltd
10384 | District Hospital Chittorgarh Dh | Radiant Heat Warmer | Zeal - RHW 2101A | RHW2101A/0713/566 | Functional | Zeal Medical Pvt Ltd
10385 | Mathura Das Mathur Hospital Jdh | Suction Machine | Model Not Available | 3000120871 | Functional | Others
10386 | Mathura Das Mathur Hospital Jdh | Suction Machine | Model Not Available | 3000120870 | Functional | Others
10387 | Jln Central Store Medical College | Syringe Infusion Pump | SIMTEK - Infutek 405 | 27071045AJ06 | Functional | Others
10388 | Mathura Das Mathur Hospital Jdh | ECG Monitor | Model not available | 3000120866 | Functional | Others
10389 | Mathura Das Mathur Hospital Jdh | ECG Monitor | Model not available | 3000120865 | Functional | Others
10390 | Mathura Das Mathur Hospital Jdh | Syringe Infusion Pump | Model not available | 3000120983 | Functional | Others
10391 | Mathura Das Mathur Hospital Jdh | Syringe Infusion Pump | Model not available | 3000120984 | Functional | Others
10392 | Mathura Das Mathur Hospital Jdh | Syringe Infusion Pump | Model not available | 3000120985 | Functional | Others
10393 | Mathura Das Mathur Hospital Jdh | Syringe Infusion Pump | Model not available | 3000120986 | Functional | Others
10394 | Mathura Das Mathur Hospital Jdh | Syringe Infusion Pump | Model not available | 3000120987 | Functional | Others
10395 | Mathura Das Mathur Hospital Jdh | Syringe Infusion Pump | Model not available | 3000120988 | Functional | Others
10396 | Mathura Das Mathur Hospital Jdh | Syringe Infusion Pump | Model not available | 3000120989 | Functional | Others
10397 | Mathura Das Mathur Hospital Jdh | Syringe Infusion Pump | Model not available | 3000120990 | Functional | Others
10398 | Mathura Das Mathur Hospital Jdh | Syringe Infusion Pump | Model not available | 3000120992 | Functional | Others
10399 | Mathura Das Mathur Hospital Jdh | Syringe Infusion Pump | Model not available | 3000120993 | Functional | Others
10400 | Mathura Das Mathur Hospital Jdh | Syringe Infusion Pump | Model not available | 3000120994 | Functional | Others
10401 | Mathura Das Mathur Hospital Jdh | Syringe Infusion Pump | Model not available | 3000120910 | Functional | Others
10402 | M G Hospital Bhilwara Dh | Pulse Oxymeter | Model Not Available | C09P0925 | Functional | Others
10403 | Umaid Hospital Jodhpur Medical College Hospital | Ventilator | Model Not Available | AJT01227 | Functional | Others
10404 | Mahatma Ghandhi Hospital Jodhpur | Syringe Needle Destroyer | Model not available | 3000129571 | Functional | Others
10405 | Umaid Hospital Jodhpur Medical College Hospital | Radiant Heat Warmer | Meditrin - Heat Warmer | 3000124881 | Functional | Meditrin Instruments
10406 | Nohar Chc | Freezes | VKE204 | 3000043400 | Functional | Videocon Industries Ltd
10407 | City Dispensary Laxmi Nagar | SPHYGMOMANOMETER(BP APPRATUS) | MODEL NOT AVAILABLE | 3000049188 | Functional | Others
10408 | M G Hospital Bhilwara Dh | X-Ray Viewer Box | Model Not Available | 300125196 | Functional | Others
10409 | Kaliyasar Phc | Weighing Machine | MODEL NOT AVAILABLE | 2000019412 | Functional | Crown Digital Scales Inc
10410 | Umaid Hospital Jodhpur Medical College Hospital | Multi-Para Monitor | Schiller - Truscope Classic | M014E002847 | Functional | Schiller Healthcare India Pvt Ltd
10411 | Umaid Hospital Jodhpur Medical College Hospital | Ventilator | Model Not Available | ASEE0133 | Functional | Others
10412 | A K Hospital Beawar Ajmer Dh | Syringe Infusion Pump | Model not available | 21249671 | Functional | Others
10413 | A K Hospital Beawar Ajmer Dh | Syringe Infusion Pump | Injectomat Agilia | 21249687 | Functional | Fresenius Kabi India Pvt Limited
10414 | Kawantia Hospital Dh | Suction Machine | Model Not Available | HBK/GYE/0002 | Functional | Others
10415 | M G Hospital Bhilwara Dh | Suction Machine | Model Not Available | IDJ1026 | Functional | Others
10416 | A K Hospital Beawar Ajmer Dh | Pulse Oxymeter | Model Not Available | CME7K304 | Functional | Others
10417 | City Dispensary Laxmi Nagar | Centrifuge Machine ( 8 Tube) | REMI - R303 | FGLC-7708 | Functional | Remi Electrotechnik Ltd
10418 | A K Hospital Beawar Ajmer Dh | Syringe Infusion Pump | Injectomat Agilia | 21249667 | Functional | Others
10419 | Jhalawar Medical College Medical Collage Hospital | SPHYGMOMANOMETER(BP APPRATUS) | MODEL NOT AVAILABLE | 3000129624 | Functional | Others
10420 | Umaid Hospital Jodhpur Medical College Hospital | Ventilator | Model Not Available | BAU052471076 | Functional | Others
10421 | Umaid Hospital Jodhpur Medical College Hospital | Radiant Heat Warmer | Zeal - RHW 2101A | 3000124874 | Functional | Zeal Medical Pvt Ltd
10422 | Jhalawar Medical College Medical Collage Hospital | Blood Bank Refrigerator | Model not available | 3000121197 | Functional | Others
10423 | City Dispensary Laxmi Nagar | Blood Bank Refrigerator | Model not available | BE04GE2600B2A5L0L73 | Functional | Haier Appliances India Pvt
10424 | Anoopgarh Chc | Freezes | MODEL NOT AVAILABLE | 3000041330 | Functional | Others
10425 | Anoopgarh Chc | Binocular Microscope | Labomed - Vision 2000 | 3000041331 | Functional | Labomed
10426 | Anoopgarh Chc | Semi Automated Chemistry Analyzer | CHEM 5 PLUS | 3000041332 | Functional | Erba Diagnostics
10427 | Anoopgarh Chc | Blood Cell Counter - 3 part | Horiba - ABX Micros ES 60 | 3000041335 | Functional | Horiba India Pvt Ltd
10428 | Godu Phc | Suction Machine | Model Not Available | 292 | Functional | Others
10429 | Nawalgarh Satellite Hospital | Nebulizer | MODEL NOT AVAILABLE | 2000019675 | Functional | Others
10430 | Khedala Bujurg Phc | Baby Weighing Machine | Model Not Available | rh002101a1091311842 | Functional | Others
10431 | Islampur Phc | Radiant Heat Warmer | Zeal - RHW 2101A | 10913 | Functional | Zeal Medical Pvt Ltd
10432 | Khedala Bujurg Phc | Monocular Microscope | Monocular - M L W | 3000081621 | Functional | Others
10433 | Jhalawar Medical College Medical Collage Hospital | Freezes | MODEL NOT AVAILABLE | 3000055022 | Functional | Others
10434 | Govt Bangur Hopital Pali Dh | C-Arm Machine | Model Not Available | 3000131581 | Functional | Allengers Medical Systems Ltd
10435 | Khedala Bujurg Phc | Glucometer | Model not available | mof25ac8842 | Functional | Others
10436 | Govt Bangur Hopital Pali Dh | Freezes | MODEL NOT AVAILABLE | 3000124312 | Functional | Videocon Industries Ltd
10437 | Jhalawar Medical College Medical Collage Hospital | Nebulizer | MODEL NOT AVAILABLE | 3000055030 | Functional | Others
10438 | Anoopgarh Chc | Keratometer | Precision Goldtech | 100260885 | Functional | Others
10439 | Anoopgarh Chc | Radiant Heat Warmer | Meditrin - Heat Warmer | 3000041352 | Functional | Others
10440 | Nawalgarh Satellite Hospital | Suction Machine | HI VAC | 2000019656 | Non Functional Repairable | Rhsdp Supply
10441 | Lalsot Chc | O.T. Light Single Dome | MODEL NOT AVAILABLE | 3000081543 | Functional | Others
10442 | Khora Mulla Phc | Centrifuge Machine ( 8 Tube) | Model Not Available | 3000081631 | Functional | Others
10443 | Khora Mulla Phc | Glucometer | Model not available | 3000081632 | Functional | Others
10444 | M G Hospital Bhilwara Dh | Baby Weighing Machine | Model Not Available | 3000125167 | Functional | Others
10445 | M G Hospital Bhilwara Dh | Syringe Needle Destroyer | Model not available | 149-11C | Functional | Others
10446 | Dist Hospital Barmer Dh | Cautry Machine | Model Not Available | 3000124535 | Functional | India Optics And Scientific Works
10447 | Umaid Hospital Jodhpur Medical College Hospital | Instrument Sterilizer | Model Not Available | 3000124097 | Functional | Others
10448 | Mathura Das Mathur Hospital Jdh | Multi-Para Monitor | Model not available | 3000120733 | Functional | Others
10449 | Mathura Das Mathur Hospital Jdh | Multi-Para Monitor | MODEL NOT AVAILABLE | 2000021329 | Functional | Others
10450 | Gazsinghpur Chc | Hemoglobin meter | Model Not Available | 3000048799 | Functional | Others
10451 | Umaid Hospital Jodhpur Medical College Hospital | Ventilator | Model Not Available | 1217090195 | Functional | Others
10452 | Jhalawar Medical College Medical Collage Hospital | Multi-Para Monitor | Model not available | 3000129619 | Functional | Others
10453 | Jhalawar Medical College Medical Collage Hospital | Multi-Para Monitor | Model not available | 3000129621 | Functional | Others
10454 | Jhalawar Medical College Medical Collage Hospital | Multi-Para Monitor | MODEL NOT AVAILABLE | 3000086790 | Functional | Others
10455 | Jhalawar Medical College Medical Collage Hospital | Multi-Para Monitor | Model not available | 3000129641 | Functional | Others
10456 | Jhalawar Medical College Medical Collage Hospital | Multi-Para Monitor | Model not available | 3000129615 | Functional | Others
10457 | Jhalawar Medical College Medical Collage Hospital | Multi-Para Monitor | Model not available | 3000129616 | Functional | Others
10458 | Jhalawar Medical College Medical Collage Hospital | Multi-Para Monitor | Model not available | 3000129618 | Functional | Others
10459 | Gazsinghpur Chc | Syringe Needle Destroyer | Nulife - Dots | NBSD0716084 | Functional | Cmho Supply
10460 | Mathura Das Mathur Hospital Jdh | Syringe Infusion Pump | Model not available | 3000120656 | Functional | Others
10461 | Mathura Das Mathur Hospital Jdh | Syringe Infusion Pump | Model not available | 3000120657 | Functional | Others
10462 | Mathura Das Mathur Hospital Jdh | Syringe Infusion Pump | Model not available | 3000120658 | Functional | Others
10463 | Mathura Das Mathur Hospital Jdh | Syringe Infusion Pump | Model not available | 3000120659 | Functional | Others
10464 | Mathura Das Mathur Hospital Jdh | Syringe Infusion Pump | Model not available | 3000120660 | Functional | Others
10465 | Mathura Das Mathur Hospital Jdh | Syringe Infusion Pump | Model not available | 3000120661 | Functional | Others
10466 | Mathura Das Mathur Hospital Jdh | Syringe Infusion Pump | Model not available | 3000120662 | Functional | Others
10467 | Govt Bangur Hopital Pali Dh | Syringe Infusion Pump | Model not available | 21270563 | Functional | Others
10468 | Mathura Das Mathur Hospital Jdh | ECG Machine (Single Channel) | Medicaid - Cardio Fax | 3000131651 | Functional | Others
10469 | Mathura Das Mathur Hospital Jdh | ECG Machine (Single Channel) | Medicaid - Cardio Fax | 3000131650 | Functional | Others
10470 | Mathura Das Mathur Hospital Jdh | ECG Machine (Single Channel) | Medicaid - Cardio Fax | 3000131649 | Functional | Others
10471 | Mathura Das Mathur Hospital Jdh | ECG Machine (Single Channel) | Medicaid - Cardio Fax | 3000131648 | Functional | Others
10472 | Mathura Das Mathur Hospital Jdh | ECG Machine (Single Channel) | Medicaid - Cardio Fax | 3000131646 | Functional | Others
10473 | Mathura Das Mathur Hospital Jdh | Echocardiography System | Model Not Available | 3000131776 | Functional | Others
10474 | Mathura Das Mathur Hospital Jdh | Multi-Para Monitor | Model not available | 1061 | Functional | Others
10475 | Umaid Hospital Jodhpur Medical College Hospital | Radiant Heat Warmer | Model Not Available | 3000122199 | Functional | Others
10476 | Mahatma Ghandhi Hospital Jodhpur | Blood Collection Monitor | Model Not Available | 3000122507 | Functional | Others
10477 | Mahatma Ghandhi Hospital Jodhpur | Blood Collection Monitor | Model Not Available | 3000122509 | Functional | Others
10478 | Umaid Hospital Jodhpur Medical College Hospital | Multi-Para Monitor | Model not available | 3000122201 | Functional | Schiller Healthcare India Pvt Ltd
10479 | Jhalawar Medical College Medical Collage Hospital | Dental Drill Machine-Hand Piece | Model not available | 3000130243 | Functional | Others
10480 | Jhalawar Medical College Medical Collage Hospital | Ventilator | Model Not Available | 3000121339 | Functional | Others
10481 | Jhalawar Medical College Medical Collage Hospital | O.T. Light Single Dome | MODEL NOT AVAILABLE | 3000130235 | Functional | Others
10482 | Jhalawar Medical College Medical Collage Hospital | O.T. Light Single Dome | MODEL NOT AVAILABLE | 3000130234 | Functional | Others
10483 | Mahatma Ghandhi Hospital Jodhpur | ELISA Reader | Model not available | 3000122499 | Functional | Others
10484 | Anoopgarh Chc | Hot Air Oven | DEL - 624 | 3000041329 | Functional | Others
10485 | Islampur Phc | Hemoglobin meter | Model Not Available | 2000021769 | Functional | Others
10486 | Jhalawar Medical College Medical Collage Hospital | ECG Machine (Single Channel) | Model Not Available | 3000055021 | Functional | Others
10487 | Jhalawar Medical College Medical Collage Hospital | Single Puncture Laparoscope with Console Unit | 26034AAV | 3000055020 | Functional | Others
10488 | Jhalawar Medical College Medical Collage Hospital | Single Puncture Laparoscope with Console Unit | 26034AAV | 30000130230 | Functional | Others
10489 | Jhalawar Medical College Medical Collage Hospital | Single Puncture Laparoscope with Console Unit | 26034AAV | 3000055029 | Functional | Others
10490 | Jhalawar Medical College Medical Collage Hospital | Pulse Oxymeter | Model Not Available | 30000130231 | Functional | Others
10491 | Jhalawar Medical College Medical Collage Hospital | Instrument Sterilizer | Model Not Available | 3000055027 | Functional | Others
10492 | Govt Bangur Hopital Pali Dh | Double Puncture Laparoscope with Console Unit | Model Not Available | 3000131575 | Functional | Others
10493 | Jhalawar Medical College Medical Collage Hospital | Freezes | MODEL NOT AVAILABLE | 3000055006 | Functional | Others
10494 | Dist Hospital Barmer Dh | Blood Cell Counter - 5 part | ELITE | 300723 | Functional | Others
10495 | Jhalawar Medical College Medical Collage Hospital | Syringe Needle Destroyer | Model not available | 3000121310 | Functional | Others
10496 | Jhalawar Medical College Medical Collage Hospital | Syringe Needle Destroyer | Model not available | 3000121312 | Functional | Others
10497 | Dist Hospital Barmer Dh | Incubator | MODEL NOT AVAILABLE | 3000122066 | Functional | Others
10498 | Lalsot Chc | Centrifuge Machine ( 8 Tube) | Model Not Available | 3000081551 | Functional | Others
10499 | Jhalawar Medical College Medical Collage Hospital | Blood Bank Refrigerator | Model not available | 3000121169 | Functional | Others
10500 | Jhalawar Medical College Medical Collage Hospital | Blood Bank Refrigerator | Model not available | 3000121170 | Functional | Others
10501 | Jhalawar Medical College Medical Collage Hospital | Blood Bank Refrigerator | Model not available | 3000121171 | Functional | Others
10502 | Nohar Chc | Freezes | MODEL NOT AVAILABLE | 54307 | Functional | Others
10503 | Jhalawar Medical College Medical Collage Hospital | FOGGING MACHINE | MODEL NOT AVAILABLE | 711 | Functional | Others
10504 | A K Hospital Beawar Ajmer Dh | Ultrasound Therapy Machine | Model Not Available | PUT0810045 | Functional | Others
10505 | A K Hospital Beawar Ajmer Dh | Freezes | MODEL NOT AVAILABLE | 34794 | Functional | Others
10506 | Umaid Hospital Jodhpur Medical College Hospital | Radiant Heat Warmer | Model Not Available | 3000124883 | Functional | Others
10507 | M G Hospital Bhilwara Dh | Phototherepy Unit | MODEL NOT AVAILABLE | 3000125048 | Functional | Others
10508 | Nimuchana Phc | Hemoglobin Analyzer | Model not available | 2000021586 | Functional | Others
10509 | City Dispensary Laxmi Nagar | SPHYGMOMANOMETER(BP APPRATUS-Digital) | Model Not Available | 201404 | Functional | Cmho Supply
10510 | Kaliyasar Phc | Syringe Needle Destroyer | Model not available | NBSD0714985 | Functional | Mrk Healthcare Pvt Ltd Delhi
10511 | Jhalawar Medical College Medical Collage Hospital | Hydraulic Operation Table | MODEL NOT AVAILABLE | 3000129622 | Functional | Others
10512 | City Dispensary Laxmi Nagar | Binocular Microscope | Labomed - CXR3 | 3000049190 | Functional | Labomed
10513 | A K Hospital Beawar Ajmer Dh | Syringe Infusion Pump | Injectomat Agilia | CME7K304 | Functional | Fresenius Kabi India Pvt Limited
10514 | Nimuchana Phc | Monocular Microscope | Model not available | 2000021588 | Functional | Others
10515 | Mahatma Ghandhi Hospital Jodhpur | Centrifuge Machine ( 8 Tube) | Model Not Available | 3000129550 | Functional | Others
10516 | Mahatma Ghandhi Hospital Jodhpur | Centrifuge Machine ( 8 Tube) | Model Not Available | 3000129552 | Functional | Others
10517 | Mahatma Ghandhi Hospital Jodhpur | Centrifuge Machine ( 8 Tube) | Model Not Available | 3000129559 | Functional | Others
10518 | Mahatma Ghandhi Hospital Jodhpur | Centrifuge Machine ( 8 Tube) | Model Not Available | 3000129558 | Functional | Others
10519 | Umaid Hospital Jodhpur Medical College Hospital | Radiant Heat Warmer | Zeal - RHW 2101A | 3000124876 | Functional | Zeal Medical Pvt Ltd
10520 | Kelniya Phc | Suction Machine | Model Not Available | 21901206 | Functional | Others
10521 | Umaid Hospital Jodhpur Medical College Hospital | Radiant Heat Warmer | Zeal - RHW 2101A | 3000124877 | Functional | Zeal Medical Pvt Ltd
10522 | Jhalawar Medical College Medical Collage Hospital | Multi-Para Monitor | Model not available | 3000121297 | Functional | Others
10523 | Jhalawar Medical College Medical Collage Hospital | C R System | Model not available | 3000129591 | Functional | Others
10524 | Jhalawar Medical College Medical Collage Hospital | C R System | Model not available | 3000129592 | Functional | Others
10525 | A K Hospital Beawar Ajmer Dh | Oxygen Concentrator | BPL - OG 4203 | AXTC16299 | Functional | Bpl Medical Technologies
10526 | Dist Hospital Barmer Dh | Centrifuge Machine ( 4 Tube ) | Model not available | 3000122082 | Non Functional Not Repairable | Others
10527 | Umaid Hospital Jodhpur Medical College Hospital | ECG Machine (Six Channel ) | Model Not Available | 3000122623 | Functional | Schiller Healthcare India Pvt Ltd
10528 | Jhalawar Medical College Medical Collage Hospital | Dental Chair Unit | Model Not Available | 3000129661 | Functional | Others
10529 | Jhalawar Medical College Medical Collage Hospital | Freezes | MODEL NOT AVAILABLE | 3000121263 | Functional | Others
10530 | Jhalawar Medical College Medical Collage Hospital | Freezes | Medicaid - CardioFax 3R | E10440709 | Functional | Cmho Supply
10531 | Jhalawar Medical College Medical Collage Hospital | SPHYGMOMANOMETER(BP APPRATUS) | MODEL NOT AVAILABLE | 3000130216 | Functional | Others
10532 | Umaid Hospital Jodhpur Medical College Hospital | Phototherepy Unit | MODEL NOT AVAILABLE | BPLH2K130028/20 | Functional | Others
10533 | Chunawadh Chc | Semi Automated Chemistry Analyzer | CPC - STAT FAX 3300 | 3300-6687 | Functional | Cpc Diagnostics Pvt Ltd
10534 | Lalsot Chc | Ice lined refrigerator | Model Not Available | BE04F4E2600B24610069 | Functional | Others
10535 | District Sahadat Hospital Tonk Dh | Syringe Infusion Pump | Model not available | 270I455532 | Non Functional Repairable | Simtek Medico Systems Pvt Ltd
10536 | Tamkor Phc | Autoclave | Model not available | 2000019389 | Functional | Others
10537 | Peeplu Chc | Semi Automated Chemistry Analyzer | 3300 | 3006609 | Functional | Others
10538 | Jhalawar Medical College Medical Collage Hospital | ECG Machine (Single Channel) | Model Not Available | 3000129636 | Functional | Others
10539 | Jhalawar Medical College Medical Collage Hospital | ECG Machine (Single Channel) | MODEL NOT AVAILABLE | 0 | Functional | Cmho Supply
10540 | Jhalawar Medical College Medical Collage Hospital | ECG Machine (Single Channel) | MODEL NOT AVAILABLE | 0 | Functional | Cmho Supply
10541 | Lalsot Chc | Phototherepy Unit | Fenam, Bilitron Sky 5006 | 440106 | Functional | Others
10542 | Jhalawar Medical College Medical Collage Hospital | Weighing Machine | MODEL NOT AVAILABLE | 3000130056 | Functional | Others
10543 | Tamkor Phc | Syringe Needle Destroyer | BS-949 | 2000019394 | Functional | Bhasin Sons Private Limited
10544 | Jhalawar Medical College Medical Collage Hospital | SPHYGMOMANOMETER(BP APPRATUS) | MODEL NOT AVAILABLE | 3000055010 | Functional | Others
10545 | Jhalawar Medical College Medical Collage Hospital | Baby Weighing Machine | Model Not Available | 3000129630 | Functional | Others
10546 | Jhalawar Medical College Medical Collage Hospital | Baby Weighing Machine | Model Not Available | 3000129631 | Functional | Others
10547 | Jhalawar Medical College Medical Collage Hospital | SPHYGMOMANOMETER(BP APPRATUS) | MODEL NOT AVAILABLE | 3000121451 | Functional | Others
10548 | Jhalawar Medical College Medical Collage Hospital | SPHYGMOMANOMETER(BP APPRATUS) | MODEL NOT AVAILABLE | 3000121452 | Functional | Others
10549 | Jhalawar Medical College Medical Collage Hospital | SPHYGMOMANOMETER(BP APPRATUS) | MODEL NOT AVAILABLE | 3000121454 | Functional | Others
10550 | Jhalawar Medical College Medical Collage Hospital | SPHYGMOMANOMETER(BP APPRATUS) | MODEL NOT AVAILABLE | 3000121455 | Functional | Others
10551 | Mathura Das Mathur Hospital Jdh | Multi-Para Monitor | Model not available | 1062 | Functional | Others
10552 | Peeplu Chc | 100mA X-Ray Machine | Model not available | 3000088388 | Functional | Others
10553 | Mathura Das Mathur Hospital Jdh | Hydraulic Operation Table | Janak | 3000131602 | Functional | Others
10554 | Mathura Das Mathur Hospital Jdh | Hydraulic Operation Table | Janak | 3000131601 | Functional | Others
10555 | Mathura Das Mathur Hospital Jdh | Hydraulic Operation Table | Janak | 3000131600 | Functional | Others
10556 | Mathura Das Mathur Hospital Jdh | Hydraulic Operation Table | Janak | 3000131604 | Functional | Others
10557 | Mathura Das Mathur Hospital Jdh | Hydraulic Operation Table | Janak | 3000131603 | Functional | Others
10558 | Govt Bangur Hopital Pali Dh | Pulse Oxymeter | MEDITEC P201 | 161920200080 | Functional | Others
10559 | Gazsinghpur Chc | Syringe Needle Destroyer | Microsil ND 20 | 3000048831 | Functional | Cmho Supply
10560 | Mathura Das Mathur Hospital Jdh | Hydraulic Operation Table | Janak | 3000120677 | Functional | Others
10561 | Mathura Das Mathur Hospital Jdh | Hydraulic Operation Table | Janak | 3000120678 | Functional | Others
10562 | Mathura Das Mathur Hospital Jdh | Hydraulic Operation Table | Janak | 3000120679 | Functional | Others
10563 | Mathura Das Mathur Hospital Jdh | Hydraulic Operation Table | Janak | 3000120680 | Functional | Others
10564 | Mathura Das Mathur Hospital Jdh | Hydraulic Operation Table | Janak | 3000120681 | Functional | Others
10565 | Mathura Das Mathur Hospital Jdh | Hydraulic Operation Table | Janak | 3000120671 | Functional | Others
10566 | Mathura Das Mathur Hospital Jdh | Hydraulic Operation Table | Janak | 3000120673 | Functional | Others
10567 | Mathura Das Mathur Hospital Jdh | Hydraulic Operation Table | Janak | 3000120674 | Functional | Others
10568 | Mathura Das Mathur Hospital Jdh | Hydraulic Operation Table | Janak | 3000120675 | Functional | Others
10569 | Mathura Das Mathur Hospital Jdh | Hydraulic Operation Table | Janak | 3000120676 | Functional | Others
10570 | Gharsana Chc | Baby Weighing Machine | Model Not Available | 3000041490 | Functional | Others
10571 | Mathura Das Mathur Hospital Jdh | Pulse Oxymeter | RMS PHOEBUS P121 | 3000124233 | Functional | Others
10572 | Mathura Das Mathur Hospital Jdh | Pulse Oxymeter | RMS PHOEBUS P121 | 3000124234 | Functional | Others
10573 | District Sahadat Hospital Tonk Dh | Centrifuge Machine ( 16 Tube ) | REMI (R8C + R83) | 3000088115 | Functional | Remi Electrotechnik Ltd
10574 | Mathura Das Mathur Hospital Jdh | Ventilator | Model Not Available | 3000131632 | Functional | Others
10575 | Govt Bangur Hopital Pali Dh | Syringe Infusion Pump | Model not available | 21270332 | Functional | Others
10576 | Jhalawar Medical College Medical Collage Hospital | Syringe Needle Destroyer | Model not available | 3000129626 | Functional | Others
10577 | Jhalawar Medical College Medical Collage Hospital | Syringe Needle Destroyer | Nulife - Dots | 9892 | Functional | Others
10578 | Dist Hospital Barmer Dh | Syringe Infusion Pump | SIMTEK - Infutek 405 | 55506 | Non Functional Not Repairable | Simtek Medico Systems Pvt Ltd
10579 | Jhalawar Medical College Medical Collage Hospital | Anesthesia Machine | MODEL NOT AVAILABLE | 3000130222 | Functional | Others
10580 | Jhalawar Medical College Medical Collage Hospital | Anesthesia Machine | MODEL NOT AVAILABLE | 3000130237 | Functional | Others
10581 | Dist Hospital Barmer Dh | Syringe Infusion Pump | SIMTEK - Infutek 405 | 14-55504 | Non Functional Not Repairable | Simtek Medico Systems Pvt Ltd
10582 | Mahatma Ghandhi Hospital Jodhpur | Pulse Oxymeter | Model Not Available | 3000117323 | Functional | Others
10583 | Umaid Hospital Jodhpur Medical College Hospital | Pulse Oxymeter | Comet - P (L and T) | CO9P0482 | Functional | Larsen And Tourbo Ltd
10584 | Jhalawar Medical College Medical Collage Hospital | Syringe Needle Destroyer | Model not available | 3000121264 | Functional | Others
10585 | Umaid Hospital Jodhpur Medical College Hospital | Syringe Needle Destroyer | Model not available | 3000122625 | Functional | Others
10586 | Jhalawar Medical College Medical Collage Hospital | Freezes | MODEL NOT AVAILABLE | 3000055050 | Functional | Others
10587 | Umaid Hospital Jodhpur Medical College Hospital | Pulse Oxymeter | Model Not Available | EE07C01134 | Not in use | Larsen And Tourbo Ltd
10588 | Umaid Hospital Jodhpur Medical College Hospital | Multi-Para Monitor | Schiller - Truscope Classic | MOO3E004380 | Not in use | Schiller Healthcare India Pvt Ltd
10589 | Lalsot Chc | Ice lined refrigerator | Model Not Available | be0464e2600b2a700239 | Functional | Others
10590 | Umaid Hospital Jodhpur Medical College Hospital | Pulse Oxymeter | Comet - P (L and T) | C10P1650 | Functional | Larsen And Tourbo Ltd
10591 | Dist Hospital Barmer Dh | Blood Cell Counter - 3 part | Model not available | 005NL0B00200 | Functional | Others
10592 | Jhalawar Medical College Medical Collage Hospital | Suction Machine | Model Not Available | 3000055014 | Functional | Others
10593 | Dist Hospital Barmer Dh | Blood Bank Refrigerator | Model not available | 170 | Non Functional Not Repairable | Others
10594 | Umaid Hospital Jodhpur Medical College Hospital | Instrument Sterilizer | Model Not Available | 2177 | Functional | Others
10595 | Gazsinghpur Chc | Blood Mixer ( Roller Mixer ) | Model not available | 3000048794 | Functional | Alco Medical Microscopes
10596 | Jhalawar Medical College Medical Collage Hospital | Syringe Needle Destroyer | Model not available | 3000129632 | Functional | Others
10597 | Jhalawar Medical College Medical Collage Hospital | Blood Bank Refrigerator | Model not available | 3000121177 | Functional | Others
10598 | Govt Bangur Hopital Pali Dh | O.T. Light Single Dome | MODEL NOT AVAILABLE | 3000124684 | Functional | Cognate India
10599 | Jhalawar Medical College Medical Collage Hospital | SPHYGMOMANOMETER(BP APPRATUS) | MODEL NOT AVAILABLE | 3000121509 | Functional | Others
10600 | Umaid Hospital Jodhpur Medical College Hospital | Ventilator | Model Not Available | ASEE-0138 | Functional | Others
10601 | Gharsana Chc | Binocular Microscope | Labomed - Vision 2000 | 3000041472 | Functional | Others
10602 | Dist Hospital Barmer Dh | Hydraulic Operation Table | MODEL NOT AVAILABLE | 3000124558 | Functional | Others
10603 | Jhalawar Medical College Medical Collage Hospital | C R System | Model Not Available | 3000141375 | Functional | Crown Digital Scales Inc
10604 | Jhalawar Medical College Medical Collage Hospital | SPHYGMOMANOMETER(BP APPRATUS) | MODEL NOT AVAILABLE | 3000121494 | Functional | Others
10605 | Umaid Hospital Jodhpur Medical College Hospital | Multi-Para Monitor | Schiller - Truscope Classic | M003E003989 | Functional | Schiller Healthcare India Pvt Ltd
10606 | Mahatma Ghandhi Hospital Jodhpur | Freezes | MODEL NOT AVAILABLE | 30129555 | Functional | Others
10607 | Umaid Hospital Jodhpur Medical College Hospital | Intensive Care Bed | Model Not Available | 1201A/19 | Non Functional Repairable | Janak Healthcare Pvt Ltd
10608 | Umaid Hospital Jodhpur Medical College Hospital | Intensive Care Bed | Model Not Available | 1201A/32 | Non Functional Repairable | Janak Healthcare Pvt Ltd
10609 | Mahatma Ghandhi Hospital Jodhpur | Incubator | Yorco : YSI - 431 | 3000129556 | Functional | Others
10610 | Umaid Hospital Jodhpur Medical College Hospital | Intensive Care Bed | Model Not Available | 1201A/28 | Non Functional Repairable | Janak Healthcare Pvt Ltd
10611 | Umaid Hospital Jodhpur Medical College Hospital | ECG Machine (Six Channel ) | Model Not Available | 19076832 | Non Functional Not Repairable | Schiller Healthcare India Pvt Ltd
10612 | Kelniya Phc | Baby Weighing Machine | Model Not Available | 2000031581 | Functional | Others
10613 | Jhalawar Medical College Medical Collage Hospital | Ultra Sonography (USG) & Colour Dopler Machine | Model not available | 3000129573 | Functional | Others
10614 | Jhalawar Medical College Medical Collage Hospital | Ultra Sonography (USG) & Colour Dopler Machine | Model not available | 3000129574 | Functional | Others
10615 | Jhalawar Medical College Medical Collage Hospital | Ultra Sonography (USG) & Colour Dopler Machine | Model not available | 3000129576 | Functional | Others
10616 | Jhalawar Medical College Medical Collage Hospital | Ultra Sonography (USG) & Colour Dopler Machine | Model not available | 3000129577 | Functional | Others
10617 | Jhandawali Phc | Binocular Microscope | PZB 22 | 300004267 | Functional | Others
10618 | A K Hospital Beawar Ajmer Dh | Blood Gas Analyzer (ABG Machine) | Model not available | 34757 | Functional | Horiba India Pvt Ltd
10619 | Chunawadh Chc | SPHYGMOMANOMETER(BP APPRATUS) | MODEL NOT AVAILABLE | 3000048024 | Functional | Morepen Laboratories Ltd
10620 | Jhandawali Phc | SPHYGMOMANOMETER(BP APPRATUS) | MODEL NOT AVAILABLE | 3000044268 | Functional | Others
10621 | Umaid Hospital Jodhpur Medical College Hospital | Boyles Apparatus | MODEL NOT AVAILABLE | 3000122643 | Non Functional Repairable | Others
10622 | M G Hospital Bhilwara Dh | Baby Weighing Machine | Model Not Available | 3000125065 | Functional | Others
10623 | Umaid Hospital Jodhpur Medical College Hospital | Suction Machine | Model Not Available | 3000122645 | Functional | Others
10624 | Dist Hospital Barmer Dh | Syringe Infusion Pump | SIMTEK - Infutek 405 | 1455502 | Non Functional Not Repairable | Simtek Medico Systems Pvt Ltd
10625 | Jhalawar Medical College Medical Collage Hospital | Syringe Needle Destroyer | Nulife - Dots | 70800 | Functional | Others
10626 | Jhandawali Phc | Weighing Machine | MODEL NOT AVAILABLE | 3000044272 | Functional | Others
10627 | Nimuchana Phc | STABILIZER | MODEL NOT AVAILABLE | 2009763 | Functional | Others
10628 | A K Hospital Beawar Ajmer Dh | Ventilator | Model Not Available | VS3015086 | Functional | Others
10629 | M G Hospital Bhilwara Dh | Defibrillator with Cardiac Monitor | BPL - DF 2389 | A10SR0313 | Functional | Others
10630 | Jhalawar Medical College Medical Collage Hospital | Oxygen Concentrator | Model Not Available | 3000055023 | Functional | Others
10631 | M G Hospital Bhilwara Dh | Multi-Para Monitor | Schiller - Truscope Classic | M014E004161 | Functional | Others
10632 | Islampur Phc | Binocular Microscope | PZB 22 | 2000021753 | Functional | Others
10633 | M G Hospital Bhilwara Dh | Instrument Sterilizer | Model Not Available | 3000125134 | Functional | Others
10634 | Jhalawar Medical College Medical Collage Hospital | Syringe Infusion Pump | Model not available | 3000129603 | Functional | Others
10635 | Jhalawar Medical College Medical Collage Hospital | Syringe Infusion Pump | Model not available | 3000129604 | Functional | Others
10636 | Jhalawar Medical College Medical Collage Hospital | Syringe Infusion Pump | Model not available | 3000129605 | Functional | Others
10637 | Jhalawar Medical College Medical Collage Hospital | Syringe Infusion Pump | Model not available | 3000129674 | Functional | Others
10638 | Anoopgarh Chc | O.T. Light Single Dome | MODEL NOT AVAILABLE | 3000041345 | Functional | Others
10639 | Jhalawar Medical College Medical Collage Hospital | Freezes | MODEL NOT AVAILABLE | 3000055053 | Functional | Others
10640 | Peeplu Chc | Centrifuge Machine ( 4 Tube ) | Model not available | 3000088383 | Functional | Others
10641 | District Sahadat Hospital Tonk Dh | Radiant Heat Warmer | Model Not Available | 1113/2419 | Functional | Zeal Medical Pvt Ltd
10642 | Jhalawar Medical College Medical Collage Hospital | Instrument Sterilizer | Model Not Available | 3000055019 | Functional | Others
10643 | Tamkor Phc | Suction Machine | Model Not Available | 2000019397 | Functional | Others
10644 | Anoopgarh Chc | Phototherepy Unit | Meditrin - Digital Bilitimer Phototherapy | 3000041353 | Functional | Others
10645 | Anoopgarh Chc | Suction Machine | Model Not Available | 3000041363 | Functional | Others
10646 | M G Hospital Bhilwara Dh | C-Arm Machine | Model Not Available | 47231597 | Functional | Others
10647 | Umaid Hospital Jodhpur Medical College Hospital | Binocular Microscope | Model Not Available | 3000120417 | Functional | Others
10648 | District Hospital Paota | O.T. Light Single Dome | MODEL NOT AVAILABLE | 3000049357 | Functional | Others
10649 | District Hospital Paota | Pulse Oxymeter | Model Not Available | 3000049360 | Functional | Others
10650 | District Hospital Paota | Keratometer | Model Not Available | 3000049384 | Functional | Others
10651 | Jhalawar Medical College Medical Collage Hospital | Incubator | MODEL NOT AVAILABLE | 3000130047 | Functional | Others
10652 | Jhalawar Medical College Medical Collage Hospital | Incubator | MODEL NOT AVAILABLE | 3000130049 | Functional | Others
10653 | Saatha Phc | Glucometer | BG-03 | 3000081672 | Functional | Others
10654 | Saatha Phc | Baby Weighing Machine | Model Not Available | 1831 | Functional | Others
10655 | Anoopgarh Chc | Centrifuge Machine ( 8 Tube) | Model Not Available | 3000041333 | Functional | Others
10656 | Khedala Bujurg Phc | Labour Table | Model Not Available | 1821208 | Functional | Others
10657 | M G Hospital Bhilwara Dh | Defibrillator with Cardiac Monitor | BPL - DF 2389 | A10SR0312 | Functional | Others
10658 | Govt Bangur Hopital Pali Dh | C-Arm Machine | Model Not Available | 3000131580 | Functional | Allengers Medical Systems Ltd
10659 | Islampur Phc | Weighing Machine | Victoria DX | 2000021770 | Functional | Others
10660 | Govt Bangur Hopital Pali Dh | Freezes | MODEL NOT AVAILABLE | 3000124313 | Functional | Others
10661 | Anoopgarh Chc | Instrument Sterilizer | Model Not Available | 3000041360 | Functional | Others
10662 | Nawalgarh Satellite Hospital | Incubator | MODEL NOT AVAILABLE | 2000019659 | Non Functional Repairable | Cmho Supply
10663 | District Hospital Paota | Autoclave | Model not available | 3000049372 | Functional | Others
10664 | Newai Chc | Boyles Apparatus | MODEL NOT AVAILABLE | 3000080082 | Functional | Others
10665 | Umaid Hospital Jodhpur Medical College Hospital | Blood Bank Refrigerator | Model not available | 3000124984 | Functional | Others
10666 | Umaid Hospital Jodhpur Medical College Hospital | Incubator | MODEL NOT AVAILABLE | 3000124987 | Functional | Others
10667 | Nawalgarh Satellite Hospital | Binocular Microscope | Model Not Available | 2000019645 | Functional | Others
10668 | Mathura Das Mathur Hospital Jdh | Suction Machine | CPC - STAT FAX 3300 | 7600 | Functional | Cpc Diagnostics Pvt Ltd
10669 | Govt Bangur Hopital Pali Dh | Syringe Infusion Pump | Model not available | 9100729 | Functional | Vestfrost Solutions
10670 | Gazsinghpur Chc | SPHYGMOMANOMETER(BP APPRATUS) | MODEL NOT AVAILABLE | 434216 | Functional | Cmho Supply
10671 | Lalsot Chc | Ultra Sonography (USG) & Colour Dopler Machine | Model not available | 3000081525 | Not in use | Others
10672 | Umaid Hospital Jodhpur Medical College Hospital | Pulse Oxymeter | Comet - P (L and T) | C09P1049 | Functional | Larsen And Tourbo Ltd
10673 | District Hospital Pratapgarh Dh | Freezes | MODEL NOT AVAILABLE | 300130266 | Functional | Videocon Industries Ltd
10674 | Gharsana Chc | Instrument Sterilizer | Model Not Available | 06C3643 | Functional | Others
10675 | Govt Bangur Hopital Pali Dh | Syringe Infusion Pump | Model not available | 21270248 | Functional | Others
10676 | Jhalawar Medical College Medical Collage Hospital | Anesthesia Machine | MODEL NOT AVAILABLE | 3000130088 | Functional | Others
10677 | Gharsana Chc | O.T. Light Double Dome | MODEL NOT AVAILABLE | 3000041495 | Functional | Others
10678 | Govt Bangur Hopital Pali Dh | Syringe Infusion Pump | Model not available | 21249853 | Functional | Others
10679 | Umaid Hospital Jodhpur Medical College Hospital | Multi-Para Monitor | Model not available | M014E00286 | Functional | Others
10680 | Mathura Das Mathur Hospital Jdh | Multi-Para Monitor | Model not available | 3000131207 | Functional | Others
10681 | Mathura Das Mathur Hospital Jdh | Hot Air Oven | Model not available | 3000131770 | Functional | Others
10682 | Umaid Hospital Jodhpur Medical College Hospital | Nebulizer | MODEL NOT AVAILABLE | 3000122746 | Functional | Others
10683 | Lalsot Chc | SPHYGMOMANOMETER(BP APPRATUS) | Pagoda | 300685 | Functional | Elite Scientific Corporation
10684 | Lalsot Chc | SPHYGMOMANOMETER(BP APPRATUS) | Pagoda | 3000081557 | Functional | Others
10685 | Umaid Hospital Jodhpur Medical College Hospital | Multi-Para Monitor | Model not available | M014E002823 | Functional | Schiller Healthcare India Pvt Ltd
10686 | District Hospital Pratapgarh Dh | Freezes | MODEL NOT AVAILABLE | 3000130257 | Functional | Others
10687 | Mathura Das Mathur Hospital Jdh | Suction Machine | Model Not Available | 3000222876 | Non Functional Not Repairable | Omron Health Care
10688 | Mathura Das Mathur Hospital Jdh | Suction Machine | Model Not Available | C09P0445 | Non Functional Not Repairable | Larsen And Tourbo Ltd
10689 | Mathura Das Mathur Hospital Jdh | Suction Machine | Model Not Available | 3000131366 | Functional | Others
10690 | Mathura Das Mathur Hospital Jdh | Suction Machine | Model Not Available | 3000131365 | Functional | Others
10691 | Dist Hospital Barmer Dh | Hydraulic Operation Table | MODEL NOT AVAILABLE | 7 | Functional | Surgi Sun
10692 | Umaid Hospital Jodhpur Medical College Hospital | Suction Machine | Model Not Available | 3000122737 | Functional | Others
10693 | Peeplu Chc | FOGGING MACHINE | MODEL NOT AVAILABLE | 3000088395 | Functional | Others
10694 | District Hospital Pratapgarh Dh | ESR Analyzer | VES - Matic Cube 80 | 412 | Functional | Others
10695 | Gharsana Chc | Hemoglobin meter | HB 301 | 3000041482 | Functional | Others
10696 | Umaid Hospital Jodhpur Medical College Hospital | C R System | Model not available | POC360140210040 | Functional | Others
10697 | Mathura Das Mathur Hospital Jdh | Pulse Oxymeter | RMS PHOEBUS P121 | 3000120887 | Functional | Others
10698 | Mathura Das Mathur Hospital Jdh | Hydraulic Operation Table | Janak | 3000131202 | Functional | Others
10699 | Mathura Das Mathur Hospital Jdh | Hydraulic Operation Table | Janak | 3000131201 | Functional | Others
10700 | Mathura Das Mathur Hospital Jdh | Hydraulic Operation Table | Janak | 3000131200 | Functional | Others
10701 | Mathura Das Mathur Hospital Jdh | Hydraulic Operation Table | Janak | 3000131199 | Functional | Others
10702 | Mathura Das Mathur Hospital Jdh | Hydraulic Operation Table | Janak | 3000131198 | Functional | Others
10703 | Mathura Das Mathur Hospital Jdh | Hydraulic Operation Table | Janak | 3000131203 | Functional | Others
10704 | Mathura Das Mathur Hospital Jdh | Hydraulic Operation Table | Janak | 3000131197 | Functional | Others
10705 | Mathura Das Mathur Hospital Jdh | Hydraulic Operation Table | Janak | 3000131196 | Functional | Others
10706 | Mathura Das Mathur Hospital Jdh | Hydraulic Operation Table | Janak | 3000131195 | Functional | Others
10707 | Mathura Das Mathur Hospital Jdh | Hydraulic Operation Table | Janak | 3000131194 | Functional | Others
10708 | Kelniya Phc | Ice lined refrigerator | Model Not Available | BE04G0E0100B287MO579 | Functional | Haier Appliances India Pvt
10709 | M G Hospital Bhilwara Dh | C. T. Scanner | TSX-021B | F5512586 | Functional | Others
10710 | Jhalawar Medical College Medical Collage Hospital | SPHYGMOMANOMETER(BP APPRATUS) | Pagoda | 3000055043 | Functional | Others
10711 | Chunawadh Chc | Suction Machine | Model Not Available | 3000048031 | Functional | Others
10712 | Nimuchana Phc | Suction Machine | Model Not Available | 2000021592 | Functional | Others
10713 | Jhalawar Medical College Medical Collage Hospital | Hydraulic Operation Table | MODEL NOT AVAILABLE | 3000130221 | Functional | Others
10714 | M G Hospital Bhilwara Dh | C R System | Model not available | K5296-7254 | Functional | Others
10715 | Jhalawar Medical College Medical Collage Hospital | Radiant Heat Warmer | Meditrin - Heat Warmer | 3000121255 | Functional | Others
10716 | Jhalawar Medical College Medical Collage Hospital | Radiant Heat Warmer | Meditrin - Heat Warmer | 3000121257 | Functional | Others
10717 | Jhalawar Medical College Medical Collage Hospital | Radiant Heat Warmer | Meditrin - Heat Warmer | 3000121260 | Functional | Others
10718 | Jhalawar Medical College Medical Collage Hospital | Radiant Heat Warmer | Meditrin - Heat Warmer | 3000121261 | Functional | Others
10719 | Jhalawar Medical College Medical Collage Hospital | Radiant Heat Warmer | Meditrin - Heat Warmer | 3000121265 | Functional | Others
10720 | Nimuchana Phc | Weighing Machine | MODEL NOT AVAILABLE | 2000021593 | Functional | Others
10721 | Chunawadh Chc | Baby Weighing Machine | Docbel Braun | 3000048033 | Functional | Docbel Group Of Industries
10722 | Umaid Hospital Jodhpur Medical College Hospital | Ventilator | Model Not Available | 3000122898 | Functional | Others
10723 | Umaid Hospital Jodhpur Medical College Hospital | Suction Machine | Model Not Available | 3000122620 | Functional | Others
10724 | A K Hospital Beawar Ajmer Dh | Cautry Machine | Model Not Available | SDI200503 | Functional | Others
10725 | Nimuchana Phc | Weighing Machine | MODEL NOT AVAILABLE | 2000021594 | Functional | Others
10726 | Kelniya Phc | SPHYGMOMANOMETER(BP APPRATUS) | MODEL NOT AVAILABLE | 98134573 | Functional | Others
10727 | Jhalawar Medical College Medical Collage Hospital | Freezes | MODEL NOT AVAILABLE | 3000055040 | Functional | Others
10728 | Islampur Phc | Hemoglobin meter | Model Not Available | 2000021770 | Functional | Others
10729 | Khedala Bujurg Phc | Suction Machine | Model Not Available | 10406 | Functional | Others
10730 | Anoopgarh Chc | Instrument Sterilizer | Model Not Available | 3000041342 | Functional | Others
10731 | Khedala Bujurg Phc | Monocular Microscope | Model not available | 51213 | Functional | Others
10732 | Islampur Phc | SPHYGMOMANOMETER(BP APPRATUS) | MODEL NOT AVAILABLE | 2000021751 | Functional | Others
10733 | Anoopgarh Chc | Labour Table | Model Not Available | 3000041346 | Functional | Others
10734 | Peeplu Chc | Syringe Needle Destroyer | Model not available | 3000088385 | Functional | Others
10735 | Jhalawar Medical College Medical Collage Hospital | Cautry Machine | Model Not Available | 3000055009 | Functional | Others
10736 | Umaid Hospital Jodhpur Medical College Hospital | Centrifuge Machine ( 8 Tube) | REMI - R 8C | 30000120422 | Functional | Others
10737 | Umaid Hospital Jodhpur Medical College Hospital | Centrifuge Machine ( 8 Tube) | Model Not Available | 30000120424 | Functional | Remi Electrotechnik Ltd
10738 | Umaid Hospital Jodhpur Medical College Hospital | Incubator | MODEL NOT AVAILABLE | 3000120456 | Functional | Others
10739 | M G Hospital Bhilwara Dh | ECG Machine (Single Channel) | BPL - Cardiart 108T | CGML3C18572 | Functional | Others
10740 | M G Hospital Bhilwara Dh | ECG Machine (Twelve Channel ) | Welch Allyn CP-200 | 3000125131 | Functional | Others
10741 | Jhalawar Medical College Medical Collage Hospital | ELISA READR WITH WASHER | RT 2100C AND RT 2600C | 3000130041 | Functional | Others
10742 | Jhalawar Medical College Medical Collage Hospital | ELISA READR WITH WASHER | RT 2100C AND RT 2600C | 3000130042 | Functional | Others
10743 | District Hospital Paota | Cautry Machine | Model Not Available | 3000049385 | Functional | Others
10744 | Jhalawar Medical College Medical Collage Hospital | Fetal Doppler | MODEL NOT AVAILABLE | 3000121200 | Functional | Others
10745 | Saatha Phc | Baby Weighing Machine | Model Not Available | 3000081675 | Functional | Others
10746 | District Hospital Paota | Ophthalmoscope | Model Not Available | 3000049386 | Functional | Others
10747 | Jhalawar Medical College Medical Collage Hospital | Instrument Sterilizer | Model Not Available | 3000121464 | Not in use | Others
10748 | Newai Chc | Binocular Microscope | MLW - Easy View | 3000080065 | Functional | Mlw Intermed
10749 | Newai Chc | Incubator | MODEL NOT AVAILABLE | 3000080067 | Functional | Others
10750 | Umaid Hospital Jodhpur Medical College Hospital | Hot Air Oven | Model not available | 3000120465 | Functional | Others
10751 | Jhalawar Medical College Medical Collage Hospital | Syringe Needle Destroyer | Model not available | 3000121476 | Functional | Others
10752 | Nawalgarh Satellite Hospital | STABILIZER | MODEL NOT AVAILABLE | 2000019669 | Functional | Others
10753 | Nawalgarh Satellite Hospital | STABILIZER | MODEL NOT AVAILABLE | 2000019670 | Functional | Others
10754 | Umaid Hospital Jodhpur Medical College Hospital | Blood Bank Refrigerator | Model not available | 3000124982 | Non Functional Not Repairable | Others
10755 | Jhalawar Medical College Medical Collage Hospital | Electrolyte Analyzer | Model not available | 3000121482 | Functional | Others
10756 | Dist Hospital Barmer Dh | STABILIZER | MODEL NOT AVAILABLE | 3000124541 | Functional | Others
10757 | Jhalawar Medical College Medical Collage Hospital | Cautry Machine | Model Not Available | 3000121223 | Functional | Others
10758 | Jhalawar Medical College Medical Collage Hospital | Cautry Machine | Model Not Available | 3000121229 | Functional | Others
10759 | Jhalawar Medical College Medical Collage Hospital | Cautry Machine | Model Not Available | 3000121230 | Functional | Others
10760 | Nawalgarh Satellite Hospital | Syringe Needle Destroyer | Model not available | 2000019695 | Functional | Others
10761 | Jhalawar Medical College Medical Collage Hospital | Tube Sealer for Blood bags | Model Not Available | 3000055007 | Functional | Others
10762 | Khora Mulla Phc | Monocular Microscope | Model not available | 3000081630 | Functional | Others
10763 | Mathura Das Mathur Hospital Jdh | Multi-Para Monitor | Model not available | 3000131206 | Functional | Others
10764 | Mathura Das Mathur Hospital Jdh | Multi-Para Monitor | Model not available | 3000131205 | Functional | Others
10765 | Mathura Das Mathur Hospital Jdh | Multi-Para Monitor | Model not available | 3000131204 | Functional | Others
10766 | Mathura Das Mathur Hospital Jdh | Multi-Para Monitor | Model not available | 3000131239 | Functional | Others
10767 | Mathura Das Mathur Hospital Jdh | Multi-Para Monitor | Model not available | 3000131238 | Functional | Others
10768 | Mathura Das Mathur Hospital Jdh | Multi-Para Monitor | Model not available | 3000131237 | Functional | Others
10769 | Mathura Das Mathur Hospital Jdh | Multi-Para Monitor | Model not available | 3000131236 | Functional | Others
10770 | Mathura Das Mathur Hospital Jdh | Multi-Para Monitor | Model not available | 3000131244 | Functional | Others
10771 | Mathura Das Mathur Hospital Jdh | Multi-Para Monitor | Model not available | 3000131243 | Functional | Others
10772 | Mathura Das Mathur Hospital Jdh | Multi-Para Monitor | Model not available | 3000131242 | Functional | Others
10773 | Mathura Das Mathur Hospital Jdh | Multi-Para Monitor | Model not available | 3000131241 | Functional | Others
10774 | Mathura Das Mathur Hospital Jdh | Multi-Para Monitor | Model not available | 3000131240 | Functional | Others
10775 | Mathura Das Mathur Hospital Jdh | Multi-Para Monitor | Model not available | 3000131234 | Functional | Others
10776 | Mathura Das Mathur Hospital Jdh | Multi-Para Monitor | Model not available | 3000131233 | Functional | Others
10777 | Mathura Das Mathur Hospital Jdh | Multi-Para Monitor | Model not available | 3000131232 | Functional | Others
10778 | Mathura Das Mathur Hospital Jdh | Multi-Para Monitor | Model not available | 3000131231 | Functional | Others
10779 | Gharsana Chc | SPHYGMOMANOMETER(BP APPRATUS) | MODEL NOT AVAILABLE | 3000041498 | Functional | Others
10780 | Mathura Das Mathur Hospital Jdh | Horizontal Laminar Flow | MODEL NOT AVAILABLE | 3000131751 | Functional | Others
10781 | Mathura Das Mathur Hospital Jdh | Defibrillator | MODEL NOT AVAILABLE | 3000117615 | Functional | Others
10782 | Mathura Das Mathur Hospital Jdh | Defibrillator | MODEL NOT AVAILABLE | 3000117614 | Functional | Others
10783 | Umaid Hospital Jodhpur Medical College Hospital | Ultra Sonography (USG) & Colour Dopler Machine | Model not available | 3000124953 | Functional | Others
10784 | Jhalawar Medical College Medical Collage Hospital | Ultra Sonography (USG) & Colour Dopler Machine | Model not available | 3000129628 | Not in use | Others
10785 | Mathura Das Mathur Hospital Jdh | ECG Machine (Single Channel) | Model Not Available | 3000131750 | Functional | Others
10786 | Mathura Das Mathur Hospital Jdh | Hydraulic Operation Table | Janak | 3000131193 | Functional | Others
10787 | Mathura Das Mathur Hospital Jdh | Hydraulic Operation Table | Janak | 3000131192 | Functional | Others
10788 | Umaid Hospital Jodhpur Medical College Hospital | 100mA X-Ray Machine | Model not available | 3000124944 | Functional | Others
10789 | Mathura Das Mathur Hospital Jdh | Autoclave | Model not available | 3000131777 | Functional | Others
10790 | Jhalawar Medical College Medical Collage Hospital | Syringe Needle Destroyer | Model not available | 3000130087 | Functional | Others
10791 | Govt Bangur Hopital Pali Dh | Syringe Infusion Pump | Model not available | 21270207 | Functional | Others
10792 | Mathura Das Mathur Hospital Jdh | Ventilator | Model Not Available | 3000117387 | Functional | Others
10793 | Mathura Das Mathur Hospital Jdh | Ventilator | Model Not Available | 3000117388 | Functional | Others
10794 | Mathura Das Mathur Hospital Jdh | Ventilator | Model Not Available | 3000117389 | Functional | Others
10795 | Mathura Das Mathur Hospital Jdh | Ventilator | Model Not Available | 3000117390 | Functional | Others
10796 | Mathura Das Mathur Hospital Jdh | Ventilator | Model Not Available | 3000117391 | Functional | Others
10797 | Mathura Das Mathur Hospital Jdh | Ventilator | Model Not Available | 3000117392 | Functional | Others
10798 | Mathura Das Mathur Hospital Jdh | Ventilator | Model Not Available | 3000117383 | Functional | Others
10799 | Mathura Das Mathur Hospital Jdh | Ventilator | Model Not Available | 3000117384 | Functional | Others
10800 | Mathura Das Mathur Hospital Jdh | Ventilator | Model Not Available | 3000117385 | Functional | Others
10801 | Mathura Das Mathur Hospital Jdh | Ventilator | Model Not Available | 3000117386 | Functional | Others
10802 | Umaid Hospital Jodhpur Medical College Hospital | Pulse Oxymeter | Model Not Available | T07W52104 | Functional | Larsen And Tourbo Ltd
10803 | Jhalawar Medical College Medical Collage Hospital | Pulse Oxymeter | Model Not Available | 3000130090 | Functional | Others
10804 | Gazsinghpur Chc | Freezes | MODEL NOT AVAILABLE | 3000048727 | Functional | Donation
10805 | Govt Bangur Hopital Pali Dh | Suction Machine | Model Not Available | C-23-001 | Functional | Others
10806 | Gazsinghpur Chc | Spot Light ( Portable ) | Model not available | 2000025157 | Functional | Others
10807 | Umaid Hospital Jodhpur Medical College Hospital | Ultra Sonography (USG) & Colour Dopler Machine | Model not available | 2271423 | Functional | Others
10808 | Umaid Hospital Jodhpur Medical College Hospital | Defibrillator with Cardiac Monitor | Schiller - Defigard 400 | J102C108 | Functional | Schiller Healthcare India Pvt Ltd
10809 | Gharsana Chc | Syringe Needle Destroyer | MRK | NB5B0728954 | Functional | Others
10810 | District Hospital Chittorgarh Dh | Radiant Heat Warmer | Meditrin - Heat Warmer | 3000121568 | Functional | Meditrin Instruments
10811 | Mathura Das Mathur Hospital Jdh | Pulse Oxymeter | Model Not Available | 3000131771 | Functional | Others
10812 | Anoopgarh Chc | Binocular Microscope | Model Not Available | 3000041347 | Functional | Others
10813 | Islampur Phc | Weighing Machine | Victoria DX | 2000021771 | Functional | Others
10814 | Anoopgarh Chc | Radiant Heat Warmer | Meditrin - Heat Warmer | 3000041351 | Functional | Meditrin Instruments
10815 | Jhalawar Medical College Medical Collage Hospital | VDRL Rotator (Rotor and Shaker) | Model Not Available | 3000055051 | Functional | Others
10816 | Anoopgarh Chc | Phototherepy Unit | Delta Medical | 3000041355 | Functional | Others
10817 | M G Hospital Bhilwara Dh | ELECTRIC OT TABLE | MODEL NOT AVAILABLE | 3000125203 | Functional | Others
10818 | M G Hospital Bhilwara Dh | ELECTRIC OT TABLE | MODEL NOT AVAILABLE | 3000125210 | Functional | Others
10819 | Anoopgarh Chc | Syringe Needle Destroyer | MRK | 3000041356 | Functional | Mrk Healthcare Pvt Ltd Delhi
10820 | Nawalgarh Satellite Hospital | SPHYGMOMANOMETER(BP APPRATUS) | Pagoda | 2000019696 | Functional | Others
10821 | Islampur Phc | Syringe Needle Destroyer | Model not available | NBSD0725631 | Functional | Cmho Supply
10822 | Gazsinghpur Chc | Centrifuge Machine ( 8 Tube) | REMI - R4C | 3000048802 | Functional | Remi Electrotechnik Ltd
10823 | Anoopgarh Chc | Ice lined refrigerator | MK - 142 | 3000041365 | Functional | Vestfrost Solutions
10824 | Jhalawar Medical College Medical Collage Hospital | BLOOD DONOR COUCH | MODEL NOT AVAILABLE | 3000055005 | Functional | Others
10825 | Nawalgarh Satellite Hospital | Nebulizer | NE-C28 | 2000019697 | Functional | Omron Health Care
10826 | Jhalawar Medical College Medical Collage Hospital | Syringe Infusion Pump | Allied - Syrn 200 | 3000121303 | Functional | Others
10827 | Umaid Hospital Jodhpur Medical College Hospital | Hemoglobin Analyzer | Model not available | 3000120416 | Functional | Others
10828 | Govt Bangur Hopital Pali Dh | Ventilator | Model Not Available | VS3015088 | Functional | Others
10829 | Jhalawar Medical College Medical Collage Hospital | Suction Machine | Model Not Available | 3000121313 | Functional | Others
10830 | Nawalgarh Satellite Hospital | SPHYGMOMANOMETER(BP APPRATUS) | MODEL NOT AVAILABLE | 2000019661 | Non Functional Repairable | Others
10831 | District Sahadat Hospital Tonk Dh | Blood Cell Counter - 5 part | SFRI - Countender 80+ | 2040072 | Non Functional Repairable | Edif Medical Systems
10832 | Govt Bangur Hopital Pali Dh | Syringe Infusion Pump | Model Not Available | 3000125777 | Functional | Others
10833 | Govt Bangur Hopital Pali Dh | Syringe Infusion Pump | Model not available | 21270286 | Functional | Others
10834 | District Sahadat Hospital Tonk Dh | Centrifuge Machine (36 Tubes) | Model Not Available | ZALN00784 | Functional | Remi Electrotechnik Ltd
10835 | Dist Hospital Barmer Dh | Suction Machine | Model Not Available | 10496 | Functional | Others
10836 | District Sahadat Hospital Tonk Dh | Sahlis HB Meter | Model not available | 3000088105 | Functional | Others
10837 | Jhalawar Medical College Medical Collage Hospital | Ventilator | Model Not Available | 3000121227 | Functional | Others
10838 | Dist Hospital Barmer Dh | Freezes | MODEL NOT AVAILABLE | 54122 | Functional | Others
10839 | Jhalawar Medical College Medical Collage Hospital | Baby Weighing Machine | Docbel Braun | 3000121485 | Functional | Others
10840 | Newai Chc | Suction Machine | Model Not Available | 3000080086 | Functional | Others
10841 | Dist Hospital Barmer Dh | Anesthesia Machine | MODEL NOT AVAILABLE | 3000124539 | Functional | Others
10842 | Umaid Hospital Jodhpur Medical College Hospital | Blood Cell Counter - 3 part | Model not available | 3000124993 | Functional | Others
10843 | Newai Chc | Pulse Oxymeter | RMS PHOEBUS P121 | SP02/06000F52/FNL | Functional | Recorders And Medicaresystems Pvt Ltd
10844 | Newai Chc | ECG Machine (Single Channel) | BPL - Cardiart 108T | AVMJ17E6/17 | Functional | Bpl Medical Technologies
10845 | Chhan Chc | Syringe Needle Destroyer | Model not available | 3000080057 | Functional | Others
10846 | Mathura Das Mathur Hospital Jdh | Binocular Microscope | Model Not Available | 3000131669 | Functional | Others
10847 | Newai Chc | Dental Chair Unit | Model Not Available | 3000080079 | Functional | Others
10848 | Sikrai Chc | Semi Automated Chemistry Analyzer | CPC - STAT FAX 3300 | 3000081680 | Functional | Others
10849 | Nawalgarh Satellite Hospital | Autoclave | Model Not Available | 2000025183 | Functional | Others
10850 | Mathura Das Mathur Hospital Jdh | Autoclave | Model not available | 3000120734 | Functional | Others
10851 | Mathura Das Mathur Hospital Jdh | Autoclave | Model not available | 3000120735 | Functional | Others
10852 | Sikrai Chc | Centrifuge Machine ( 4 Tube ) | Meditrin - Heat Warmer | NRHM/WM09/7 | Non Functional Not Repairable | Meditrin Instruments
10853 | Mathura Das Mathur Hospital Jdh | Hemoglobin Analyzer | Model not available | 3000120399 | Functional | Others
10854 | Chhan Chc | Instrument Sterilizer | Model Not Available | 3000088341 | Non Functional Repairable | Others
10855 | Mathura Das Mathur Hospital Jdh | Multi-Para Monitor | Star 50 ( L and T ) | 3000120692 | Functional | Others
10856 | Mathura Das Mathur Hospital Jdh | Multi-Para Monitor | Star 50 ( L and T ) | 3000120693 | Functional | Others
10857 | Mathura Das Mathur Hospital Jdh | Multi-Para Monitor | Star 50 ( L and T ) | 300020697 | Functional | Others
10858 | Mathura Das Mathur Hospital Jdh | Multi-Para Monitor | Star 50 ( L and T ) | 3000120696 | Functional | Others
10859 | Mathura Das Mathur Hospital Jdh | Multi-Para Monitor | Star 50 ( L and T ) | 3000120698 | Functional | Others
10860 | Mathura Das Mathur Hospital Jdh | Multi-Para Monitor | Star 50 ( L and T ) | 3000120699 | Functional | Others
10861 | Sikrai Chc | Ice lined refrigerator | MK - 142 | 25018614 | Functional | Others
10862 | Jhalawar Medical College Medical Collage Hospital | Anesthesia Machine | MODEL NOT AVAILABLE | 91/06 | Functional | Others
10863 | Dist Hospital Barmer Dh | Phototherepy Unit | Meditrin - Digital Bilitimer Phototherapy | 114 | Functional | Meditrin Instruments
10864 | Jhalawar Medical College Medical Collage Hospital | Multi-Para Monitor | Model not available | 3000121187 | Functional | Others
10865 | Jhalawar Medical College Medical Collage Hospital | Multi-Para Monitor | Model not available | 3000121188 | Functional | Others
10866 | Jhalawar Medical College Medical Collage Hospital | Multi-Para Monitor | Model not available | 3000121189 | Functional | Others
10867 | Jhalawar Medical College Medical Collage Hospital | Multi-Para Monitor | Model not available | 3000121190 | Functional | Others
10868 | Jhalawar Medical College Medical Collage Hospital | Multi-Para Monitor | Model not available | 3000121191 | Functional | Others
10869 | Jhalawar Medical College Medical Collage Hospital | Multi-Para Monitor | Model not available | 3000121192 | Functional | Others
10870 | Jhalawar Medical College Medical Collage Hospital | Multi-Para Monitor | Model not available | 3000121193 | Functional | Others
10871 | Jhalawar Medical College Medical Collage Hospital | Multi-Para Monitor | Model not available | 3000121194 | Functional | Others
10872 | Jhalawar Medical College Medical Collage Hospital | Multi-Para Monitor | Model not available | 3000121195 | Functional | Others
10873 | Jhalawar Medical College Medical Collage Hospital | Multi-Para Monitor | Model not available | 3000121196 | Functional | Others
10874 | M G Hospital Bhilwara Dh | Pulse Oxymeter | Comet - P (L and T) | C09P0291 | Functional | Others
10875 | District Hospital Baran Dh | Phototherepy Unit | Meditrin - Digital Bilitimer Phototherapy | 09/568 | Functional | Meditrin Instruments
10876 | M G Hospital Bhilwara Dh | Suction Machine | Model Not Available | 304431 | Functional | Others
10877 | Kawantia Hospital Dh | Suction Machine | Model Not Available | HBK/GYE/0003 | Functional | Others
10878 | M G Hospital Bhilwara Dh | Anesthesia Machine | MODEL NOT AVAILABLE | 3000125212 | Functional | Others
10879 | M G Hospital Bhilwara Dh | Anesthesia Machine | MODEL NOT AVAILABLE | 2001916 | Functional | Others
10880 | Umaid Hospital Jodhpur Medical College Hospital | Radiant Heat Warmer | Zeal - RHW 2101A | 3000124878 | Functional | Zeal Medical Pvt Ltd
10881 | A K Hospital Beawar Ajmer Dh | Centrifuge Machine (36 Tubes) | REMI - R 23 | CZ01-8790 | Functional | Others
10882 | Umaid Hospital Jodhpur Medical College Hospital | Syringe Needle Destroyer | Model not available | NBSD0718858 | Non Functional Not Repairable | Others
10883 | Jhalawar Medical College Medical Collage Hospital | Syringe Needle Destroyer | Model not available | 3000121300 | Functional | Others
10884 | Umaid Hospital Jodhpur Medical College Hospital | Intensive Care Bed | Model Not Available | 1201A/27 | Non Functional Repairable | Janak Healthcare Pvt Ltd
10885 | Umaid Hospital Jodhpur Medical College Hospital | Multi-Para Monitor | Star 50 ( L and T ) | A10SE00383 | Non Functional Repairable | Larsen And Tourbo Ltd
10886 | Umaid Hospital Jodhpur Medical College Hospital | Pulse Oxymeter | Comet - P (L and T) | C09P0484 | Functional | Larsen And Tourbo Ltd
10887 | Dist Hospital Barmer Dh | Syringe Infusion Pump | SIMTEK - Infutek 405 | 410104 | Functional | Simtek Medico Systems Pvt Ltd
10888 | Lalsot Chc | Ice lined refrigerator | Model Not Available | 3000081545 | Functional | Others
10889 | Dist Hospital Barmer Dh | Blood Bank Refrigerator | Model not available | 1163 | Non Functional Not Repairable | Remi Electrotechnik Ltd
10890 | Jhalawar Medical College Medical Collage Hospital | Syringe Needle Destroyer | Model not available | 3000129609 | Functional | Others
10891 | Jhalawar Medical College Medical Collage Hospital | Syringe Needle Destroyer | Model not available | 3000121304 | Functional | Others
10892 | Gazsinghpur Chc | Photoelectric Calorimeter | Calorimeter - 1312 | 201105 | Functional | Metro Traiding Corporation
10893 | Mathura Das Mathur Hospital Jdh | Pulse Oxymeter | Model Not Available | 3000131721 | Functional | Others
10894 | Mathura Das Mathur Hospital Jdh | Pulse Oxymeter | Model Not Available | 3000131765 | Functional | Others
10895 | Mathura Das Mathur Hospital Jdh | Pulse Oxymeter | Model Not Available | 300013166 | Functional | Others
10896 | Mathura Das Mathur Hospital Jdh | Pulse Oxymeter | Model Not Available | 3000131767 | Functional | Others
10897 | Mathura Das Mathur Hospital Jdh | Pulse Oxymeter | Model Not Available | 3000131768 | Functional | Others
10898 | Lalsot Chc | Blood Cell Counter - 3 part | Model not available | 3000081540 | Not in use | Others
10899 | Mathura Das Mathur Hospital Jdh | Oxygen Concentrator | Model Not Available | 3000120001 | Functional | Others
10900 | Lalsot Chc | Semi Automated Chemistry Analyzer | Model not Available | 3000081541 | Functional | Others
10901 | District Hospital Chittorgarh Dh | Radiant Heat Warmer | Meditrin - Heat Warmer | 3000121572 | Functional | Meditrin Instruments
10902 | Lalsot Chc | Incubator | MODEL NOT AVAILABLE | 3000081526 | Functional | Others
10903 | District Hospital Chittorgarh Dh | Radiant Heat Warmer | Meditrin - Heat Warmer | NRHM/WM09/302 | Functional | Meditrin Instruments
10904 | Lalsot Chc | Blood Mixer ( Roller Mixer ) | Model not available | 3000081527 | Functional | Others
10905 | Biwai Phc | Instrument Sterilizer | HBC-70 | 3000281091 | Functional | Others
10906 | Mathura Das Mathur Hospital Jdh | Syringe Infusion Pump | Model not available | 3000120911 | Functional | Others
10907 | Mathura Das Mathur Hospital Jdh | Syringe Infusion Pump | Model not available | 3000120912 | Functional | Others
10908 | Mathura Das Mathur Hospital Jdh | Syringe Infusion Pump | Model not available | 3000120913 | Functional | Others
10909 | Mathura Das Mathur Hospital Jdh | Syringe Infusion Pump | Model not available | 3000120914 | Functional | Others
10910 | Mathura Das Mathur Hospital Jdh | Syringe Infusion Pump | Model not available | 3000120915 | Functional | Others
10911 | Mathura Das Mathur Hospital Jdh | Syringe Infusion Pump | Model not available | 3000120904 | Functional | Others
10912 | Mathura Das Mathur Hospital Jdh | Syringe Infusion Pump | Model not available | 3000120905 | Functional | Others
10913 | Mathura Das Mathur Hospital Jdh | Syringe Infusion Pump | Model not available | 3000120906 | Functional | Others
10914 | Nawalgarh Satellite Hospital | SPHYGMOMANOMETER(BP APPRATUS) | MODEL NOT AVAILABLE | 2000019660 | Non Functional Repairable | Others
10915 | Govt Bangur Hopital Pali Dh | Syringe Infusion Pump | Model not available | 21249905 | Functional | Others
10916 | Mathura Das Mathur Hospital Jdh | Defibrillator | MODEL NOT AVAILABLE | 3000120668 | Functional | Others
10917 | Mathura Das Mathur Hospital Jdh | ECG Machine (Single Channel) | Model Not Available | 3000131660 | Functional | Others
10918 | Jhalawar Medical College Medical Collage Hospital | Multi-Para Monitor | Model not available | 3000121368 | Functional | Others
10919 | Mathura Das Mathur Hospital Jdh | ECG Machine (Single Channel) | Model Not Available | 3000131668 | Functional | Others
10920 | Umaid Hospital Jodhpur Medical College Hospital | Freezes | MODEL NOT AVAILABLE | 3000120368 | Functional | Others
10921 | Jhalawar Medical College Medical Collage Hospital | Centrifuge Machine ( 4 Tube ) | Model not available | 3000121369 | Functional | Others
10922 | Mathura Das Mathur Hospital Jdh | Spot Light ( Portable ) | Model Not Available | 3000131730 | Functional | Others
10923 | Mathura Das Mathur Hospital Jdh | Spot Light ( Portable ) | Model Not Available | 3000131731 | Functional | Others
10924 | Dist Hospital Barmer Dh | Suction Machine | Model Not Available | 3000124524 | Functional | Suprime Enterprises
10925 | Sikrai Chc | Glucometer | Model not available | ctc0019473 | Functional | Others
10926 | Gharsana Chc | Spot Light ( Portable ) | Model Not Available | 3000041505 | Functional | Others
10927 | Mathura Das Mathur Hospital Jdh | Radiant Heat Warmer | Model Not Available | 3000121717 | Functional | Others
10928 | Mathura Das Mathur Hospital Jdh | Radiant Heat Warmer | Model Not Available | 3000131718 | Functional | Others
10929 | Mathura Das Mathur Hospital Jdh | Radiant Heat Warmer | Model Not Available | 3000131720 | Functional | Others
10930 | Mathura Das Mathur Hospital Jdh | Radiant Heat Warmer | Model Not Available | 3000131733 | Functional | Others
10931 | Mathura Das Mathur Hospital Jdh | Radiant Heat Warmer | Crown | 3000280137 | Functional | Others
10932 | Mathura Das Mathur Hospital Jdh | Radiant Heat Warmer | Model Not Available | 3000131746 | Functional | Others
10933 | Lalsot Chc | Sahlis HB Meter | Model not available | 3000081529 | Functional | Others
10934 | District Hospital Paota | O.T. Light Double Dome | MODEL NOT AVAILABLE | 3000049390 | Functional | Others
10935 | Malpura Chc | Suction Machine | Model Not Available | 3000088341 | Functional | Others
10936 | Mathura Das Mathur Hospital Jdh | Multi-Para Monitor | Model not available | 3000120694 | Functional | Others
10937 | Mathura Das Mathur Hospital Jdh | Multi-Para Monitor | Model not available | 3000120695 | Functional | Others
10938 | Umaid Hospital Jodhpur Medical College Hospital | Suction Machine | Model Not Available | 3000131275 | Functional | Others
10939 | District Hospital Paota | Nebulizer | MODEL NOT AVAILABLE | 3000049379 | Functional | Omron Health Care
10940 | Dist Hospital Barmer Dh | Blood Bank Refrigerator | Model not available | 922 | Non Functional Not Repairable | Authentic Instruments Ltd
10941 | Umaid Hospital Jodhpur Medical College Hospital | Phototherepy Unit | MODEL NOT AVAILABLE | BPLPH2K1303029/16 | Functional | Others
10942 | Tamkor Phc | Binocular Microscope | Model Not Available | 64308 | Functional | Others
10943 | Umaid Hospital Jodhpur Medical College Hospital | ESR Analyzer | VES - Matic Cube 80 | 3000120420 | Functional | Others
10944 | District Hospital Paota | Suction Machine | Model Not Available | 49356 | Functional | Others
10945 | Khora Mulla Phc | Glucometer | Model not available | 10340222cbe | Functional | Others
10946 | Umaid Hospital Jodhpur Medical College Hospital | Blood Bank Refrigerator | Model not available | 3000124976 | Functional | Others
10947 | Nawalgarh Satellite Hospital | Blood Cell Counter - 3 part | Horiba - ABX Micros ES 60 | 2000019633 | Functional | Horiba India Pvt Ltd
10948 | Umaid Hospital Jodhpur Medical College Hospital | Blood Bank Refrigerator | Model not available | 3000124977 | Functional | Others
10949 | Jhalawar Medical College Medical Collage Hospital | Centrifuge Machine ( 6 Tube ) | CP 3164 | 3000130043 | Functional | Others
10950 | Jhalawar Medical College Medical Collage Hospital | SPHYGMOMANOMETER(BP APPRATUS) | MODEL NOT AVAILABLE | 3000121473 | Functional | Others
10951 | Nawalgarh Satellite Hospital | Binocular Microscope | Labomed - Vision 2000 | 2000019635 | Functional | Labomed
10952 | M G Hospital Bhilwara Dh | Syringe Needle Destroyer | Model not available | 14G-1174 | Functional | Others
10953 | Nawalgarh Satellite Hospital | Hemoglobin meter | Model Not Available | 20000196378 | Functional | Others
10954 | District Hospital Paota | Monocular Microscope | Model not available | 609139 | Functional | Others
10955 | Jhalawar Medical College Medical Collage Hospital | Nebulizer | NE-C28 | 3000121466 | Functional | Others
10956 | Jhalawar Medical College Medical Collage Hospital | Nebulizer | NE-C28 | 3000121467 | Functional | Others
10957 | Chhan Chc | Semi Automated Chemistry Analyzer | MODEL NOT AVAILABLE | 3000086715 | Functional | Others
10958 | Chhan Chc | Blood Cell Counter - 3 part | Model not available | 3000080049 | Functional | Others
10959 | District Hospital Paota | Syringe Needle Destroyer | Model not available | 3000049365 | Functional | Others
10960 | Umaid Hospital Jodhpur Medical College Hospital | Centrifuge Machine ( 8 Tube) | Model Not Available | 3000131499 | Functional | Others
10961 | Chhan Chc | Centrifuge Machine ( 8 Tube) | Model Not Available | 3000080050 | Functional | Others
10962 | Nawalgarh Satellite Hospital | STABILIZER | MODEL NOT AVAILABLE | 2000019690 | Functional | Others
10963 | Newai Chc | Instrument Sterilizer | Model Not Available | 3000080084 | Functional | Others
10964 | Jhalawar Medical College Medical Collage Hospital | Baby Weighing Machine | Model Not Available | 3000121483 | Functional | Others
10965 | Jhalawar Medical College Medical Collage Hospital | Baby Weighing Machine | Model Not Available | 3000121484 | Functional | Others
10966 | Jhalawar Medical College Medical Collage Hospital | Suction Machine | Model Not Available | 3000055046 | Functional | Others
10967 | Dist Hospital Barmer Dh | Syringe Infusion Pump | SIMTEK - Infutek 405 | 4555120 | Non Functional Not Repairable | Simtek Medico Systems Pvt Ltd
10968 | Umaid Hospital Jodhpur Medical College Hospital | Ventilator | Model Not Available | BDU024361234 | Functional | Others
10969 | Chunawadh Chc | Suction Machine | HI VAC | 9AH4676 | Functional | Anand Medicaids Pvt Ltd
10970 | Dist Hospital Barmer Dh | Syringe Infusion Pump | SIMTEK - Infutek 405 | 1455522 | Non Functional Not Repairable | Simtek Medico Systems Pvt Ltd
10971 | Mahatma Ghandhi Hospital Jodhpur | Blood Cell Counter - 5 part | SFRI - Countender 80+ | 3000129548 | Functional | Others
10972 | M G Hospital Bhilwara Dh | Baby Weighing Machine | Model Not Available | 3000125066 | Functional | Others
10973 | Chunawadh Chc | Autoclave | Model not available | 3000048027 | Functional | Others
10974 | Nimuchana Phc | Syringe Needle Destroyer | Model not available | 10017 | Functional | Others
10975 | A K Hospital Beawar Ajmer Dh | Oxygen Concentrator | Model not available | 3000056191 | Functional | Cmho Supply
10976 | Jhandawali Phc | Suction Machine | Model Not Available | 3000044270 | Functional | Others
10977 | Jhalawar Medical College Medical Collage Hospital | Pulse Oxymeter | Comet - P (L and T) | C11P2489 | Functional | Others
10978 | Chunawadh Chc | Radiant Heat Warmer | Zeal - RHW 2101A | 3000048034 | Functional | Zeal Medical Pvt Ltd
10979 | Jhalawar Medical College Medical Collage Hospital | Syringe Infusion Pump | SIMTEK - Infutek 405 | 3000121234 | Functional | Others
10980 | Jhalawar Medical College Medical Collage Hospital | Syringe Infusion Pump | SIMTEK - Infutek 405 | 3000121247 | Functional | Others
10981 | Jhalawar Medical College Medical Collage Hospital | Syringe Infusion Pump | SIMTEK - Infutek 405 | 3000121258 | Functional | Others
10982 | Jhalawar Medical College Medical Collage Hospital | Centrifuge Machine ( 16 Tube ) | Model not available | 3000055056 | Functional | Others
10983 | Kelniya Phc | Instrument Sterilizer | Model Not Available | 2000031591 | Functional | Others
10984 | Chunawadh Chc | Fetal Doppler | FD-300D | 3000048037 | Functional | Vicomin Technology Limited
10985 | Tamkor Phc | SPHYGMOMANOMETER(BP APPRATUS) | ELITE | 283882 | Functional | Others
10986 | Tamkor Phc | Binocular Microscope | Model Not Available | 2000019390 | Functional | Others
10987 | Chunawadh Chc | ECG Machine (Single Channel) | Cardio Min 2K | C613329 | Functional | Universal Medicalinstruments
10988 | Tamkor Phc | Weighing Machine | MODEL NOT AVAILABLE | 2000019401 | Functional | Others
10989 | Anoopgarh Chc | O.T. Light Double Dome | MODEL NOT AVAILABLE | 3000041362 | Functional | Others
10990 | Umaid Hospital Jodhpur Medical College Hospital | Phototherepy Unit | MODEL NOT AVAILABLE | 3000122890 | Functional | Meditrin Instruments
10991 | District Sahadat Hospital Tonk Dh | Blood Cell Counter - 3 part | Adonis - Axion 19 Plus | 3000ETO1059 | Functional | Adonis Medical Equipments Pvt Ltd
10992 | Jhalawar Medical College Medical Collage Hospital | Baby Weighing Machine | Model Not Available | 3000121352 | Functional | Others
10993 | District Sahadat Hospital Tonk Dh | Incubator | Model not available | 3000081721 | Functional | Metro Traiding Corporation
10994 | Mathura Das Mathur Hospital Jdh | ECG Machine (Single Channel) | Model Not Available | 3000120669 | Functional | Others
10995 | Umaid Hospital Jodhpur Medical College Hospital | Freezes | MODEL NOT AVAILABLE | 3000120367 | Functional | Others
10996 | Umaid Hospital Jodhpur Medical College Hospital | Nebulizer | MODEL NOT AVAILABLE | 3000122748 | Functional | Others
10997 | Jhalawar Medical College Medical Collage Hospital | Syringe Needle Destroyer | Model not available | 3000121364 | Functional | Others
10998 | Jhalawar Medical College Medical Collage Hospital | Syringe Needle Destroyer | Model not available | 3000121365 | Functional | Others
10999 | Jhalawar Medical College Medical Collage Hospital | Syringe Needle Destroyer | Model not available | 3000121366 | Functional | Others
11000 | Jhalawar Medical College Medical Collage Hospital | Syringe Needle Destroyer | Model not available | 3000121367 | Functional | Others
11001 | Mathura Das Mathur Hospital Jdh | Syringe Infusion Pump | Model not available | 3000120907 | Functional | Others
11002 | Mathura Das Mathur Hospital Jdh | Syringe Infusion Pump | Model not available | 3000120908 | Functional | Others
11003 | Mathura Das Mathur Hospital Jdh | Syringe Infusion Pump | Model not available | 3000120909 | Functional | Others
11004 | Mathura Das Mathur Hospital Jdh | Syringe Infusion Pump | Model not available | 3000120897 | Functional | Others
11005 | Mathura Das Mathur Hospital Jdh | Syringe Infusion Pump | Model not available | 3000120898 | Functional | Others
11006 | Mathura Das Mathur Hospital Jdh | Syringe Infusion Pump | Model not available | 3000120900 | Functional | Others
11007 | Mathura Das Mathur Hospital Jdh | Syringe Infusion Pump | Model not available | 3000120901 | Functional | Others
11008 | Mathura Das Mathur Hospital Jdh | Syringe Infusion Pump | Model not available | 3000120902 | Functional | Others
11009 | Mathura Das Mathur Hospital Jdh | Syringe Infusion Pump | Model not available | 3000120903 | Functional | Others
11010 | Mathura Das Mathur Hospital Jdh | Syringe Infusion Pump | Model not available | 3000120998 | Functional | Others
11011 | Mathura Das Mathur Hospital Jdh | Syringe Infusion Pump | Model not available | 3000120999 | Functional | Others
11012 | Mathura Das Mathur Hospital Jdh | Syringe Infusion Pump | Model not available | 3000121000 | Functional | Others
11013 | Mathura Das Mathur Hospital Jdh | Syringe Infusion Pump | Model not available | 3000120889 | Functional | Others
11014 | Mathura Das Mathur Hospital Jdh | Syringe Infusion Pump | Model not available | 3000120890 | Functional | Others
11015 | Mathura Das Mathur Hospital Jdh | Syringe Infusion Pump | Model not available | 3000120891 | Functional | Others
11016 | Mathura Das Mathur Hospital Jdh | Syringe Infusion Pump | Model not available | 3000120892 | Functional | Others
11017 | Mathura Das Mathur Hospital Jdh | Syringe Infusion Pump | Model not available | 3000120893 | Functional | Others
11018 | Mathura Das Mathur Hospital Jdh | Syringe Infusion Pump | Model not available | 3000120899 | Functional | Others
11019 | M G Hospital Bhilwara Dh | Phototherepy Unit | Fenam, Bilitron Sky 5006 | I-IYAK-450030 | Functional | Others
11020 | M G Hospital Bhilwara Dh | Radiant Heat Warmer | Zeal - RHW 2101A | RHW2101A/1013/2247 | Functional | Others
11021 | M G Hospital Bhilwara Dh | Anesthesia Machine | MODEL NOT AVAILABLE | 3000125199 | Functional | Others
11022 | M G Hospital Bhilwara Dh | Pulse Oxymeter | Model Not Available | C09P0291 | Functional | Others
11023 | Kelniya Phc | Spot Light ( Portable ) | Model Not Available | 2000031578 | Functional | Cognate India
11024 | Umaid Hospital Jodhpur Medical College Hospital | Radiant Heat Warmer | Zeal - RHW 2101A | 3000124873 | Functional | Zeal Medical Pvt Ltd
11025 | Dist Hospital Barmer Dh | Hot Air Oven | Model not available | 3000131484 | Functional | Others
11026 | M G Hospital Bhilwara Dh | X-Ray Viewer Box | Model Not Available | 2K1003104c | Functional | Others
11027 | Umaid Hospital Jodhpur Medical College Hospital | Multi-Para Monitor | Star 50 ( L and T ) | A10SE00193 | Functional | Larsen And Tourbo Ltd
11028 | Jhalawar Medical College Medical Collage Hospital | Suction Machine | Model Not Available | 3000121298 | Functional | Others
11029 | Jhalawar Medical College Medical Collage Hospital | Suction Machine | Model Not Available | 3000121299 | Functional | Others
11030 | Dist Hospital Barmer Dh | Suction Machine | Model Not Available | 3000131488 | Non Functional Not Repairable | Others
11031 | A K Hospital Beawar Ajmer Dh | Blood Gas Analyzer (ABG Machine) | Model not available | V3106 | Functional | Others
11032 | M G Hospital Bhilwara Dh | Phototherepy Unit | MODEL NOT AVAILABLE | 14222 | Functional | Others
11033 | M G Hospital Bhilwara Dh | Pulse Oxymeter | Model Not Available | C09O0318 | Functional | Others
11034 | Mahatma Ghandhi Hospital Jodhpur | Radiant Heat Warmer | Model Not Available | 3000129557 | Functional | Others
11035 | M G Hospital Bhilwara Dh | Suction Machine | Model Not Available | 3000125061 | Functional | Others
11036 | Mahatma Ghandhi Hospital Jodhpur | Blood Cell Counter - 3 part | Model not available | 3000129546 | Functional | Others
11037 | Mahatma Ghandhi Hospital Jodhpur | Blood Cell Counter - 3 part | Model not available | 3000129547 | Functional | Others
11038 | A K Hospital Beawar Ajmer Dh | Fully Automated Clinical Chemistry Analyzer | RX Daytona Plus | 7201-0636 | Functional | Randox Laboratories ( India ) Pvt Ltd
11039 | Kelniya Phc | FOOT OPERATED SUCTION MACHINE | MODEL NOT AVAILABLE | 2000031584 | Functional | Others
11040 | Umaid Hospital Jodhpur Medical College Hospital | Boyles Apparatus | MODEL NOT AVAILABLE | 3000122644 | Non Functional Repairable | Others
11041 | Umaid Hospital Jodhpur Medical College Hospital | Syringe Needle Destroyer | Model not available | NBSD0718848 | Functional | Others
11042 | Kelniya Phc | Ice lined refrigerator | Model Not Available | BE20581E0100B297A010 | Functional | Haier Appliances India Pvt
11043 | M G Hospital Bhilwara Dh | 500mA X-Ray Machine | Model not available | 50350075 | Functional | Others
11044 | Umaid Hospital Jodhpur Medical College Hospital | Ventilator | Model Not Available | 3000122897 | Functional | Others
11045 | Mathura Das Mathur Hospital Jdh | Hemoglobin Analyzer | Model not available | 3000120400 | Functional | Others
11046 | Mathura Das Mathur Hospital Jdh | Suction Machine | Model Not Available | 3000120713 | Functional | Others
11047 | Malpura Chc | Hemoglobin meter | Model Not Available | 3000088346 | Functional | Others
11048 | Binjusar Phc | Suction Machine | Model Not Available | 2000019588 | Functional | Others
11049 | Islampur Phc | Syringe Needle Destroyer | Microsil - ND350 | 9247 | Functional | Cmho Supply
11050 | Baragoan Chc | Weighing Machine | MODEL NOT AVAILABLE | 2000019498 | Functional | Crown Digital Scales Inc
11051 | Islampur Phc | Syringe Needle Destroyer | Microsil - ND350 | 9248 | Functional | Cmho Supply
11052 | District Hospital Chittorgarh Dh | Radiant Heat Warmer | Meditrin - Heat Warmer | 3000121583 | Functional | Meditrin Instruments
11053 | Baragoan Chc | Syringe Needle Destroyer | Model not available | 2000019499 | Functional | Others
11054 | Islampur Phc | Syringe Needle Destroyer | Microsil - ND350 | 9249 | Functional | Others
11055 | Islampur Phc | Syringe Needle Destroyer | Microsil - ND350 | 9250 | Functional | Others
11056 | Mathura Das Mathur Hospital Jdh | Anesthesia Machine | MODEL NOT AVAILABLE | 3000120716 | Functional | Others
11057 | Mathura Das Mathur Hospital Jdh | Anesthesia Machine | MODEL NOT AVAILABLE | 3000120720 | Functional | Others
11058 | Uniara Chc | Glucometer | Model not available | 3000088017 | Functional | Others
11059 | Biwai Phc | Binocular Microscope | Model Not Available | 3000081334 | Functional | Cmho Supply
11060 | Govt Bangur Hopital Pali Dh | O.T. Light Single Dome | MODEL NOT AVAILABLE | 3000124749 | Functional | Others
11061 | Mathura Das Mathur Hospital Jdh | Radiant Heat Warmer | Model Not Available | 3000131709 | Functional | Others
11062 | Mathura Das Mathur Hospital Jdh | Radiant Heat Warmer | Model Not Available | 3000131710 | Functional | Others
11063 | Mathura Das Mathur Hospital Jdh | Radiant Heat Warmer | Model Not Available | 3000131704 | Functional | Others
11064 | Mathura Das Mathur Hospital Jdh | Radiant Heat Warmer | Model Not Available | 3000131705 | Functional | Others
11065 | Mathura Das Mathur Hospital Jdh | Radiant Heat Warmer | Model Not Available | 3000131707 | Functional | Others
11066 | Govt Bangur Hopital Pali Dh | O.T. Light Single Dome | MODEL NOT AVAILABLE | 3000124756 | Functional | Others
11067 | Baragoan Chc | SPHYGMOMANOMETER(BP APPRATUS) | MODEL NOT AVAILABLE | 2000019487 | Functional | Others
11068 | Indali Chc Jhunjunu | Weighing Machine | MODEL NOT AVAILABLE | 2000021806 | Functional | Others
11069 | Binjusar Phc | Syringe Needle Destroyer | Model not available | 2000019593 | Functional | Others
11070 | Govt Bangur Hopital Pali Dh | O.T. Light Single Dome | MODEL NOT AVAILABLE | X | Functional | Others
11071 | Peeplu Chc | Instrument Sterilizer | Model Not Available | 3000088390 | Functional | Others
11072 | District Hospital Pratapgarh Dh | Blood Cell Counter - 3 part | Model not available | 0208A0063 | Functional | Others
11073 | District Hospital Pratapgarh Dh | Urine Test Strip Analyzer | Model Not Available | 2081021213 | Functional | Others
11074 | Umaid Hospital Jodhpur Medical College Hospital | Multi-Para Monitor | Model not available | M014E002828 | Non Functional Repairable | Schiller Healthcare India Pvt Ltd
11075 | District Hospital Pratapgarh Dh | Blood Cell Counter - 5 part | SFRI - Countender 80+ | 2040068 | Functional | Others
11076 | Jhalawar Medical College Medical Collage Hospital | Pulse Oxymeter | Model Not Available | 3000121370 | Functional | Others
11077 | Jhalawar Medical College Medical Collage Hospital | Pulse Oxymeter | Model Not Available | 3000121371 | Functional | Others
11078 | Gharsana Chc | VDRL Rotator (Rotor and Shaker) | Model Not Available | 3000041473 | Functional | Others
11079 | Govt Bangur Hopital Pali Dh | Syringe Infusion Pump | Model not available | 21270219 | Functional | Others
11080 | Mathura Das Mathur Hospital Jdh | Syringe Needle Destroyer | Model not available | 3000131364 | Functional | Others
11081 | Gazsinghpur Chc | Radiant Heat Warmer | Zeal - RHW 2101A | 3000048818 | Functional | Zeal Medical Pvt Ltd
11082 | Gharsana Chc | Centrifuge Machine ( 8 Tube) | REMI - R4C | 3000041474 | Functional | Others
11083 | Jhalawar Medical College Medical Collage Hospital | Oxygen Concentrator | Model Not Available | 3000121376 | Functional | Others
11084 | Jhalawar Medical College Medical Collage Hospital | Oxygen Concentrator | Model Not Available | 3000121377 | Functional | Others
11085 | Lalsot Chc | SPHYGMOMANOMETER(BP APPRATUS) | Pagoda | 621321F | Functional | Others
11086 | Govt Bangur Hopital Pali Dh | Syringe Infusion Pump | Model not available | 21270456 | Functional | Others
11087 | Dist Hospital Barmer Dh | FOGGING MACHINE | MODEL NOT AVAILABLE | 3000124551 | Functional | Others
11088 | Lalsot Chc | SPHYGMOMANOMETER(BP APPRATUS) | MODEL NOT AVAILABLE | 97891 | Functional | Others
11089 | Govt Bangur Hopital Pali Dh | Syringe Infusion Pump | Model not available | 2170292 | Functional | Others
11090 | Gharsana Chc | Glucometer | Model not available | 3000041481 | Functional | Others
11091 | Umaid Hospital Jodhpur Medical College Hospital | Ventilator | Model Not Available | 1148/6-207 | Functional | Others
11092 | Dist Hospital Barmer Dh | O.T. Light Double Dome | MODEL NOT AVAILABLE | 3000124547 | Functional | Others
11093 | Govt Bangur Hopital Pali Dh | Syringe Infusion Pump | Model not available | 21270446 | Functional | Others
11094 | Mathura Das Mathur Hospital Jdh | Syringe Infusion Pump | Allied - Syrn 200 | 3000120995 | Functional | Others
11095 | Mathura Das Mathur Hospital Jdh | Syringe Infusion Pump | Allied - Syrn 200 | 3000120996 | Functional | Others
11096 | Mathura Das Mathur Hospital Jdh | Syringe Infusion Pump | Allied - Syrn 200 | 3000120997 | Functional | Others
11097 | Govt Bangur Hopital Pali Dh | Syringe Infusion Pump | Model not available | 21270274 | Functional | Others
11098 | Mathura Das Mathur Hospital Jdh | Syringe Infusion Pump | Model not available | 3000120894 | Functional | Others
11099 | Mathura Das Mathur Hospital Jdh | Syringe Infusion Pump | Model not available | 3000120895 | Functional | Others
11100 | Mathura Das Mathur Hospital Jdh | Syringe Infusion Pump | Model not available | 3000120896 | Functional | Others
11101 | Biwai Phc | Ice lined refrigerator | MF - 144 | 91208232 | Functional | Vestfrost Solutions
11102 | Binjusar Phc | Syringe Needle Destroyer | Model not available | 2000019582 | Functional | Nipro Diagnostics
11103 | District Hospital Chittorgarh Dh | Radiant Heat Warmer | Zeal - RHW 2101A | RHW2101A/0713/571 | Functional | Zeal Medical Pvt Ltd
11104 | Mathura Das Mathur Hospital Jdh | Suction Machine | Model Not Available | 3000122322 | Functional | Others
11105 | Mathura Das Mathur Hospital Jdh | Suction Machine | Model Not Available | 3000122321 | Functional | Others
11106 | Mathura Das Mathur Hospital Jdh | ECG Machine (Three Channel ) | Model Not Available | 3000122396 | Functional | Others
11107 | Biwai Phc | Weighing Machine | MODEL NOT AVAILABLE | 300081327 | Functional | Others
11108 | District Hospital Chittorgarh Dh | Radiant Heat Warmer | Zeal - RHW 2101A | RHW2101A/0713/565 | Functional | Zeal Medical Pvt Ltd
11109 | Malpura Chc | 100mA X-Ray Machine | Medford - MXD 1000 | 1616 | Functional | Others
11110 | Baragoan Chc | Centrifuge Machine ( 8 Tube) | Model Not Available | 2000019480 | Functional | Others
11111 | Uniara Chc | Binocular Microscope | PZB 22 | 3909 | Functional | Others
11112 | District Hospital Chittorgarh Dh | Radiant Heat Warmer | Model Not Available | RHW2101A/0713/572 | Functional | Zeal Medical Pvt Ltd
11113 | Mathura Das Mathur Hospital Jdh | ECG Machine (Single Channel) | Model Not Available | 3000122305 | Functional | Others
11114 | Mathura Das Mathur Hospital Jdh | ECG Machine (Single Channel) | Model Not Available | 3000124304 | Functional | Others
11115 | Mathura Das Mathur Hospital Jdh | Multi-Para Monitor | Schiller - Truscope Classic | 3000122394 | Functional | Others
11116 | Mathura Das Mathur Hospital Jdh | Pulse Oxymeter | Model Not Available | 3000120875 | Functional | Others
11117 | Mathura Das Mathur Hospital Jdh | Pulse Oxymeter | Model Not Available | 3000120869 | Functional | Others
11118 | Mathura Das Mathur Hospital Jdh | Radiant Heat Warmer | Meditrin - Heat Warmer | 3000120878 | Functional | Others
11119 | Dist Hospital Barmer Dh | Autoclave | Model not available | 3000124521 | Functional | Modi Clinical Laboratory Pvt Ltd
11120 | Umaid Hospital Jodhpur Medical College Hospital | Mobile ( Portable ) X-Ray Machine | Allengers - MARS 3.5 | 2K110303125XHF | Functional | Allengers Medical Systems Ltd
11121 | Mathura Das Mathur Hospital Jdh | Suction Machine | Model Not Available | 3000122303 | Functional | Others
11122 | Mathura Das Mathur Hospital Jdh | Suction Machine | Model Not Available | 3000122302 | Functional | Others
11123 | District Hospital Chittorgarh Dh | Phototherepy Unit | Meditrin - Digital Bilitimer Phototherapy | NRHM/TP09/59 | Functional | Meditrin Instruments
11124 | A K Hospital Beawar Ajmer Dh | Mobile ( Portable ) X-Ray Machine | Model not available | 34667 | Functional | Others
11125 | Chunawadh Chc | Phototherepy Unit | Fenam, Bilitron Sky 5006 | I-I3AK-440217 | Functional | Fanem
11126 | Kelniya Phc | Instrument Sterilizer | Model Not Available | 2000031590 | Functional | Others
11127 | Kelniya Phc | Syringe Needle Destroyer | Model not available | NBSD0716579 | Functional | Others
11128 | Umaid Hospital Jodhpur Medical College Hospital | Radiant Heat Warmer | MODEL NOT AVAILABLE | 3000236485 | Functional | Cmho Supply
11129 | Jhalawar Medical College Medical Collage Hospital | Syringe Needle Destroyer | MODEL NOT AVAILABLE | 3000236484 | Functional | Cmho Supply
11130 | Jhalawar Medical College Medical Collage Hospital | Syringe Needle Destroyer | MODEL NOT AVAILABLE | 3000236483 | Functional | Cmho Supply
11131 | A K Hospital Beawar Ajmer Dh | Oxygen Concentrator | BPL - OG 4203 | AXTC1C6303 | Functional | Others
11132 | Kelniya Phc | SPHYGMOMANOMETER(BP APPRATUS) | MODEL NOT AVAILABLE | 2000031594 | Functional | Others
11133 | Umaid Hospital Jodhpur Medical College Hospital | Defibrillator with Cardiac Monitor | Schiller - Defigard 400 | J12D268 | Functional | Schiller Healthcare India Pvt Ltd
11134 | Dist Hospital Barmer Dh | Monocular Microscope | Model not available | 65874 | Functional | Others
11135 | Umaid Hospital Jodhpur Medical College Hospital | Phototherepy Unit | MODEL NOT AVAILABLE | BPLPH2K1303028/17 | Functional | Others
11136 | Jhalawar Medical College Medical Collage Hospital | Baby Weighing Machine | Model Not Available | 3000121262 | Functional | Others
11137 | Dist Hospital Barmer Dh | Semi Automated Chemistry Analyzer | CHEM 5 PLUS | 902 | Functional | Erba Diagnostics
11138 | Jhalawar Medical College Medical Collage Hospital | Instrument Sterilizer | Model Not Available | 3000129664 | Functional | Others
11139 | Jhalawar Medical College Medical Collage Hospital | Suction Machine | Model Not Available | 2000021339 | Non Functional Not Repairable | Others
11140 | Umaid Hospital Jodhpur Medical College Hospital | Syringe Needle Destroyer | Model not available | 3000122626 | Non Functional Repairable | Others
11141 | Jhalawar Medical College Medical Collage Hospital | Syringe Needle Destroyer | Model not available | 3000129666 | Functional | Others
11142 | Jhalawar Medical College Medical Collage Hospital | Autoclave | Model not available | 3000130215 | Functional | Others
11143 | Umaid Hospital Jodhpur Medical College Hospital | Instrument Sterilizer | Model Not Available | 3000124894 | Functional | Others
11144 | District Sahadat Hospital Tonk Dh | Oxygen Concentrator | Model Not Available | 3000088229 | Non Functional Repairable | Others
11145 | Lalsot Chc | Fetal Monitor | EDAN F-6 | 3000081509 | Functional | Anupam Surgicals
11146 | Umaid Hospital Jodhpur Medical College Hospital | Pulse Oxymeter | Model Not Available | C12D206 | Functional | Schiller Healthcare India Pvt Ltd
11147 | Jhalawar Medical College Medical Collage Hospital | Instrument Sterilizer | Model Not Available | 3000121448 | Functional | Others
11148 | Gazsinghpur Chc | Blood Cell Counter - 3 part | Horiba - ABX Micros ES 60 | 3000048787 | Functional | Horiba India Pvt Ltd
11149 | Jhalawar Medical College Medical Collage Hospital | Blood Bank Refrigerator | Alpha | 88 | Functional | Others
11150 | Indali Chc Jhunjunu | Nebulizer | MODEL NOT AVAILABLE | 2000021807 | Functional | Others
11151 | District Hospital Paota | C-Arm Image Intensifier | Model Not Available | 120553 | Functional | Adonis Medical Equipments Pvt Ltd
11152 | Mathura Das Mathur Hospital Jdh | Radiant Heat Warmer | Model Not Available | 3000120880 | Functional | Others
11153 | Mathura Das Mathur Hospital Jdh | Radiant Heat Warmer | Model Not Available | 3000120881 | Functional | Others
11154 | Mathura Das Mathur Hospital Jdh | Radiant Heat Warmer | Model Not Available | 3000120882 | Functional | Others
11155 | Mathura Das Mathur Hospital Jdh | Suction Machine | Model Not Available | 62 | Functional | Others
11156 | District Hospital Chittorgarh Dh | Radiant Heat Warmer | Zeal - RHW 2101A | RHW2101A/0713/574 | Functional | Zeal Medical Pvt Ltd
11157 | Umaid Hospital Jodhpur Medical College Hospital | Syringe Needle Destroyer | Model not available | NBSD0718846 | Functional | Others
11158 | Govt Bangur Hopital Pali Dh | Anesthesia Machine | MODEL NOT AVAILABLE | 3000124742 | Functional | Others
11159 | Indali Chc Jhunjunu | Syringe Needle Destroyer | Model not available | 2000021799 | Functional | Others
11160 | Umaid Hospital Jodhpur Medical College Hospital | Syringe Needle Destroyer | Model not available | 3000122862 | Functional | Robonik India Pvt Ltd
11161 | District Hospital Chittorgarh Dh | Radiant Heat Warmer | Zeal - RHW 2101A | RHW2101A/0713/567 | Functional | Zeal Medical Pvt Ltd
11162 | Mathura Das Mathur Hospital Jdh | Suction Machine | Model Not Available | 3000122397 | Functional | Others
11163 | Mathura Das Mathur Hospital Jdh | Syringe Infusion Pump | Model not available | 3000120970 | Functional | Others
11164 | Mathura Das Mathur Hospital Jdh | Syringe Infusion Pump | Model not available | 3000120971 | Functional | Others
11165 | Mathura Das Mathur Hospital Jdh | Syringe Infusion Pump | Model not available | 3000120972 | Functional | Others
11166 | Mathura Das Mathur Hospital Jdh | Syringe Infusion Pump | Model not available | 3000120973 | Functional | Others
11167 | Mathura Das Mathur Hospital Jdh | Syringe Infusion Pump | Model not available | 3000120974 | Functional | Others
11168 | Mathura Das Mathur Hospital Jdh | Syringe Infusion Pump | Model not available | 3000120975 | Functional | Others
11169 | Mathura Das Mathur Hospital Jdh | Syringe Infusion Pump | Model not available | 3000120976 | Functional | Others
11170 | Mathura Das Mathur Hospital Jdh | Syringe Infusion Pump | Model not available | 3000120977 | Functional | Others
11171 | Mathura Das Mathur Hospital Jdh | Syringe Infusion Pump | Model not available | 3000120978 | Functional | Others
11172 | Mathura Das Mathur Hospital Jdh | Syringe Infusion Pump | Model not available | 3000120979 | Functional | Others
11173 | Mathura Das Mathur Hospital Jdh | Syringe Infusion Pump | Model not available | 3000120980 | Functional | Others
11174 | Mathura Das Mathur Hospital Jdh | Syringe Infusion Pump | Model not available | 3000120981 | Functional | Others
11175 | Mathura Das Mathur Hospital Jdh | Syringe Infusion Pump | Model not available | 3000120982 | Functional | Others
11176 | Lalsot Chc | Electric Weighing Machine | Model Not Available | SH2355 | Functional | Rhsdp Supply
11177 | District Sahadat Hospital Tonk Dh | Blood Mixer ( Roller Mixer ) | Model not available | BYCM116 | Functional | Others
11178 | Mathura Das Mathur Hospital Jdh | Syringe Infusion Pump | Model 900 | 3000086057 | Functional | Others
11179 | Gharsana Chc | Labour Table | Model Not Available | 3000041488 | Functional | Others
11180 | Jhalawar Medical College Medical Collage Hospital | Centrifuge Machine ( 4 Tube ) | Model not available | 3000129684 | Functional | Others
11181 | Govt Bangur Hopital Pali Dh | Pulse Oxymeter | MEDITEC P201 | 1019200005 | Functional | Others
11182 | Peeplu Chc | ECG Machine (Six Channel ) | Model Not Available | c613428 | Functional | Others
11183 | Mathura Das Mathur Hospital Jdh | Freezes | MODEL NOT AVAILABLE | 3000120408 | Functional | Others
11184 | Mathura Das Mathur Hospital Jdh | Suction Machine | Model Not Available | 3000120663 | Functional | Others
11185 | Mathura Das Mathur Hospital Jdh | Suction Machine | Model Not Available | 3000120664 | Functional | Others
11186 | Mathura Das Mathur Hospital Jdh | Suction Machine | Model Not Available | 3000120665 | Functional | Others
11187 | Mathura Das Mathur Hospital Jdh | Suction Machine | Model Not Available | 3000120666 | Functional | Others
11188 | Mathura Das Mathur Hospital Jdh | Suction Machine | Model Not Available | 3000120672 | Functional | Others
11189 | Mathura Das Mathur Hospital Jdh | ECG Machine (Single Channel) | Model Not Available | 3000131230 | Functional | Others
11190 | Mathura Das Mathur Hospital Jdh | ECG Machine (Single Channel) | Model Not Available | 3000131214 | Functional | Others
11191 | Mathura Das Mathur Hospital Jdh | ECG Machine (Single Channel) | Model Not Available | 3000131213 | Functional | Others
11192 | Mathura Das Mathur Hospital Jdh | ECG Machine (Single Channel) | Model Not Available | 3000131212 | Functional | Others
11193 | Mathura Das Mathur Hospital Jdh | ECG Machine (Single Channel) | Model Not Available | 3000131211 | Functional | Others
11194 | Mathura Das Mathur Hospital Jdh | ECG Machine (Single Channel) | Model Not Available | 3000131210 | Functional | Others
11195 | Umaid Hospital Jodhpur Medical College Hospital | Suction Machine | Model Not Available | 2075906 | Functional | Others
11196 | Mathura Das Mathur Hospital Jdh | Nebulizer | MODEL NOT AVAILABLE | 3000120241 | Functional | Others
11197 | Mathura Das Mathur Hospital Jdh | Multi-Para Monitor | Star 50 ( L and T ) | 3000134183 | Functional | Others
11198 | Mathura Das Mathur Hospital Jdh | Multi-Para Monitor | Star 50 ( L and T ) | 3000134174 | Functional | Others
11199 | Mathura Das Mathur Hospital Jdh | Multi-Para Monitor | Star 50 ( L and T ) | 3000134173 | Functional | Others
11200 | Mathura Das Mathur Hospital Jdh | Multi-Para Monitor | Star 50 ( L and T ) | 3000134170 | Functional | Others
11201 | Mathura Das Mathur Hospital Jdh | Multi-Para Monitor | Star 50 ( L and T ) | 3000134169 | Functional | Others
11202 | Mathura Das Mathur Hospital Jdh | Multi-Para Monitor | Schiller - Truscope Classic | 3000122393 | Functional | Others
11203 | Mathura Das Mathur Hospital Jdh | Multi-Para Monitor | Schiller - Truscope Classic | 3000122392 | Functional | Others
11204 | Mathura Das Mathur Hospital Jdh | Multi-Para Monitor | Schiller - Truscope Classic | 3000122391 | Functional | Others
11205 | Dist Hospital Barmer Dh | Ventilator | Model Not Available | 1494 | Functional | Carefusion - Usa
11206 | Govt Bangur Hopital Pali Dh | Binocular Microscope | Model Not Available | 3000124754 | Functional | Leica Microsystems
11207 | Govt Bangur Hopital Pali Dh | Cautry Machine | Model Not Available | 3000124757 | Functional | Alan Electronic Systems Pvt Ltd
11208 | Mathura Das Mathur Hospital Jdh | Defibrillator | MODEL NOT AVAILABLE | 3000122313 | Functional | Others
11209 | Mathura Das Mathur Hospital Jdh | ECG Machine (Single Channel) | BPL - Cardiart 108T | 3000122340 | Functional | Others
11210 | Mathura Das Mathur Hospital Jdh | ECG Machine (Single Channel) | BPL - Cardiart 108T | 3000122336 | Functional | Others
11211 | Mathura Das Mathur Hospital Jdh | ECG Machine (Single Channel) | Model Not Available | 3 | Functional | Others
11212 | Mathura Das Mathur Hospital Jdh | ECG Machine (Single Channel) | BPL - Cardiart 108T | 3000122338 | Functional | Others
11213 | Mathura Das Mathur Hospital Jdh | O.T. Light Single Dome | MODEL NOT AVAILABLE | 3000117510 | Functional | Others
11214 | Mathura Das Mathur Hospital Jdh | O.T. Light Single Dome | MODEL NOT AVAILABLE | 3000134154 | Functional | Others
11215 | Mathura Das Mathur Hospital Jdh | O.T. Light Single Dome | MODEL NOT AVAILABLE | 3000134153 | Functional | Others
11216 | Dist Hospital Barmer Dh | Ventilator | Model Not Available | 174/7-2000 | Non Functional Not Repairable | Others
11217 | Mathura Das Mathur Hospital Jdh | ECG Machine (Single Channel) | BPL - Cardiart 108T | 3000122337 | Functional | Others
11218 | Mathura Das Mathur Hospital Jdh | Syringe Infusion Pump | Evadrop SP 300 | 3000122368 | Functional | Others
11219 | Dist Hospital Barmer Dh | Defibrillator | MODEL NOT AVAILABLE | 312 | Functional | Schiller Healthcare India Pvt Ltd
11220 | Mathura Das Mathur Hospital Jdh | Defibrillator | MODEL NOT AVAILABLE | 3000122370 | Functional | Others
11221 | Mathura Das Mathur Hospital Jdh | Pulse Oxymeter | Model Not Available | 3000124031 | Functional | Others
11222 | Mathura Das Mathur Hospital Jdh | Pulse Oxymeter | Model Not Available | 3000124032 | Functional | Others
11223 | Mathura Das Mathur Hospital Jdh | Pulse Oxymeter | Model Not Available | 3000124033 | Functional | Others
11224 | Dist Hospital Barmer Dh | Defibrillator | MODEL NOT AVAILABLE | 318 | Non Functional Not Repairable | Schiller Healthcare India Pvt Ltd
11225 | Uniara Chc | Binocular Microscope | Model Not Available | 3000088010 | Functional | Others
11226 | Mathura Das Mathur Hospital Jdh | Audio Meter | Elkon - EDA 3N3 | 3000129658 | Functional | Others
11227 | Mathura Das Mathur Hospital Jdh | Centrifuge Machine ( 4 Tube ) | Model not available | 1021 | Functional | Others
11228 | Jajod Chc | Suction Machine | Model Not Available | 2000037604 | Functional | Others
11229 | Jhalawar Medical College Medical Collage Hospital | O.T. Light Single Dome | MODEL NOT AVAILABLE | 3000130248 | Functional | Others
11230 | Newai Chc | Spot Light ( Portable ) | Model Not Available | 300080076 | Functional | Others
11231 | Govt Bangur Hopital Pali Dh | Freezes | MODEL NOT AVAILABLE | bjo5boea600p1d360038 | Functional | Haier Appliances India Pvt
11232 | Swaroopganj Phc | 100mA X-Ray Machine | Allengers - MARS-6R | 2000035486 | Functional | Others
11233 | Govt Bangur Hopital Pali Dh | Freezes | MODEL NOT AVAILABLE | blo3v8e9800picce0042 | Functional | Haier Appliances India Pvt
11234 | Jhalawar Medical College Medical Collage Hospital | Syringe Needle Destroyer | Model not available | 3000130244 | Functional | Others
11235 | Swaroopganj Phc | Multi-Para Monitor | Model not available | 2000035477 | Functional | Others
11236 | Jhalawar Medical College Medical Collage Hospital | Ventilator | VersaMed iVent 201 | 3000121325 | Functional | Others
11237 | City Dispensary No 1 | SPHYGMOMANOMETER(BP APPRATUS) | MODEL NOT AVAILABLE | 2000019108 | Functional | Ajay Optical India
11238 | City Dispensary No 1 | Centrifuge Machine ( 8 Tube) | Model Not Available | 2000019110 | Functional | Others
11239 | Umaid Hospital Jodhpur Medical College Hospital | FOGGING MACHINE | MODEL NOT AVAILABLE | 3000122721 | Non Functional Repairable | Others
11240 | Mahatma Ghandhi Hospital Jodhpur | Freezes | GL-254AMG5 | 3000122520 | Functional | Others
11241 | Umaid Hospital Jodhpur Medical College Hospital | Spot Light ( Portable ) | Model Not Available | 3000122719 | Non Functional Repairable | Cognate India
11242 | City Dispensary No 1 | Binocular Microscope | PZB 22 | 2000019111 | Functional | Others
11243 | Jhalawar Medical College Medical Collage Hospital | Multi-Para Monitor | Schiller - Truscope Classic | 3000130095 | Functional | Others
11244 | Umaid Hospital Jodhpur Medical College Hospital | Spot Light ( Portable ) | Model Not Available | 3000122720 | Non Functional Repairable | Others
11245 | Fatehpur Chc Sikar | Centrifuge Machine ( 8 Tube) | REMI - R 8C DX | 2000037325 | Functional | Others
11246 | Fatehpur Chc Sikar | Centrifuge Machine ( 8 Tube) | REMI - R 8C DX | 2000037326 | Functional | Others
11247 | Fatehpur Chc Sikar | Centrifuge Machine ( 8 Tube) | REMI - R 8C DX | 2000037335 | Functional | Others
11248 | District Sahadat Hospital Tonk Dh | Suction Machine | Model Not Available | 3000088138 | Functional | Others
11249 | Umaid Hospital Jodhpur Medical College Hospital | Radiant Heat Warmer | Model Not Available | 3000122972 | Functional | Others
11250 | Umaid Hospital Jodhpur Medical College Hospital | Multi-Para Monitor | Star 50 ( L and T ) | 3000122702 | Functional | Larsen And Tourbo Ltd
11251 | City Dispensary No 1 | Glucometer | Model not available | 15066 | Functional | Others
11252 | Umaid Hospital Jodhpur Medical College Hospital | Radiant Heat Warmer | Model Not Available | 3000122198 | Functional | Others
11253 | Govt Bangur Hopital Pali Dh | Water Bath | Model not available | 3000124695 | Functional | Others
11254 | Jhalawar Medical College Medical Collage Hospital | Syringe Needle Destroyer | Model not available | 3000121350 | Functional | Others
11255 | Dist Hospital Barmer Dh | Defibrillator | MODEL NOT AVAILABLE | 265 | Functional | Schiller Healthcare India Pvt Ltd
11256 | Gazsinghpur Chc | 100mA X-Ray Machine | Siemens - Nanophos 100 | 3000048815 | Functional | Cmho Supply
11257 | Umaid Hospital Jodhpur Medical College Hospital | Suction Machine | Model Not Available | 3000122745 | Functional | Others
11258 | Jhalawar Medical College Medical Collage Hospital | Glucometer | Model not available | 3000121362 | Functional | Others
11259 | Jhalawar Medical College Medical Collage Hospital | Glucometer | Model not available | 3000121363 | Functional | Others
11260 | Peeplu Chc | Radiant Heat Warmer | Zeal - RHW 2101A | rhw2101a/1113/2430 | Functional | Others
11261 | Gazsinghpur Chc | Radiant Heat Warmer | Zeal - RHW 2101A | 3000048817 | Functional | Zeal Medical Pvt Ltd
11262 | District Hospital Pratapgarh Dh | Freezes | MODEL NOT AVAILABLE | 3000121152 | Functional | Others
11263 | Govt Bangur Hopital Pali Dh | Syringe Infusion Pump | Model not available | 21270638 | Functional | Others
11264 | Gharsana Chc | Semi Automated Chemistry Analyzer | Model not Available | 3000041475 | Functional | Others
11265 | Mathura Das Mathur Hospital Jdh | Suction Machine | Model Not Available | 3000117537 | Functional | Others
11266 | Mathura Das Mathur Hospital Jdh | Suction Machine | Model Not Available | 3000134161 | Functional | Others
11267 | Mathura Das Mathur Hospital Jdh | Suction Machine | Microsil - ND350 | 2000019235* | Functional | Others
11268 | Mathura Das Mathur Hospital Jdh | Suction Machine | Model Not Available | 3000134148 | Functional | Others
11269 | Mathura Das Mathur Hospital Jdh | Suction Machine | Model Not Available | 3000134146 | Functional | Others
11270 | Gharsana Chc | Incubator | MODEL NOT AVAILABLE | 3000041477 | Functional | Others
11271 | Mathura Das Mathur Hospital Jdh | Pulse Oxymeter | Crown | 3000086930 | Functional | Cmho Supply
11272 | Gazsinghpur Chc | Nebulizer | MODEL NOT AVAILABLE | 3000048823 | Functional | Cmho Supply
11273 | Lalsot Chc | ECG Machine (Six Channel ) | Model Not Available | 1913050180 | Functional | Aspen Diagnostics Pvt Ltd
11274 | Lalsot Chc | ECG Machine (Six Channel ) | Model Not Available | 3000081534 | Functional | Cmho Supply
11275 | District Sahadat Hospital Tonk Dh | BLOOD DONOR COUCH | MODEL NOT AVAILABLE | 3000088112 | Functional | Others
11276 | District Hospital Pratapgarh Dh | Centrifuge Machine (36 Tubes) | REMI - R 23 | 7024 | Functional | Remi Electrotechnik Ltd
11277 | Gazsinghpur Chc | Suction Machine | Model Not Available | 3000048829 | Functional | Others
11278 | District Hospital Pratapgarh Dh | Monocular Microscope | Model not available | 464155 | Functional | Others
11279 | Dist Hospital Barmer Dh | C-Arm Machine | Model Not Available | 2K1003101-C | Functional | Allengers Medical Systems Ltd
11280 | Mathura Das Mathur Hospital Jdh | Suction Machine | Model Not Available | 25 | Functional | Others
11281 | Jhalawar Medical College Medical Collage Hospital | Nebulizer | MODEL NOT AVAILABLE | 3000121219 | Functional | Others
11282 | Gazsinghpur Chc | SPHYGMOMANOMETER(BP APPRATUS) | MODEL NOT AVAILABLE | 3000048828 | Functional | Others
11283 | Newai Chc | Glucometer | Model not available | 3000080070 | Functional | Others
11284 | Jhalawar Medical College Medical Collage Hospital | Pulse Oxymeter | Model Not Available | 3000121220 | Functional | Others
11285 | Jhalawar Medical College Medical Collage Hospital | Pulse Oxymeter | Model Not Available | 3000121226 | Functional | Others
11286 | Jhalawar Medical College Medical Collage Hospital | Pulse Oxymeter | Model Not Available | 300121228 | Functional | Others
11287 | Umaid Hospital Jodhpur Medical College Hospital | Centrifuge Machine ( 16 Tube ) | Model not available | 3000124994 | Functional | Rayto Life And Analytical Sciences Co Ltd
11288 | Mathura Das Mathur Hospital Jdh | Defibrillator | MODEL NOT AVAILABLE | 3000131773 | Functional | Others
11289 | Umaid Hospital Jodhpur Medical College Hospital | Incubator | MODEL NOT AVAILABLE | 3000124995 | Functional | Others
11290 | Newai Chc | VDRL Rotator (Rotor and Shaker) | Model Not Available | 3000080071 | Functional | Others
11291 | Nawalgarh Satellite Hospital | STABILIZER | MODEL NOT AVAILABLE | 2000019671 | Non Functional Repairable | Others
11292 | District Hospital Paota | Autoclave | Model not available | 3000049374 | Functional | Others
11293 | Nawalgarh Satellite Hospital | Syringe Needle Destroyer | NSD100 | 2000019672 | Functional | Others
11294 | District Hospital Paota | Autoclave | Model not available | 49373 | Functional | Others
11295 | Mathura Das Mathur Hospital Jdh | Syringe Infusion Pump | Model not available | 3000131758 | Functional | Others
11296 | Mathura Das Mathur Hospital Jdh | Syringe Infusion Pump | Model not available | 3000131759 | Functional | Others
11297 | Mathura Das Mathur Hospital Jdh | Syringe Infusion Pump | Model not available | 3000131760 | Functional | Others
11298 | Mathura Das Mathur Hospital Jdh | Syringe Infusion Pump | Model not available | 3000131761 | Functional | Others
11299 | Mathura Das Mathur Hospital Jdh | Syringe Infusion Pump | Model not available | 3000131762 | Functional | Others
11300 | Mathura Das Mathur Hospital Jdh | Syringe Infusion Pump | Model not available | 3000131763 | Functional | Others
11301 | Mathura Das Mathur Hospital Jdh | Syringe Infusion Pump | Model not available | 3000131764 | Functional | Others
11302 | Mathura Das Mathur Hospital Jdh | Syringe Infusion Pump | Model not available | 3000131774 | Functional | Others
11303 | Mathura Das Mathur Hospital Jdh | Syringe Infusion Pump | MODEL NOT AVAILABLE | 3000085759 | Functional | Bhaseen Health Products Pvt Ltd
11304 | Mathura Das Mathur Hospital Jdh | Syringe Infusion Pump | Model not available | 3000131737 | Functional | Others
11305 | Mathura Das Mathur Hospital Jdh | Syringe Infusion Pump | Model not available | 3000131740 | Functional | Others
11306 | M G Hospital Bhilwara Dh | 500mA X-Ray Machine | Wipro GE - DX - 525 | 50350075 | Functional | Others
11307 | Jhalawar Medical College Medical Collage Hospital | Binocular Microscope | Model Not Available | 3000055000 | Functional | Others
11308 | Jhalawar Medical College Medical Collage Hospital | Glucometer | Model not available | 3000121470 | Functional | Others
11309 | Jhalawar Medical College Medical Collage Hospital | Freezes | MODEL NOT AVAILABLE | 3000130040 | Functional | Others
11310 | District Hospital Paota | Monocular Microscope | Model not available | 3000049361 | Functional | Others
11311 | Khedala Bujurg Phc | Ice lined refrigerator | MK - 142 | 25018613 | Functional | Others
11312 | M G Hospital Bhilwara Dh | Syringe Needle Destroyer | Model not available | 14C-815 | Functional | Others
11313 | Nawalgarh Satellite Hospital | Hemoglobin meter | HB 301 | 2000019636 | Functional | Hemocue India
11314 | Saatha Phc | Monocular Microscope | Model not available | 3000081669 | Functional | Others
11315 | Jhalawar Medical College Medical Collage Hospital | Anesthesia Machine | MODEL NOT AVAILABLE | 3000121460 | Functional | Others
11316 | M G Hospital Bhilwara Dh | Ice lined refrigerator | HBD-116 | BE0490E011B287MO823 | Functional | Others
11317 | Jhalawar Medical College Medical Collage Hospital | Glucometer | Model not available | 3000121462 | Not in use | Others
11318 | District Hospital Paota | SPHYGMOMANOMETER(BP APPRATUS) | MODEL NOT AVAILABLE | 1061016 | Functional | Others
11319 | Umaid Hospital Jodhpur Medical College Hospital | Blood Bank Refrigerator | Model not available | 3000124974 | Functional | Others
11320 | Jhalawar Medical College Medical Collage Hospital | Syringe Needle Destroyer | Model not available | 3000121465 | Functional | Others
11321 | Umaid Hospital Jodhpur Medical College Hospital | Incubator | MODEL NOT AVAILABLE | 3000131501 | Functional | Others
11322 | Umaid Hospital Jodhpur Medical College Hospital | Incubator | MODEL NOT AVAILABLE | 3000131502 | Functional | Others
11323 | District Hospital Paota | Hydraulic Operation Table | MODEL NOT AVAILABLE | 68 | Functional | Others
11324 | Jhalawar Medical College Medical Collage Hospital | Syringe Needle Destroyer | Model not available | 3000121211 | Functional | Others
11325 | Jhalawar Medical College Medical Collage Hospital | Syringe Needle Destroyer | Model not available | 3000121214 | Functional | Others
11326 | Jhalawar Medical College Medical Collage Hospital | Syringe Needle Destroyer | Model not available | 3000121224 | Functional | Others
11327 | Jhalawar Medical College Medical Collage Hospital | Syringe Needle Destroyer | Model not available | 3000121225 | Functional | Others
11328 | Talchidi Phc | Weighing Machine | MODEL NOT AVAILABLE | 3000081598 | Functional | Others
11329 | Umaid Hospital Jodhpur Medical College Hospital | Blood Bank Refrigerator | Model not available | 3000120464 | Functional | Others
11330 | Jhalawar Medical College Medical Collage Hospital | Freezes | MODEL NOT AVAILABLE | 300121215 | Functional | Others
11331 | District Hospital Paota | Autoclave | Model not available | 3000049373 | Functional | Others
11332 | Nawalgarh Satellite Hospital | O.T. Light Single Dome | MODEL NOT AVAILABLE | 2000019699 | Functional | Cognate India
11333 | Mathura Das Mathur Hospital Jdh | Suction Machine | Model Not Available | 3000122293 | Functional | Others
11334 | Bissau Chc | Binocular Microscope | M L W Intermed | 2000021953 | Functional | Mlw Intermed
11335 | Mathura Das Mathur Hospital Jdh | Instrument Sterilizer | Model Not Available | 3000117502 | Functional | Others
11336 | Mathura Das Mathur Hospital Jdh | Instrument Sterilizer | Model Not Available | 3000117513 | Functional | Others
11337 | Jln Central Store Medical College | ECG Monitor | Model not available | PTPL/ZIDNT40A0132 | Functional | Others
11338 | Dist Hospital Barmer Dh | ELISA READR WITH WASHER | RT 2100C AND RT 2600C | 46150829E | Functional | Rayto Life And Analytical Sciences Co Ltd
11339 | District Hospital Chittorgarh Dh | Phototherepy Unit | Fenam, Bilitron Sky 5006 | I-TYAK-450044 | Functional | Fanem
11340 | Jln Central Store Medical College | ECG Monitor | Model not available | PTPL/ZIDNT40A0124 | Functional | Others
11341 | M G Hospital Bhilwara Dh | Baby Weighing Machine | Model Not Available | 3000125067 | Non Functional Not Repairable | Others
11342 | District Hospital Paota | Oxygen Concentrator | Model Not Available | 20637 | Functional | Others
11343 | Mathura Das Mathur Hospital Jdh | Cold Light Source | MODEL NOT AVAILABLE | 3000117546 | Functional | Others
11344 | Mathura Das Mathur Hospital Jdh | Double Puncture Laparoscope with Console Unit | Model Not Available | 3000117544 | Functional | Others
11345 | Jln Central Store Medical College | Syringe Infusion Pump | ZION PLUS | PTPL/ZIDNT40A0122 | Functional | Others
11346 | Deoli Chc | Ice lined refrigerator | Model Not Available | 3000088045 | Functional | Cmho Supply
11347 | District Hospital Pratapgarh Dh | BLOOD DONOR COUCH | MODEL NOT AVAILABLE | 3000130270 | Functional | Remi Electrotechnik Ltd
11348 | Deoli Chc | Dental X-ray unit | DENTAL X RAY | 3000088049 | Functional | Others
11349 | Deoli Chc | Suction Machine | Model Not Available | 3000088050 | Functional | Others
11350 | District Hospital Pratapgarh Dh | BLOOD DONOR COUCH | MODEL NOT AVAILABLE | 3000130271 | Functional | Others
11351 | Jln Central Store Medical College | Nebulizer | MODEL NOT AVAILABLE | 20120200113UF | Functional | Others
11352 | Gazsinghpur Chc | Ultra Sonic Piezo type scalar | MODEL NOT AVAILABLE | 3000048836 | Functional | Others
11353 | Mathura Das Mathur Hospital Jdh | Slit Lamp | Model Not Available | 3000117504 | Functional | Others
11354 | Jln Central Store Medical College | Defibrillator | MODEL NOT AVAILABLE | J13D392 | Functional | Others
11355 | M G Hospital Bhilwara Dh | Suction Machine | Model Not Available | 3000042771 | Functional | Others
11356 | Manpur Phc Dausa | Suction Machine | Surgicoin | 3000081366 | Functional | Others
11357 | District Hospital Chittorgarh Dh | Multi-Para Monitor | Star 50 ( L and T ) | A10SEO00119 | Functional | Others
11358 | Lalsot Chc | O.T. Light Single Dome | MODEL NOT AVAILABLE | 3000081547 | Functional | Cmho Supply
11359 | Indali Chc Jhunjunu | SPHYGMOMANOMETER(BP APPRATUS) | MODEL NOT AVAILABLE | 2000021802 | Functional | Others
11360 | Nawalgarh Satellite Hospital | Syringe Needle Destroyer | Microsil - ND350 | 2000019639 | Functional | Others
11361 | Jhalawar Medical College Medical Collage Hospital | Pulse Oxymeter | Model Not Available | 3000130197 | Functional | Others
11362 | Jhalawar Medical College Medical Collage Hospital | Pulse Oxymeter | Model Not Available | 3000130196 | Functional | Others
11363 | Malpura Chc | Instrument Sterilizer | Model Not Available | 3000088331 | Functional | Others
11364 | Jhalawar Medical College Medical Collage Hospital | Glucometer | Model not available | 3000130193 | Functional | Others
11365 | Nawalgarh Satellite Hospital | FOGGING MACHINE | MODEL NOT AVAILABLE | 2000019667 | Functional | Others
11366 | Uniara Chc | Fetal Doppler | ND - 102 | 3000088022 | Functional | Others
11367 | Uniara Chc | Instrument Sterilizer | Model Not Available | 3000088026 | Functional | Others
11368 | Uniara Chc | Autoclave | Model not available | 3000088028 | Functional | Others
11369 | Bissau Chc | 100mA X-Ray Machine | Model not available | 2000021964 | Functional | Allengers Medical Systems Ltd
11370 | Uniara Chc | ECG Machine (Six Channel ) | Model Not Available | c613426 | Functional | Others
11371 | Sunder Singh Bhandari Hospital Chandpole Dh | Anesthesia Machine | MODEL NOT AVAILABLE | 3000040025 | Functional | Suprime Enterprises
11372 | Sunder Singh Bhandari Hospital Chandpole Dh | Defibrillator | MODEL NOT AVAILABLE | J09D114 | Functional | Schiller Healthcare India Pvt Ltd
11373 | Sunder Singh Bhandari Hospital Chandpole Dh | Blood Bank Refrigerator | Model not available | BE04G4E2600B2A550068 | Functional | Haier Appliances India Pvt
11374 | Mathura Das Mathur Hospital Jdh | Syringe Infusion Pump | Allied - Syrn 200 | 3000117436 | Functional | Others
11375 | Mathura Das Mathur Hospital Jdh | Syringe Infusion Pump | Allied - Syrn 200 | 3000117437 | Functional | Others
11376 | Mathura Das Mathur Hospital Jdh | Syringe Infusion Pump | Allied - Syrn 200 | 3000117438 | Functional | Others
11377 | Mathura Das Mathur Hospital Jdh | Syringe Infusion Pump | Allied - Syrn 200 | 3000117572 | Functional | Others
11378 | Mathura Das Mathur Hospital Jdh | Syringe Infusion Pump | Allied - Syrn 200 | 3000117439 | Functional | Others
11379 | Mathura Das Mathur Hospital Jdh | Syringe Infusion Pump | Allied - Syrn 200 | 3000117440 | Functional | Others
11380 | Mathura Das Mathur Hospital Jdh | Automated Urine Analyzer | Model not available | 3000120389 | Functional | Others
11381 | Mathura Das Mathur Hospital Jdh | C-Arm Machine | Model Not Available | 3000120404 | Functional | Others
11382 | Sunder Singh Bhandari Hospital Chandpole Dh | Ice lined refrigerator | Model Not Available | BE07F0N00B2A600467 | Functional | Haier Appliances India Pvt
11383 | District Hospital Pratapgarh Dh | Radiant Heat Warmer | Model Not Available | 3000129968 | Functional | Others
11384 | Mathura Das Mathur Hospital Jdh | Syringe Infusion Pump | Model not available | 3000131747 | Functional | Others
11385 | Mathura Das Mathur Hospital Jdh | Syringe Infusion Pump | Model not available | 3000131748 | Functional | Others
11386 | Mathura Das Mathur Hospital Jdh | Syringe Infusion Pump | Model not available | 3000131756 | Functional | Others
11387 | Mathura Das Mathur Hospital Jdh | Syringe Infusion Pump | Model not available | 3000131757 | Functional | Others
11388 | Gazsinghpur Chc | Nebulizer | MODEL NOT AVAILABLE | 774902 | Functional | Donation
11389 | Jhalawar Medical College Medical Collage Hospital | Suction Machine | Model Not Available | 3000121481 | Functional | Others
11390 | Jhalawar Medical College Medical Collage Hospital | Syringe Infusion Pump | Model not available | 3000121222 | Functional | Others
11391 | District Sahadat Hospital Tonk Dh | Centrifuge Machine ( 8 Tube) | Model Not Available | 3000088114 | Functional | Others
11392 | Mathura Das Mathur Hospital Jdh | Defibrillator | MODEL NOT AVAILABLE | 3000131646 | Functional | Others
11393 | Mathura Das Mathur Hospital Jdh | Defibrillator | MODEL NOT AVAILABLE | 3000131647 | Functional | Others
11394 | Mathura Das Mathur Hospital Jdh | Defibrillator | MODEL NOT AVAILABLE | 3000131645 | Functional | Others
11395 | Nawalgarh Satellite Hospital | Nebulizer | MODEL NOT AVAILABLE | 2000019674 | Non Functional Repairable | Others
11396 | Jhalawar Medical College Medical Collage Hospital | Syringe Needle Destroyer | Nulife - Dots | 3000129685 | Functional | Others
11397 | Govt Bangur Hopital Pali Dh | Syringe Infusion Pump | Model not available | 21270238 | Functional | Others
11398 | Jhalawar Medical College Medical Collage Hospital | Instrument Sterilizer | Model Not Available | 3000129627 | Functional | Others
11399 | Mathura Das Mathur Hospital Jdh | Syringe Infusion Pump | Model not available | 3000131344 | Functional | Others
11400 | Mathura Das Mathur Hospital Jdh | Syringe Infusion Pump | Model not available | 3000131343 | Functional | Others
11401 | Mathura Das Mathur Hospital Jdh | Syringe Infusion Pump | Model not available | 3000131342 | Functional | Others
11402 | Mathura Das Mathur Hospital Jdh | Syringe Infusion Pump | Model not available | 3000131341 | Functional | Others
11403 | Mathura Das Mathur Hospital Jdh | Syringe Infusion Pump | Model not available | 3000131340 | Functional | Others
11404 | Jhalawar Medical College Medical Collage Hospital | Freezes | Kelvinator KGE 193 | 3000129629 | Functional | Others
11405 | Lalsot Chc | Radiant Heat Warmer | Zeal - RHW 2101A | 1884 | Functional | Cmho Supply
11406 | Dist Hospital Barmer Dh | SPHYGMOMANOMETER(BP APPRATUS) | MODEL NOT AVAILABLE | 3000124537 | Functional | Others
11407 | Gazsinghpur Chc | SPHYGMOMANOMETER(BP APPRATUS) | MODEL NOT AVAILABLE | 289263 | Functional | Bhasin Sons Private Limited
11408 | Chhan Chc | FOOT OPERATED SUCTION MACHINE | MODEL NOT AVAILABLE | 3000080054 | Functional | Others
11409 | Gazsinghpur Chc | ECG Machine (Three Channel ) | Medicaid - CardioFax 3R | E10650709 | Functional | Cmho Supply
11410 | Jhalawar Medical College Medical Collage Hospital | Pulse Oxymeter | Model Not Available | 3000129672 | Functional | Others
11411 | Jhalawar Medical College Medical Collage Hospital | Pulse Oxymeter | Model Not Available | 3000129675 | Functional | Others
11412 | Jhalawar Medical College Medical Collage Hospital | Pulse Oxymeter | Model Not Available | 3000129681 | Functional | Others
11413 | Umaid Hospital Jodhpur Medical College Hospital | Binocular Microscope | PZB 22 | 3000120418 | Functional | Others
11414 | Nawalgarh Satellite Hospital | Suction Machine | Model Not Available | 2000019658 | Non Functional Repairable | Cmho Supply
11415 | Nawalgarh Satellite Hospital | SPHYGMOMANOMETER(BP APPRATUS) | MODEL NOT AVAILABLE | 2000019662 | Non Functional Repairable | Others
11416 | Umaid Hospital Jodhpur Medical College Hospital | Centrifuge Machine ( 16 Tube ) | Model not available | 3000125000 | Functional | Remi Electrotechnik Ltd
11417 | Jhalawar Medical College Medical Collage Hospital | Syringe Needle Destroyer | MODEL NOT AVAILABLE | 3000236281 | Functional | Others
11418 | Jhalawar Medical College Medical Collage Hospital | Syringe Needle Destroyer | Model not available | 3000121478 | Not in use | Others
11419 | Jhalawar Medical College Medical Collage Hospital | Syringe Needle Destroyer | Model not available | 3000121480 | Functional | Others
11420 | Jhalawar Medical College Medical Collage Hospital | Multi-Para Monitor | Model not available | 3000121221 | Functional | Others
11421 | Umaid Hospital Jodhpur Medical College Hospital | Blood Bank Refrigerator | Model not available | 3000124983 | Functional | Others
11422 | Nawalgarh Satellite Hospital | Syringe Needle Destroyer | NSD100 | 2000019673 | Functional | Others
11423 | Mathura Das Mathur Hospital Jdh | ELECTRIC OT TABLE | MODEL NOT AVAILABLE | 3000117587 | Functional | Others
11424 | Mathura Das Mathur Hospital Jdh | ELECTRIC OT TABLE | MODEL NOT AVAILABLE | 3000117585 | Functional | Others
11425 | Mathura Das Mathur Hospital Jdh | ELECTRIC OT TABLE | MODEL NOT AVAILABLE | 3000117584 | Functional | Others
11426 | Mathura Das Mathur Hospital Jdh | ELECTRIC OT TABLE | MODEL NOT AVAILABLE | 3000117583 | Functional | Others
11427 | Mathura Das Mathur Hospital Jdh | ELECTRIC OT TABLE | MODEL NOT AVAILABLE | 3000117582 | Functional | Others
11428 | Mathura Das Mathur Hospital Jdh | Double Puncture Laparoscope with Console Unit | Model Not Available | 3000117538 | Functional | Others
11429 | Uniara Chc | Ice lined refrigerator | Model Not Available | BE07f4E0N00 | Functional | Others
11430 | Gazsinghpur Chc | O.T. Light Single Dome | MODEL NOT AVAILABLE | 3000048814 | Functional | Others
11431 | Malpura Chc | Syringe Needle Destroyer | Model not available | 3000088354 | Functional | Others
11432 | M G Hospital Bhilwara Dh | Cardioscope | MODEL NOT AVAILABLE | M014E004170 | Functional | Others
11433 | Jln Central Store Medical College | Nebulizer | MODEL NOT AVAILABLE | 20120200116 | Functional | Others
11434 | Bissau Chc | Suction Machine | Model Not Available | 2000021969 | Functional | Others
11435 | Malpura Chc | Incubator | MODEL NOT AVAILABLE | 3000088356 | Functional | Others
11436 | Nawalgarh Satellite Hospital | SPHYGMOMANOMETER(BP APPRATUS) | MODEL NOT AVAILABLE | 2000019666 | Non Functional Repairable | Others
11437 | Nawalgarh Satellite Hospital | Syringe Needle Destroyer | Model not available | 2000019701 | Functional | Others
11438 | District Sahadat Hospital Tonk Dh | Oxygen Concentrator | Model Not Available | AXTCIC/6243 | Non Functional Repairable | Bpl Medical Technologies
11439 | M G Hospital Bhilwara Dh | Suction Machine | Model Not Available | 3331104 | Functional | Others
11440 | Dist Hospital Barmer Dh | Single Puncture Laparoscope with Console Unit | 26034AAV | 3000124530 | Functional | Others
11441 | District Hospital Chittorgarh Dh | Nebulizer | MODEL NOT AVAILABLE | 3000121777 | Functional | Others
11442 | District Hospital Chittorgarh Dh | Syringe Needle Destroyer | Model not available | 3000121716 | Functional | Others
11443 | District Hospital Pratapgarh Dh | Hemoglobin meter | Model Not Available | 3000130275 | Functional | Others
11444 | District Sahadat Hospital Tonk Dh | Compressor | MODEL NOT AVAILABLE | 3000088267 | Functional | Others
11445 | Sankramak Hospital Medical Collage Hospital | Monocular Microscope | Model not available | 3000131149 | Functional | Others
11446 | Uniara Chc | Hydraulic Operation Table | MODEL NOT AVAILABLE | 89 | Functional | Others
11447 | M G Hospital Bhilwara Dh | Defibrillator | MODEL NOT AVAILABLE | 3000042759 | Functional | Others
11448 | District Sahadat Hospital Tonk Dh | Hand Pieces | MODEL NOT AVAILABLE | 3000088270 | Functional | Others
11449 | District Hospital Pratapgarh Dh | Binocular Microscope | Model Not Available | 3000130278 | Functional | Others
11450 | Malpura Chc | Centrifuge Machine ( 16 Tube ) | Model not available | JBLC-8771 | Functional | Others
11451 | District Hospital Chittorgarh Dh | Syringe Infusion Pump | Model not available | 3000121781 | Functional | Plenum Tech Pvt Ltd
11452 | Mathura Das Mathur Hospital Jdh | Multi-Para Monitor | Model not available | 3000117441 | Functional | Others
11453 | Mathura Das Mathur Hospital Jdh | Multi-Para Monitor | Model not available | 3000117443 | Functional | Others
11454 | Mathura Das Mathur Hospital Jdh | Multi-Para Monitor | Model not available | 3000117444 | Functional | Others
11455 | Mathura Das Mathur Hospital Jdh | Multi-Para Monitor | Model not available | 3000117445 | Functional | Others
11456 | Mathura Das Mathur Hospital Jdh | Multi-Para Monitor | Model not available | 3000117446 | Functional | Others
11457 | Mathura Das Mathur Hospital Jdh | Multi-Para Monitor | Model not available | 3000117447 | Functional | Others
11458 | Mathura Das Mathur Hospital Jdh | Multi-Para Monitor | Model not available | 3000117458 | Functional | Others
11459 | Mathura Das Mathur Hospital Jdh | Multi-Para Monitor | Model not available | 3000117459 | Functional | Others
11460 | Mathura Das Mathur Hospital Jdh | Multi-Para Monitor | Model not available | 3000117460 | Functional | Others
11461 | Mathura Das Mathur Hospital Jdh | Multi-Para Monitor | Model not available | 3000117461 | Functional | Others
11462 | Gazsinghpur Chc | SPHYGMOMANOMETER(BP APPRATUS) | MODEL NOT AVAILABLE | 3000048810 | Functional | Others
11463 | Mathura Das Mathur Hospital Jdh | Cautry Machine | Model Not Available | 3000134131 | Functional | Others
11464 | Mathura Das Mathur Hospital Jdh | SPHYGMOMANOMETER(BP APPRATUS) | MODEL NOT AVAILABLE | 3000117515 | Functional | Others
11465 | Alsisar Phc | Glucometer | Model not available | GC14136619 | Functional | Others
11466 | Ajadi Kalan Phc Jhunjunu | SPHYGMOMANOMETER(BP APPRATUS) | MODEL NOT AVAILABLE | 140513450 | Functional | Oertli Instrumente Ag
11467 | District Hospital Chittorgarh Dh | Multi-Para Monitor | Model Not Available | 9076 | Non Functional Not Repairable | Zeal Medical Pvt Ltd
11468 | Mathura Das Mathur Hospital Jdh | Incubator | Yorco - YSI - 438D | 3000120390 | Functional | Others
11469 | District Hospital Chittorgarh Dh | Multi-Para Monitor | Star 50 ( L and T ) | 3000121659 | Functional | Others
11470 | Mandawa Chc | Glucometer | Model not available | 1012a004413 | Functional | Others
11471 | Malpura Chc | ECG Machine (Three Channel ) | Medicaid - CardioFax 3R | i10570812 | Functional | Others
11472 | Sunder Singh Bhandari Hospital Chandpole Dh | Syringe Needle Destroyer | Model not available | 12459 | Functional | Others
11473 | District Hospital Pratapgarh Dh | Freezes | MODEL NOT AVAILABLE | 3000129969 | Functional | Videocon Industries Ltd
11474 | District Hospital Chittorgarh Dh | Multi-Para Monitor | Model not available | F13SD3499 | Functional | Larsen And Tourbo Ltd
11475 | Alsisar Phc | Radiant Heat Warmer | Zeal - RHW 2101A | RHW2101A/0913/1990 | Functional | Zeal Medical Pvt Ltd
11476 | Ajadi Kalan Phc Jhunjunu | Weighing Machine | Crown | 2000019604 | Functional | Crown Digital Scales Inc
11477 | Umaid Hospital Jodhpur Medical College Hospital | Fully Automated Clinical Chemistry Analyzer | Transasia - EM 200 | 3000120369 | Non Functional Repairable | Others
11478 | Sunder Singh Bhandari Hospital Chandpole Dh | Baby Weighing Machine | Crown | 3000040021 | Functional | Crown Digital Scales Inc
11479 | Dist Hospital Barmer Dh | Multi-Para Monitor | Model not available | 3000124580 | Non Functional Not Repairable | Others
11480 | Malpura Chc | ECG Machine (Single Channel) | Model Not Available | c613421 | Functional | Others
11481 | Mathura Das Mathur Hospital Jdh | Hot Air Oven | Yorco - YSI - 431D | 3000120391 | Functional | Others
11482 | Mathura Das Mathur Hospital Jdh | Hot Air Oven | Yorco - YSI - 431D | 3000120392 | Functional | Others
11483 | District Hospital Chittorgarh Dh | Multi-Para Monitor | Model not available | 3000121660 | Functional | Others
11484 | Mathura Das Mathur Hospital Jdh | Cautry Machine | Model Not Available | 3000117511 | Functional | Others
11485 | Mathura Das Mathur Hospital Jdh | Cautry Machine | Model Not Available | 2000034962 | Functional | Others
11486 | Mathura Das Mathur Hospital Jdh | Cautry Machine | Model Not Available | 2000034963 | Functional | Others
11487 | District Hospital Chittorgarh Dh | Multi-Para Monitor | Model not available | F13SD3672 | Functional | Larsen And Tourbo Ltd
11488 | Mathura Das Mathur Hospital Jdh | Syringe Infusion Pump | Allied - Syrn 200 | 3000117608 | Functional | Others
11489 | Mathura Das Mathur Hospital Jdh | Syringe Infusion Pump | Allied - Syrn 200 | 3000117607 | Functional | Others
11490 | Mathura Das Mathur Hospital Jdh | Syringe Infusion Pump | Allied - Syrn 200 | 3000117606 | Functional | Others
11491 | Mathura Das Mathur Hospital Jdh | Syringe Infusion Pump | Allied - Syrn 200 | 3000117605 | Functional | Others
11492 | Mathura Das Mathur Hospital Jdh | Syringe Infusion Pump | Allied - Syrn 200 | 3000117604 | Functional | Others
11493 | Mathura Das Mathur Hospital Jdh | Syringe Infusion Pump | Allied - Syrn 200 | 3000117613 | Functional | Others
11494 | Mathura Das Mathur Hospital Jdh | Syringe Infusion Pump | Allied - Syrn 200 | 3000117612 | Functional | Others
11495 | Mathura Das Mathur Hospital Jdh | Syringe Infusion Pump | Allied - Syrn 200 | 3000117611 | Functional | Others
11496 | Dist Hospital Barmer Dh | Pulse Oxymeter | Model Not Available | 3000124536 | Non Functional Not Repairable | Others
11497 | Mathura Das Mathur Hospital Jdh | Syringe Infusion Pump | Model not available | 3000120916 | Functional | Others
11498 | Lalsot Chc | Radiant Heat Warmer | Tender Care | 21076 | Functional | Meditrin Instruments
11499 | Chhan Chc | Autoclave | Model not available | 3000080056 | Functional | Others
11500 | Mathura Das Mathur Hospital Jdh | Suction Machine | Model Not Available | 3000120917 | Functional | Others
11501 | Mathura Das Mathur Hospital Jdh | Suction Machine | Model Not Available | 3000121918 | Functional | Others
11502 | Mathura Das Mathur Hospital Jdh | Suction Machine | Model Not Available | 3000120919 | Functional | Others
11503 | Mathura Das Mathur Hospital Jdh | Suction Machine | Model Not Available | 3000120920 | Functional | Others
11504 | Mathura Das Mathur Hospital Jdh | Suction Machine | Model Not Available | 3000120921 | Functional | Others
11505 | Nawalgarh Satellite Hospital | Centrifuge Machine ( 4 Tube ) | Model not available | 2000019649 | Functional | Others
11506 | Lalsot Chc | Phototherepy Unit | Meditrin - Digital Bilitimer Phototherapy | BT09 | Functional | Cmho Supply
11507 | Umaid Hospital Jodhpur Medical College Hospital | Dental Chair Unit | Model Not Available | 3000124095 | Functional | Others
11508 | Sikrai Chc | Blood Cell Counter - 3 part | Horiba - ABX Micros ES 60 | 304es0h05476 | Functional | Others
11509 | Umaid Hospital Jodhpur Medical College Hospital | Dental X-ray unit | DENTAL X RAY | 3000124096 | Functional | Others
11510 | Gharsana Chc | Spot Light ( Portable ) | Model Not Available | 3000041497 | Functional | Others
11511 | Nawalgarh Satellite Hospital | Centrifuge Machine ( 4 Tube ) | Model not available | 2000019650 | Functional | Others
11512 | Newai Chc | 100mA X-Ray Machine | Model not available | 3000080078 | Functional | Others
11513 | Umaid Hospital Jodhpur Medical College Hospital | Spot Light ( Portable ) | Model Not Available | 3000122723 | Functional | Others
11514 | Mathura Das Mathur Hospital Jdh | Bipolar Cautery Machine | Model Not Available | 3000134179 | Functional | Others
11515 | M G Hospital Bhilwara Dh | Baby Weighing Machine | Pricision Goldtech | 30722789 | Functional | Others
11516 | District Sahadat Hospital Tonk Dh | Automated Urine Analyzer | Jupiter 200 | 3000086021 | Functional | Others
11517 | Mathura Das Mathur Hospital Jdh | Ventilator | Philips - Ventilator | 3000117393 | Functional | Others
11518 | M G Hospital Bhilwara Dh | Spot Light ( Portable ) | Model Not Available | 3000042770 | Functional | Others
11519 | Mathura Das Mathur Hospital Jdh | C-Arm Machine | Model Not Available | 3000134159 | Functional | Others
11520 | Bissau Chc | O.T. Light Single Dome | MODEL NOT AVAILABLE | 2000021970 | Functional | Surgi Sun
11521 | Malpura Chc | Semi Automated Chemistry Analyzer | CHEM 5 PLUS | 61037 | Functional | Others
11522 | Mathura Das Mathur Hospital Jdh | Suction Machine | Model Not Available | 3000131653 | Functional | Others
11523 | Mathura Das Mathur Hospital Jdh | Suction Machine | Model Not Available | 3000131652 | Functional | Others
11524 | Mathura Das Mathur Hospital Jdh | Defibrillator | MODEL NOT AVAILABLE | 2000034959 | Functional | Others
11525 | Mathura Das Mathur Hospital Jdh | Anesthesia Machine | MODEL NOT AVAILABLE | 3000134184 | Functional | Others
11526 | Mathura Das Mathur Hospital Jdh | ELECTRIC OT TABLE | MODEL NOT AVAILABLE | 2000034960 | Functional | Others
11527 | Mathura Das Mathur Hospital Jdh | Instrument Sterilizer | Model Not Available | 3000134158 | Functional | Others
11528 | M G Hospital Banswara Dh | Anesthesia Machine | MODEL NOT AVAILABLE | 3000042758 | Functional | Others
11529 | District Hospital Chittorgarh Dh | Syringe Infusion Pump | Model not available | 018090/21270301 | Functional | Others
11530 | Manpur Phc Dausa | Radiant Heat Warmer | MODEL NOT AVAILABLE | I-JAK-440-305 | Functional | Fanem
11531 | District Hospital Pratapgarh Dh | Hemoglobin meter | HB 301 | 1341813092 | Functional | Others
11532 | District Sahadat Hospital Tonk Dh | Ultra Sonic Piezo type scalar | MODEL NOT AVAILABLE | 3000088271 | Functional | Others
11533 | Mathura Das Mathur Hospital Jdh | ELECTRIC OT TABLE | MODEL NOT AVAILABLE | 3000134150 | Functional | Others
11534 | Bissau Chc | FOGGING MACHINE | MODEL NOT AVAILABLE | 1251 | Functional | Others
11535 | District Hospital Chittorgarh Dh | Syringe Infusion Pump | Model not available | 018090/21249689 | Functional | Others
11536 | District Hospital Chittorgarh Dh | Multi-Para Monitor | Star 50 ( L and T ) | 3000121715 | Functional | Others
11537 | Mathura Das Mathur Hospital Jdh | Double Puncture Laparoscope with Console Unit | Model Not Available | 3000117528 | Functional | Others
11538 | M G Hospital Bhilwara Dh | Syringe Needle Destroyer | Model not available | 3000042760 | Functional | Others
11539 | Mathura Das Mathur Hospital Jdh | Vessel Sealing System With Bipolar Plasma Resection | MODEL NOT AVAILABLE | 3000117507 | Functional | Others
11540 | District Hospital Paota | Slit Lamp | Model Not Available | 3000047977 | Functional | Others
11541 | Mathura Das Mathur Hospital Jdh | Suction Machine | Model Not Available | 300011761 | Functional | Others
11542 | District Hospital Paota | YAG Laser | Model Not Available | 3000047981 | Functional | Others
11543 | Baragoan Chc | Glucometer | Model not available | 2000019478 | Functional | Others
11544 | Mathura Das Mathur Hospital Jdh | Multi-Para Monitor | Model not available | 3000117462 | Functional | Others
11545 | Mathura Das Mathur Hospital Jdh | Multi-Para Monitor | Model not available | 3000117448 | Functional | Others
11546 | Mathura Das Mathur Hospital Jdh | Single Puncture Laparoscope with Console Unit | 26034AAV | 3000134176 | Functional | Others
11547 | District Hospital Pratapgarh Dh | Water Bath | Model not available | 3000130279 | Non Functional Not Repairable | Yorco Sales Pvt Ltd
11548 | Jln Central Store Medical College | Multi-Para Monitor | Model not available | 104891 | Functional | Others
11549 | Dist Hospital Barmer Dh | Single Puncture Laparoscope with Console Unit | 26034AAV | 3000124522 | Functional | Others
11550 | Bissau Chc | Ultra Sonography (USG) & Colour Dopler Machine | Model not available | 2000021982 | Functional | Shimandzu Medical (India) Private Limited
11551 | M G Hospital Banswara Dh | SPHYGMOMANOMETER(BP APPRATUS) | MODEL NOT AVAILABLE | 3000042762 | Functional | Others
11552 | Jln Central Store Medical College | Multi-Para Monitor | Model not available | 104900 | Functional | Others
11553 | Uniara Chc | O.T. Light Single Dome | MODEL NOT AVAILABLE | 300008802 | Functional | Others
11554 | Umaid Hospital Jodhpur Medical College Hospital | Ultra Sonography (USG) & Colour Dopler Machine | Aloka - ProSound Alfa 6 | 3000124958 | Functional | Aloka Medical Ltd
11555 | Malpura Chc | Centrifuge Machine ( 8 Tube) | Model Not Available | 3000088363 | Functional | Others
11556 | District Hospital Chittorgarh Dh | Syringe Infusion Pump | Model not available | 3000121782 | Functional | Plenum Tech Pvt Ltd
11557 | District Hospital Pratapgarh Dh | Hot Air Oven | Model not available | 3000130280 | Functional | Yorco Sales Pvt Ltd
11558 | M G Hospital Bhilwara Dh | Hydraulic Operation Table | MODEL NOT AVAILABLE | 3000042763 | Functional | Others
11559 | Mathura Das Mathur Hospital Jdh | Hemoglobin meter | Model Not Available | 3000117534 | Functional | Others
11560 | Mathura Das Mathur Hospital Jdh | Hemoglobin meter | Model Not Available | 3000117539 | Functional | Others
11561 | Biwai Phc | Centrifuge Machine ( 8 Tube) | Model Not Available | 3000081335 | Functional | Others
11562 | Mathura Das Mathur Hospital Jdh | Radiant Heat Warmer | Model Not Available | 3000134124 | Functional | Others
11563 | Malpura Chc | Centrifuge Machine ( 8 Tube) | Model Not Available | 3000088364 | Functional | Others
11564 | District Sahadat Hospital Tonk Dh | CTMT Machine | RMS | 3000088276 | Functional | Recorders And Medicaresystems Pvt Ltd
11565 | Bissau Chc | SPHYGMOMANOMETER(BP APPRATUS) | MODEL NOT AVAILABLE | 2000021983 | Functional | Others
11566 | Govt Bangur Hopital Pali Dh | Incubator | MODEL NOT AVAILABLE | 3000124814 | Functional | Others
11567 | Jhalawar Medical College Medical Collage Hospital | O.T. Light Single Dome | MODEL NOT AVAILABLE | 3000121326 | Functional | Others
11568 | Govt Bangur Hopital Pali Dh | Incubator | MODEL NOT AVAILABLE | 3000124811 | Functional | Others
11569 | Jhalawar Medical College Medical Collage Hospital | Cautry Machine | Model Not Available | 3000121328 | Functional | Others
11570 | Jhalawar Medical College Medical Collage Hospital | ELECTRIC OT TABLE | MODEL NOT AVAILABLE | 3000121329 | Functional | Others
11571 | Fatehpur Chc Sikar | Blood Cell Counter - 3 part | Horiba - ABX Micros ES 60 | 2000037329 | Functional | Others
11572 | Fatehpur Chc Sikar | Blood Cell Counter - 3 part | Horiba - ABX Micros ES 60 | 2000037332 | Functional | Others
11573 | District Sahadat Hospital Tonk Dh | ECG Machine (Six Channel ) | Model Not Available | BRTA0F2088 | Installation Pending | Bpl Medical Technologies
11574 | Umaid Hospital Jodhpur Medical College Hospital | Radiant Heat Warmer | Model Not Available | 3000122200 | Functional | Others
11575 | Jhalawar Medical College Medical Collage Hospital | C-Arm Machine | Model Not Available | 3000130242 | Functional | Others
11576 | Jhalawar Medical College Medical Collage Hospital | Suction Machine | Model Not Available | 3000130239 | Functional | Others
11577 | Govt Bangur Hopital Pali Dh | O.T. Light Single Dome | MODEL NOT AVAILABLE | 3000131576 | Functional | Others
11578 | Mahatma Ghandhi Hospital Jodhpur | VDRL Rotator (Rotor and Shaker) | Model Not Available | 3000122500 | Functional | Others
11579 | Mahatma Ghandhi Hospital Jodhpur | ELISA Washer | Model not available | 3000122497 | Functional | Others
11580 | Umaid Hospital Jodhpur Medical College Hospital | Multi-Para Monitor | Model not available | 3000122203 | Functional | Others
11581 | Umaid Hospital Jodhpur Medical College Hospital | Multi-Para Monitor | Model not available | 3000122204 | Functional | Others
11582 | Umaid Hospital Jodhpur Medical College Hospital | Pulse Oxymeter | Model Not Available | 3000122633 | Functional | Galaxy Equipments
11583 | Umaid Hospital Jodhpur Medical College Hospital | Multi-Para Monitor | Model not available | 3000122205 | Functional | Others
11584 | Umaid Hospital Jodhpur Medical College Hospital | Multi-Para Monitor | Model not available | 3000122206 | Functional | Others
11585 | Fatehpur Chc Sikar | Blood Bank Refrigerator | JAR -31 | R0903764 | Functional | Others
11586 | Fatehpur Chc Sikar | Binocular Microscope | Model Not Available | 20000373326 | Functional | Others
11587 | Fatehpur Chc Sikar | ECG Machine (Three Channel ) | Medicaid - CardioFax 3R | E10720709 | Functional | Others
11588 | Newai Chc | Phototherepy Unit | Meditrin - Digital Bilitimer Phototherapy | NRHM/PT0919 | Functional | Meditrin Instruments
11589 | Mathura Das Mathur Hospital Jdh | Ventilator | Model Not Available | 3000120731 | Functional | Others
11590 | Lalsot Chc | 300mA X-Ray Machine | Allengers - 300mA | 2K100230010-X | Functional | Allengers Medical Systems Ltd
11591 | Gharsana Chc | Syringe Needle Destroyer | Microsil - ND350 | 9951 | Functional | Others
11592 | Umaid Hospital Jodhpur Medical College Hospital | Pulse Oxymeter | Model Not Available | C12D204 | Functional | Schiller Healthcare India Pvt Ltd
11593 | Lalsot Chc | Baby Weighing Machine | Model Not Available | 3000081538 | Functional | Cmho Supply
11594 | Umaid Hospital Jodhpur Medical College Hospital | Suction Machine | Model Not Available | 3000122757 | Functional | Others
11595 | Lalsot Chc | Nebulizer | MODEL NOT AVAILABLE | 3000081539 | Not in use | Others
11596 | Mathura Das Mathur Hospital Jdh | Cautry Machine | Model Not Available | 3000120721 | Functional | Others
11597 | District Hospital Chittorgarh Dh | Radiant Heat Warmer | Meditrin - Heat Warmer | NRHM/WM09/299 | Functional | Meditrin Instruments
11598 | Umaid Hospital Jodhpur Medical College Hospital | UPS | MODEL NOT AVAILABLE | 3000124098 | Functional | Others
11599 | Sikrai Chc | VDRL Rotator (Rotor and Shaker) | Model Not Available | 3000081682 | Functional | Others
11600 | Indali Chc Jhunjunu | Centrifuge Machine ( 8 Tube) | Model Not Available | 1205 | Functional | Others
11601 | Mathura Das Mathur Hospital Jdh | ELECTRIC OT TABLE | MODEL NOT AVAILABLE | 3000120722 | Functional | Others
11602 | Dist Hospital Barmer Dh | Ventilator | Model Not Available | 173/7-2000 | Functional | Others
11603 | District Hospital Chittorgarh Dh | Radiant Heat Warmer | Meditrin - Heat Warmer | NRHM/WM09/346 | Functional | Meditrin Instruments
11604 | Chhan Chc | Suction Machine | Model Not Available | 3000088339 | Functional | Others
11605 | Umaid Hospital Jodhpur Medical College Hospital | Suction Machine | Model Not Available | 3000131598 | Functional | Others
11606 | Mathura Das Mathur Hospital Jdh | Emergeny First Aid Kit | Medisys | 3000120728 | Functional | Others
11607 | Mathura Das Mathur Hospital Jdh | Emergeny First Aid Kit | Medisys | 3000120729 | Functional | Others
11608 | Mathura Das Mathur Hospital Jdh | Emergeny First Aid Kit | Medisys | 3000120730 | Functional | Others
11609 | Dist Hospital Barmer Dh | Syringe Needle Destroyer | Model not available | 25831 | Functional | Others
11610 | District Hospital Chittorgarh Dh | Radiant Heat Warmer | Meditrin - Heat Warmer | NRHM/WM09/270 | Functional | Meditrin Instruments
11611 | Indali Chc Jhunjunu | Binocular Microscope | PZB 22 | 2000021792 | Functional | Others
11612 | Sikrai Chc | Hot Air Oven | Model not available | 3000081684 | Functional | Others
11613 | Indali Chc Jhunjunu | Semi Automated Chemistry Analyzer | Model not Available | 33007524 | Functional | Awarness Technologies
11614 | M G Hospital Bhilwara Dh | Phototherepy Unit | MODEL NOT AVAILABLE | NRV002/205/35 | Functional | Others
11615 | M G Hospital Bhilwara Dh | Pulse Oxymeter | Model Not Available | C09P0928 | Functional | Others
11616 | Umaid Hospital Jodhpur Medical College Hospital | ECG Machine (Single Channel) | Model Not Available | 5015715 | Functional | Others
11617 | M G Hospital Bhilwara Dh | Suction Machine | Model Not Available | 3000125193 | Functional | Others
11618 | Umaid Hospital Jodhpur Medical College Hospital | Radiant Heat Warmer | Meditrin - Heat Warmer | 3000124880 | Functional | Meditrin Instruments
11619 | Kelniya Phc | Binocular Microscope | PZB 22 | 3000043549 | Functional | Quality Scientific And Mechanical Works Pvt Ltd
11620 | Jhalawar Medical College Medical Collage Hospital | Syringe Needle Destroyer | Model not available | 3000130097 | Functional | Others
11621 | M G Hospital Bhilwara Dh | Anesthesia Machine | MODEL NOT AVAILABLE | 3000125201 | Functional | Others
11622 | M G Hospital Bhilwara Dh | Radiant Heat Warmer | Zeal - RHW 2101A | RHW2101A/1013/2252 | Functional | Others
11623 | Nohar Chc | Freezes | MODEL NOT AVAILABLE | 3000043346 | Functional | Others
11624 | Umaid Hospital Jodhpur Medical College Hospital | Ventilator | Model Not Available | ASEE-0142 | Functional | Others
11625 | Jhalawar Medical College Medical Collage Hospital | 100mA X-Ray Machine | Model not available | 3000129588 | Functional | Others
11626 | Jhalawar Medical College Medical Collage Hospital | 100mA X-Ray Machine | Model not available | 3000129589 | Functional | Others
11627 | Jhalawar Medical College Medical Collage Hospital | 100mA X-Ray Machine | Model not available | 3000129590 | Functional | Others
11628 | Jhalawar Medical College Medical Collage Hospital | 100mA X-Ray Machine | Model not available | 3000129579 | Functional | Others
11629 | Jhalawar Medical College Medical Collage Hospital | 100mA X-Ray Machine | Model not available | 3000129581 | Functional | Others
11630 | Jhalawar Medical College Medical Collage Hospital | 100mA X-Ray Machine | Model not available | 3000129586 | Functional | Others
11631 | Jhalawar Medical College Medical Collage Hospital | 100mA X-Ray Machine | Model not available | 3000129587 | Functional | Others
11632 | M G Hospital Bhilwara Dh | Radiant Heat Warmer | Zeal - RHW 2101A | RHW2101A/1013/2257 | Functional | Others
11633 | M G Hospital Bhilwara Dh | Suction Machine | Model Not Available | 9G1546 | Functional | Others
11634 | A K Hospital Beawar Ajmer Dh | Syringe Infusion Pump | Model not available | 21270341 | Functional | Others
11635 | A K Hospital Beawar Ajmer Dh | Syringe Infusion Pump | Model not available | 21270342 | Functional | Others
11636 | Jhalawar Medical College Medical Collage Hospital | Suction Machine | Model Not Available | 3000129663 | Functional | Others
11637 | Jhalawar Medical College Medical Collage Hospital | Ventilator | Model Not Available | 3000121250 | Functional | Others
11638 | Jhalawar Medical College Medical Collage Hospital | Oxygen Concentrator | Model Not Available | 3000121246 | Functional | Others
11639 | Umaid Hospital Jodhpur Medical College Hospital | Suction Machine | Model Not Available | 3000124891 | Functional | Others
11640 | Jln Central Store Medical College | ECG Monitor | Model not available | J14B145 | Functional | Others
11641 | Bissau Chc | Monocular Microscope | Model not available | 890427 | Functional | Rhsdp Supply
11642 | District Sahadat Hospital Tonk Dh | Oxygen Concentrator | Model Not Available | A530174KS | Functional | Others
11643 | Jln Central Store Medical College | ECG Monitor | Model not available | 798 | Functional | Others
11644 | Deoli Chc | Weighing Machine | MODEL NOT AVAILABLE | 3000088043 | Functional | Others
11645 | Mathura Das Mathur Hospital Jdh | O.T. Light Single Dome | MODEL NOT AVAILABLE | 3000134157 | Functional | Others
11646 | Mathura Das Mathur Hospital Jdh | O.T. Light Single Dome | MODEL NOT AVAILABLE | 3000134156 | Functional | Others
11647 | Dist Hospital Barmer Dh | Semi Automated Chemistry Analyzer | Model not Available | 3000122079 | Functional | Others
11648 | Jln Central Store Medical College | Syringe Infusion Pump | ZION PLUS | PTPL/ZIDNT40A0123 | Functional | Others
11649 | Jln Central Store Medical College | Centrifuge Machine ( 8 Tube) | Model Not Available | FJLC-4121 | Functional | Remi Electrotechnik Ltd
11650 | Gazsinghpur Chc | 300mA X-Ray Machine | Model not available | 3000048816 | Functional | Others
11651 | M G Hospital Bhilwara Dh | Horizontal Laminar Flow | MODEL NOT AVAILABLE | 3000042754 | Functional | Others
11652 | District Hospital Pratapgarh Dh | Suction Machine | HI VAC | 3000130273 | Functional | Others
11653 | Chunawadh Chc | O.T. Light Single Dome | MODEL NOT AVAILABLE | 3000048036 | Functional | Others
11654 | Jln Central Store Medical College | Defibrillator | MODEL NOT AVAILABLE | J12D201 | Functional | Others
11655 | Dist Hospital Barmer Dh | Single Puncture Laparoscope with Console Unit | 26034AAV | 3000124529 | Functional | Others
11656 | Jln Central Store Medical College | Multi-Para Monitor | Model not available | 104902 | Functional | Others
11657 | Sunder Singh Bhandari Hospital Chandpole Dh | Radiant Heat Warmer | Meditrin - Heat Warmer | WM09/92 | Functional | Meditrin Instruments
11658 | M G Hospital Bhilwara Dh | Hydraulic Operation Table | MODEL NOT AVAILABLE | 3000042764 | Functional | Others
11659 | Umaid Hospital Jodhpur Medical College Hospital | Ultra Sonography (USG) & Colour Dopler Machine | Model not available | 2313100344 | Functional | Others
11660 | District Hospital Chittorgarh Dh | Multi-Para Monitor | Model not available | 3000121647 | Functional | Schiller Healthcare India Pvt Ltd
11661 | Jln Central Store Medical College | Multi-Para Monitor | Model not available | 104918 | Functional | Others
11662 | Malpura Chc | Binocular Microscope | Model Not Available | 3000088365 | Functional | Others
11663 | Jln Central Store Medical College | Multi-Para Monitor | Model not available | 104903 | Functional | Others
11664 | Uniara Chc | Anesthesia Machine | MODEL NOT AVAILABLE | 2001820 | Functional | Others
11665 | Dist Hospital Barmer Dh | Defibrillator | MODEL NOT AVAILABLE | 3000124589 | Non Functional Not Repairable | Others
11666 | Jhalawar Medical College Medical Collage Hospital | Ventilator | Model Not Available | 3000129593 | Functional | Others
11667 | Jhalawar Medical College Medical Collage Hospital | Ventilator | Model Not Available | 3000129597 | Functional | Others
11668 | Newai Chc | Glucometer | Model not available | 4226210140009820 | Functional | Others
11669 | Umaid Hospital Jodhpur Medical College Hospital | Defibrillator | MODEL NOT AVAILABLE | JIZD262 | Functional | Schiller Healthcare India Pvt Ltd
11670 | Umaid Hospital Jodhpur Medical College Hospital | Multi-Para Monitor | Schiller - Truscope Classic | MOO3E004297 | Functional | Schiller Healthcare India Pvt Ltd
11671 | Chunawadh Chc | Blood Cell Counter - 3 part | Horiba - ABX Micros ES 60 | 306ES0H05886 | Functional | Horiba India Pvt Ltd
11672 | Peeplu Chc | Blood Cell Counter - 3 part | Model not available | 30480405439 | Functional | Others
11673 | M G Hospital Bhilwara Dh | Defibrillator with Cardiac Monitor | BPL - DF 2389 | A10SR0269 | Functional | Others
11674 | Gajner Chc | C R System | Classic CR+DV 6850 Printer | 7146 | Functional | Carestream Health India Pvt Ltd
11675 | Jhalawar Medical College Medical Collage Hospital | Indirect Ophthalmoscope | Model Not Available | 3000129641 | Functional | Others
11676 | Tamkor Phc | Syringe Needle Destroyer | BS-949 | 2000019391 | Functional | Bhaseen Health Products Pvt Ltd
11677 | Anoopgarh Chc | Binocular Microscope | Model Not Available | 300041344 | Functional | Others
11678 | Jhalawar Medical College Medical Collage Hospital | Single Puncture Laparoscope with Console Unit | 26034AAV | 3000055028 | Functional | Others
11679 | Nawalgarh Satellite Hospital | Glucometer | Model not available | 2000019655 | Functional | Others
11680 | Islampur Phc | Suction Machine | HI VAC | 6J6386 | Functional | Anand Medicaids Pvt Ltd
11681 | Gazsinghpur Chc | Binocular Microscope | Microlux - 16 | 3000048803 | Functional | Ajay Optical India
11682 | District Sahadat Hospital Tonk Dh | Syringe Needle Destroyer | Model not available | 3000088109 | Functional | Others
11683 | Umaid Hospital Jodhpur Medical College Hospital | Radiant Heat Warmer | Model Not Available | SST/DM/12-13/219 | Functional | Others
11684 | District Sahadat Hospital Tonk Dh | VDRL Rotator (Rotor and Shaker) | Model Not Available | 610673 | Functional | Others
11685 | District Sahadat Hospital Tonk Dh | Ice lined refrigerator | Model Not Available | 3000088101 | Functional | Others
11686 | Gazsinghpur Chc | Baby Weighing Machine | Pricision Goldtech | 3000048807 | Functional | Precision Electronic Instruments Co
11687 | Peeplu Chc | Syringe Needle Destroyer | Model not available | 3000088389 | Functional | Others
11688 | Jhalawar Medical College Medical Collage Hospital | Slit Lamp | Model Not Available | 3000121504 | Not in use | Others
11689 | Jhalawar Medical College Medical Collage Hospital | Slit Lamp | HBD-116 | 3000125797 | Functional | Others
11690 | Jhalawar Medical College Medical Collage Hospital | Slit Lamp | Model Not Available | 3000121507 | Not in use | Others
11691 | Lalsot Chc | Binocular Microscope | Model Not Available | 3000081549 | Functional | Others
11692 | Gharsana Chc | Suction Machine | Model Not Available | 3000041504 | Functional | Others
11693 | Mandawa Chc | Glucometer | Model not available | 2000021907 | Non Functional Repairable | Others
11694 | District Hospital Chittorgarh Dh | Radiant Heat Warmer | Meditrin - Heat Warmer | NRHM/WM09/333 | Functional | Meditrin Instruments
11695 | District Hospital Paota | O.T. Light Double Dome | Model Not Available | 3000281090 | Functional | Others
11696 | Mathura Das Mathur Hospital Jdh | Syringe Infusion Pump | Model not available | 3000131236 | Functional | Others
11697 | Mathura Das Mathur Hospital Jdh | Coagulation Analyzer | Model not available | 3000120402 | Functional | Others
11698 | Lalsot Chc | Defibrillator with Cardiac Monitor | Schiller - Defigard 400 | 3000081528 | Functional | Schiller Healthcare India Pvt Ltd
11699 | Indali Chc Jhunjunu | Glucometer | Model not available | 2000021797 | Functional | Others
11700 | Gharsana Chc | Autoclave | Model not available | 3000041507 | Functional | Others
11701 | Mathura Das Mathur Hospital Jdh | Hydraulic Operation Table | MODEL NOT AVAILABLE | 3000131287 | Functional | Others
11702 | Mathura Das Mathur Hospital Jdh | Hydraulic Operation Table | MODEL NOT AVAILABLE | 3000131286 | Functional | Others
11703 | Mathura Das Mathur Hospital Jdh | Hydraulic Operation Table | MODEL NOT AVAILABLE | 3000131285 | Functional | Others
11704 | Mathura Das Mathur Hospital Jdh | Hydraulic Operation Table | MODEL NOT AVAILABLE | 3000131284 | Functional | Others
11705 | Mathura Das Mathur Hospital Jdh | Hydraulic Operation Table | MODEL NOT AVAILABLE | 3000131283 | Functional | Others
11706 | Mathura Das Mathur Hospital Jdh | Hydraulic Operation Table | MODEL NOT AVAILABLE | 3000131282 | Functional | Others
11707 | Mathura Das Mathur Hospital Jdh | Hydraulic Operation Table | MODEL NOT AVAILABLE | 3000131295 | Functional | Others
11708 | Mathura Das Mathur Hospital Jdh | Hydraulic Operation Table | MODEL NOT AVAILABLE | 3000131294 | Functional | Others
11709 | Mathura Das Mathur Hospital Jdh | Hydraulic Operation Table | MODEL NOT AVAILABLE | 3000131293 | Functional | Others
11710 | Mathura Das Mathur Hospital Jdh | Hydraulic Operation Table | MODEL NOT AVAILABLE | 3000131292 | Functional | Others
11711 | Mathura Das Mathur Hospital Jdh | Hydraulic Operation Table | MODEL NOT AVAILABLE | 3000131291 | Functional | Others
11712 | Mathura Das Mathur Hospital Jdh | Hydraulic Operation Table | MODEL NOT AVAILABLE | 3000131290 | Functional | Others
11713 | Mathura Das Mathur Hospital Jdh | Hydraulic Operation Table | MODEL NOT AVAILABLE | 3000313289 | Functional | Others
11714 | Mathura Das Mathur Hospital Jdh | Hydraulic Operation Table | MODEL NOT AVAILABLE | 3000131288 | Functional | Others
11715 | Malpura Chc | Instrument Sterilizer | Model Not Available | 3000088342 | Not in use | Others
11716 | Malpura Chc | Fetal Monitor | EDAN F-6 | 3000088343 | Functional | Others
11717 | Govt Bangur Hopital Pali Dh | Syringe Needle Destroyer | Model not available | 3000124305 | Functional | Others
11718 | Dist Hospital Barmer Dh | Syringe Infusion Pump | SIMTEK - Infutek 405 | 3000122881 | Functional | Others
11719 | Mahatma Ghandhi Hospital Jodhpur | Dialysis Unit | MODEL NOT AVAILABLE | 3000117309 | Functional | Others
11720 | Mahatma Ghandhi Hospital Jodhpur | Dialysis Unit | MODEL NOT AVAILABLE | 3000117310 | Functional | Others
11721 | Mahatma Ghandhi Hospital Jodhpur | Dialysis Unit | MODEL NOT AVAILABLE | 3000117311 | Functional | Others
11722 | Mahatma Ghandhi Hospital Jodhpur | Dialysis Unit | MODEL NOT AVAILABLE | 3000117312 | Functional | Others
11723 | Mahatma Ghandhi Hospital Jodhpur | Dialysis Unit | MODEL NOT AVAILABLE | 3000117313 | Functional | Others
11724 | Mahatma Ghandhi Hospital Jodhpur | Dialysis Unit | MODEL NOT AVAILABLE | 3000117314 | Functional | Others
11725 | Mahatma Ghandhi Hospital Jodhpur | Dialysis Unit | MODEL NOT AVAILABLE | 3000117315 | Functional | Others
11726 | Mahatma Ghandhi Hospital Jodhpur | Dialysis Unit | MODEL NOT AVAILABLE | 3000117316 | Functional | Others
11727 | Mahatma Ghandhi Hospital Jodhpur | Dialysis Unit | MODEL NOT AVAILABLE | 3000117317 | Functional | Others
11728 | Mahatma Ghandhi Hospital Jodhpur | Dialysis Unit | MODEL NOT AVAILABLE | 3000117319 | Functional | Others
11729 | Mahatma Ghandhi Hospital Jodhpur | Dialysis Unit | MODEL NOT AVAILABLE | 3000117320 | Functional | Others
11730 | Mahatma Ghandhi Hospital Jodhpur | Dialysis Unit | MODEL NOT AVAILABLE | 3000117318 | Functional | Others
11731 | Mahatma Ghandhi Hospital Jodhpur | Dialysis Unit | MODEL NOT AVAILABLE | 3000117321 | Functional | Others
11732 | Mahatma Ghandhi Hospital Jodhpur | Dialysis Unit | MODEL NOT AVAILABLE | 3000117322 | Functional | Others
11733 | Mahatma Ghandhi Hospital Jodhpur | Dialysis Unit | MODEL NOT AVAILABLE | 3000117324 | Functional | Others
11734 | Mahatma Ghandhi Hospital Jodhpur | Dialysis Unit | MODEL NOT AVAILABLE | 3000117327 | Functional | Others
11735 | Mahatma Ghandhi Hospital Jodhpur | Dialysis Unit | MODEL NOT AVAILABLE | 3000117326 | Functional | Others
11736 | Mahatma Ghandhi Hospital Jodhpur | Dialysis Unit | MODEL NOT AVAILABLE | 3000117328 | Functional | Others
11737 | Mahatma Ghandhi Hospital Jodhpur | Dialysis Unit | MODEL NOT AVAILABLE | 3000117329 | Functional | Others
11738 | A K Hospital Beawar Ajmer Dh | Oxygen Concentrator | BPL - OG 4203 | AXTC1C6344 | Functional | Others
11739 | Jhalawar Medical College Medical Collage Hospital | VDRL Rotator (Rotor and Shaker) | Model Not Available | 3000055059 | Functional | Others
11740 | A K Hospital Beawar Ajmer Dh | Oxygen Concentrator | BPL - OG 4203 | AXTC1C6259 | Functional | Bpl Medical Technologies
11741 | Jhalawar Medical College Medical Collage Hospital | Phacoemulsification Machine | Model Not Available | 3000130219 | Functional | Others
11742 | Jhalawar Medical College Medical Collage Hospital | Multi-Para Monitor | Model not available | 3000130218 | Functional | Others
11743 | Umaid Hospital Jodhpur Medical College Hospital | Phototherepy Unit | MODEL NOT AVAILABLE | 3000122903 | Functional | Meditrin Instruments
11744 | Jhalawar Medical College Medical Collage Hospital | SPHYGMOMANOMETER(BP APPRATUS) | Pagoda | 3000130180 | Functional | Others
11745 | Deoli Chc | Incubator | MODEL NOT AVAILABLE | 3000088035 | Functional | Others
11746 | Nawalgarh Satellite Hospital | SPHYGMOMANOMETER(BP APPRATUS) | MODEL NOT AVAILABLE | 200001963 | Non Functional Repairable | Others
11747 | Jln Central Store Medical College | Anesthesia Machine | MODEL NOT AVAILABLE | 2000034929 | Functional | Others
11748 | District Hospital Chittorgarh Dh | Phototherepy Unit | Meditrin - Digital Bilitimer Phototherapy | NRHM/TP09/158 | Functional | Meditrin Instruments
11749 | Mathura Das Mathur Hospital Jdh | Syringe Infusion Pump | Allied - Syrn 200 | 3000131357 | Functional | Others
11750 | Mathura Das Mathur Hospital Jdh | Syringe Infusion Pump | Allied - Syrn 200 | 3000131356 | Functional | Others
11751 | Mathura Das Mathur Hospital Jdh | Syringe Infusion Pump | Allied - Syrn 200 | 3000131355 | Functional | Others
11752 | Mathura Das Mathur Hospital Jdh | Syringe Infusion Pump | Allied - Syrn 200 | 3000131354 | Functional | Others
11753 | Mathura Das Mathur Hospital Jdh | Syringe Infusion Pump | Allied - Syrn 200 | 3000131353 | Functional | Others
11754 | Mathura Das Mathur Hospital Jdh | Syringe Infusion Pump | Allied - Syrn 200 | 3000131352 | Functional | Others
11755 | Mathura Das Mathur Hospital Jdh | Syringe Infusion Pump | Allied - Syrn 200 | 3000120976 | Functional | Others
11756 | Mathura Das Mathur Hospital Jdh | Syringe Infusion Pump | Allied - Syrn 200 | 3000120979 | Functional | Others
11757 | Mathura Das Mathur Hospital Jdh | Syringe Infusion Pump | Allied - Syrn 200 | 3000120380 | Functional | Others
11758 | Mathura Das Mathur Hospital Jdh | Syringe Infusion Pump | Allied - Syrn 200 | 3000120981 | Functional | Others
11759 | Mathura Das Mathur Hospital Jdh | Syringe Infusion Pump | Allied - Syrn 200 | 3000120977 | Functional | Others
11760 | Mathura Das Mathur Hospital Jdh | Syringe Infusion Pump | Allied - Syrn 200 | 3000120978 | Functional | Others
11761 | District Hospital Chittorgarh Dh | Phototherepy Unit | Fenam, Bilitron Sky 5006 | I-TYAK-450042 | Functional | Fanem
11762 | Mathura Das Mathur Hospital Jdh | Syringe Infusion Pump | Model not available | 2000034957 | Functional | Others
11763 | District Sahadat Hospital Tonk Dh | Oxygen Concentrator | Model Not Available | 3000088228 | Non Functional Repairable | Others
11764 | Mathura Das Mathur Hospital Jdh | Binocular Microscope | Model Not Available | 3000117523 | Functional | Others
11765 | Umaid Hospital Jodhpur Medical College Hospital | Ultra Sonography (USG) & Colour Dopler Machine | Aloka - ProSound Alfa 6 | 3000124956 | Functional | Aloka Medical Ltd
11766 | Manpur Phc Dausa | Glucometer | Model not available | 423011120000692A | Functional | Others
11767 | Manpur Phc Dausa | Colorimeter | MODEL NOT AVAILABLE | 3000081369 | Functional | Metro Traiding Corporation
11768 | Gazsinghpur Chc | O.T. Light Single Dome | MODEL NOT AVAILABLE | 3000048813 | Functional | Others
11769 | M G Hospital Bhilwara Dh | Cardioscope | MODEL NOT AVAILABLE | MO14E004171 | Functional | Others
11770 | District Sahadat Hospital Tonk Dh | Multi-Para Monitor | Model not available | 3000260103 | Functional | Others
11771 | District Sahadat Hospital Tonk Dh | Syringe Infusion Pump | Model not available | 270I455501 | Non Functional Repairable | Simtek Medico Systems Pvt Ltd
11772 | Chunawadh Chc | Glucometer | Model not available | EA12I04753 | Functional | Others
11773 | Umaid Hospital Jodhpur Medical College Hospital | SPHYGMOMANOMETER(BP APPRATUS) | MODEL NOT AVAILABLE | 3000122640 | Non Functional Repairable | Others
11774 | Peeplu Chc | Blood Cell Counter - 3 part | Horiba - ABX Micros ES 60 | 30480405439 | Functional | Others
11775 | Umaid Hospital Jodhpur Medical College Hospital | Multi-Para Monitor | Model not available | 3000122911 | Functional | Schiller Healthcare India Pvt Ltd
11776 | Chunawadh Chc | Ice lined refrigerator | MK - 142 | 25018790 | Functional | Vestfrost Solutions
11777 | Lalsot Chc | SPHYGMOMANOMETER(BP APPRATUS) | MODEL NOT AVAILABLE | 98134594 | Functional | Others
11778 | Umaid Hospital Jodhpur Medical College Hospital | Suction Machine | Model Not Available | 3000122635 | Non Functional Repairable | Others
11779 | Tamkor Phc | Syringe Needle Destroyer | BS-949 | 2000019392 | Functional | Bhasin Sons Private Limited
11780 | Umaid Hospital Jodhpur Medical College Hospital | Multi-Para Monitor | Model not available | M003E004262 | Functional | Schiller Healthcare India Pvt Ltd
11781 | Umaid Hospital Jodhpur Medical College Hospital | Defibrillator with Cardiac Monitor | Schiller - Defigard 400 | J12D265 | Functional | Schiller Healthcare India Pvt Ltd
11782 | Gazsinghpur Chc | Semi Automated Chemistry Analyzer | Robonik - Prietest Touch | AT0560711RBK | Functional | Cmho Supply
11783 | Jhalawar Medical College Medical Collage Hospital | Syringe Needle Destroyer | Model not available | 3000055018 | Functional | Others
11784 | Lalsot Chc | Glucometer | Model not available | 4203112000692B | Functional | Metro Traiding Corporation
11785 | Tamkor Phc | O.T. Light Single Dome | MODEL NOT AVAILABLE | 2000019402 | Functional | Others
11786 | M G Hospital Bhilwara Dh | Defibrillator with Cardiac Monitor | BPL - DF 2389 | A10SRO505 | Functional | Others
11787 | Jhalawar Medical College Medical Collage Hospital | Baby Weighing Machine | Model Not Available | 3000129682 | Functional | Others
11788 | Jhalawar Medical College Medical Collage Hospital | Baby Weighing Machine | Model Not Available | 3000129683 | Functional | Others
11789 | District Sahadat Hospital Tonk Dh | Syringe Needle Destroyer | Model not available | 3000088108 | Functional | Others
11790 | District Sahadat Hospital Tonk Dh | Glucometer | Model not available | 3000088100 | Functional | Others
11791 | District Sahadat Hospital Tonk Dh | Binocular Microscope | Opti-CX, Labomed | 131165165 | Functional | N K Jain Instruments Pvt Ltd
11792 | Umaid Hospital Jodhpur Medical College Hospital | Binocular Microscope | Model Not Available | 3000120419 | Functional | Others
11793 | Gazsinghpur Chc | Fetal Doppler | MODEL NOT AVAILABLE | DOTB4B10501 | Functional | Bpl Medical Technologies
11794 | Umaid Hospital Jodhpur Medical College Hospital | Incubator | MODEL NOT AVAILABLE | 30000120421 | Functional | Others
11795 | Govt Bangur Hopital Pali Dh | Ventilator | MODEL NOT AVAILABLE | 3000214187 | Functional | Others
11796 | Mathura Das Mathur Hospital Jdh | Binocular Microscope | Model Not Available | 3000131670 | Functional | Others
11797 | Sikrai Chc | Radiant Heat Warmer | Zeal - RHW 2101A | 1872 | Functional | Others
11798 | Mathura Das Mathur Hospital Jdh | Phototherepy Unit | MODEL NOT AVAILABLE | 3000131699 | Functional | Others
11799 | Mathura Das Mathur Hospital Jdh | Phototherepy Unit | MODEL NOT AVAILABLE | 3000131703 | Functional | Others
11800 | Mathura Das Mathur Hospital Jdh | Phototherepy Unit | MODEL NOT AVAILABLE | 3000131711 | Functional | Others
11801 | Mathura Das Mathur Hospital Jdh | Phototherepy Unit | MODEL NOT AVAILABLE | 3000131712 | Functional | Others
11802 | Mathura Das Mathur Hospital Jdh | Phototherepy Unit | MODEL NOT AVAILABLE | 3000131708 | Functional | Others
11803 | Govt Bangur Hopital Pali Dh | Radiant Heat Warmer | Model Not Available | NRV002/205/25 | Functional | Zeal Medical Pvt Ltd
11804 | Umaid Hospital Jodhpur Medical College Hospital | Instrument Sterilizer | Model Not Available | 3000131273 | Functional | Others
11805 | Uniara Chc | Blood Cell Counter - 3 part | Horiba - ABX Micros ES 60 | 304e30h05445 | Functional | Others
11806 | District Hospital Chittorgarh Dh | Radiant Heat Warmer | Meditrin - Heat Warmer | NRHM/WM09/289 | Functional | Meditrin Instruments
11807 | Mathura Das Mathur Hospital Jdh | Suction Machine | Model Not Available | 3000117506 | Functional | Others
11808 | Mathura Das Mathur Hospital Jdh | Suction Machine | Model Not Available | 3000117512 | Functional | Others
11809 | Mathura Das Mathur Hospital Jdh | Suction Machine | Model Not Available | 3000117521 | Functional | Others
11810 | Mathura Das Mathur Hospital Jdh | Suction Machine | Model Not Available | 3000117520 | Functional | Others
11811 | Mathura Das Mathur Hospital Jdh | Suction Machine | Model Not Available | 3000117531 | Functional | Others
11812 | Mathura Das Mathur Hospital Jdh | Suction Machine | Model Not Available | 3000134147 | Functional | Others
11813 | Mathura Das Mathur Hospital Jdh | Suction Machine | Model Not Available | 3000134145 | Functional | Others
11814 | Mathura Das Mathur Hospital Jdh | Suction Machine | Model Not Available | 3000134134 | Functional | Others
11815 | Mathura Das Mathur Hospital Jdh | Suction Machine | Model Not Available | 3000134132 | Functional | Others
11816 | Mathura Das Mathur Hospital Jdh | Suction Machine | Model Not Available | 3000134137 | Functional | Others
11817 | Mathura Das Mathur Hospital Jdh | Suction Machine | Model Not Available | 3000134139 | Functional | Others
11818 | Mathura Das Mathur Hospital Jdh | Suction Machine | Model Not Available | 3000134138 | Functional | Others
11819 | Mathura Das Mathur Hospital Jdh | Suction Machine | Model Not Available | 3000117518 | Functional | Others
11820 | District Hospital Chittorgarh Dh | Radiant Heat Warmer | Meditrin - Heat Warmer | NRHM/WM09/348 | Functional | Meditrin Instruments
11821 | Umaid Hospital Jodhpur Medical College Hospital | SPHYGMOMANOMETER(BP APPRATUS) | MODEL NOT AVAILABLE | 3000122759 | Functional | Others
11822 | Jhalawar Medical College Medical Collage Hospital | Dental X-ray unit | DENTAL X RAY | 3000129662 | Functional | Others
11823 | Jhalawar Medical College Medical Collage Hospital | Instrument Sterilizer | Model Not Available | 3000129667 | Functional | Others
11824 | Umaid Hospital Jodhpur Medical College Hospital | Pulse Oxymeter | Comet - P (L and T) | CP13PA6046 | Functional | Larsen And Tourbo Ltd
11825 | Umaid Hospital Jodhpur Medical College Hospital | Multi-Para Monitor | Schiller - Truscope Classic | MOO3E004271 | Functional | Schiller Healthcare India Pvt Ltd
11826 | Umaid Hospital Jodhpur Medical College Hospital | Multi-Para Monitor | Schiller - Truscope Classic | MO14E002850 | Functional | Schiller Healthcare India Pvt Ltd
11827 | District Sahadat Hospital Tonk Dh | Pulse Oxymeter | Model Not Available | G07812445 | Functional | Others
11828 | Tamkor Phc | O.T. Light Single Dome | MODEL NOT AVAILABLE | 2000019388 | Functional | Cognate India
11829 | Chunawadh Chc | Hemoglobin meter | HB 301 | 1345813026 | Functional | Hemocue India
11830 | District Sahadat Hospital Tonk Dh | Phototherepy Unit | MODEL NOT AVAILABLE | 450139 | Functional | Others
11831 | Umaid Hospital Jodhpur Medical College Hospital | Pulse Oxymeter | Comet - P (L and T) | C10P1651 | Functional | Larsen And Tourbo Ltd
11832 | Mubarikpur Phc | SPHYGMOMANOMETER(BP APPRATUS) | MODEL NOT AVAILABLE | 2000021397 | Functional | Chayagraphics India Pvt Ltd
11833 | Umaid Hospital Jodhpur Medical College Hospital | Syringe Needle Destroyer | Model not available | NBSD0718698 | Functional | Others
11834 | Umaid Hospital Jodhpur Medical College Hospital | Pulse Oxymeter | Model Not Available | C12D208 | Functional | Schiller Healthcare India Pvt Ltd
11835 | Lalsot Chc | Freezes | Kelvinator KGE 193 | 3000081517 | Functional | Videocon Industries Ltd
11836 | District Sahadat Hospital Tonk Dh | Radiant Heat Warmer | Model Not Available | RWSUNI/507/01 | Functional | Zeal Medical Pvt Ltd
11837 | Dist Hospital Barmer Dh | Freezes | MODEL NOT AVAILABLE | 2007 | Functional | Others
11838 | Jhalawar Medical College Medical Collage Hospital | Binocular Microscope | Model Not Available | 14058043 | Functional | Others
11839 | Chunawadh Chc | Blood Bank Refrigerator | Model not available | BE0581E0100B29790021 | Functional | Haier Appliances India Pvt
11840 | Peeplu Chc | Centrifuge Machine ( 4 Tube ) | Remi 4C | 3000088382 | Functional | Others
11841 | Jhalawar Medical College Medical Collage Hospital | Suction Machine | Model Not Available | 30000121447 | Functional | Others
11842 | Lalsot Chc | Spot Light ( Portable ) | Model Not Available | 3000081516 | Functional | Cmho Supply
11843 | Mubarikpur Phc | SPHYGMOMANOMETER(BP APPRATUS) | MODEL NOT AVAILABLE | 2000021398 | Functional | Cmho Supply
11844 | Jhalawar Medical College Medical Collage Hospital | Nebulizer | MODEL NOT AVAILABLE | 3000121449 | Functional | Others
11845 | Jhalawar Medical College Medical Collage Hospital | Nebulizer | MODEL NOT AVAILABLE | 3000121450 | Functional | Others
11846 | Umaid Hospital Jodhpur Medical College Hospital | SPHYGMOMANOMETER(BP APPRATUS) | MODEL NOT AVAILABLE | 3000122638 | Functional | Others
11847 | Tamkor Phc | Instrument Sterilizer | Model Not Available | 2000019396 | Functional | Others
11848 | Deoli Chc | Blood Cell Counter - 3 part | MK-144 | 3000197193 | Functional | Vestfrost Solutions
11849 | Mathura Das Mathur Hospital Jdh | Phototherepy Unit | MODEL NOT AVAILABLE | 3000120954 | Functional | Others
11850 | Mathura Das Mathur Hospital Jdh | Phototherepy Unit | MODEL NOT AVAILABLE | 3000120955 | Functional | Others
11851 | Mathura Das Mathur Hospital Jdh | Phototherepy Unit | MODEL NOT AVAILABLE | 3000120956 | Functional | Others
11852 | Mathura Das Mathur Hospital Jdh | Phototherepy Unit | MODEL NOT AVAILABLE | 300012957 | Functional | Others
11853 | Mathura Das Mathur Hospital Jdh | Phototherepy Unit | MODEL NOT AVAILABLE | 3000120958 | Functional | Others
11854 | Mathura Das Mathur Hospital Jdh | Phototherepy Unit | MODEL NOT AVAILABLE | 3000120959 | Functional | Others
11855 | Nawalgarh Satellite Hospital | Suction Machine | Model Not Available | 2000019703 | Functional | Rhsdp Supply
11856 | Malpura Chc | Binocular Microscope | Model Not Available | 3000088357 | Functional | Others
11857 | Goleda Phc | Centrifuge Machine ( 8 Tube) | Model Not Available | 39099 | Functional | Others
11858 | Jln Central Store Medical College | Multi-Para Monitor | Model not available | 104910 | Functional | Others
11859 | Mathura Das Mathur Hospital Jdh | FOGGING MACHINE | MODEL NOT AVAILABLE | 3000134133 | Functional | Others
11860 | Mathura Das Mathur Hospital Jdh | FOGGING MACHINE | MODEL NOT AVAILABLE | 3000117516 | Functional | Others
11861 | Mathura Das Mathur Hospital Jdh | SPHYGMOMANOMETER(BP APPRATUS) | MODEL NOT AVAILABLE | 3000117530 | Functional | Others
11862 | Mathura Das Mathur Hospital Jdh | SPHYGMOMANOMETER(BP APPRATUS) | MODEL NOT AVAILABLE | 3000134164 | Functional | Others
11863 | Mathura Das Mathur Hospital Jdh | SPHYGMOMANOMETER(BP APPRATUS) | MODEL NOT AVAILABLE | 3000134163 | Functional | Others
11864 | Malpura Chc | Syringe Needle Destroyer | Model not available | 3000088366 | Functional | Others
11865 | Bissau Chc | SPHYGMOMANOMETER(BP APPRATUS) | MODEL NOT AVAILABLE | 2000021984 | Functional | Others
11866 | Jln Central Store Medical College | Multi-Para Monitor | Model not available | 104912 | Functional | Others
11867 | Goleda Phc | Binocular Microscope | Model Not Available | 3000081322 | Functional | Others
11868 | M G Hospital Bhilwara Dh | Spot Light ( Portable ) | Model Not Available | 3000042766 | Functional | Others
11869 | Mathura Das Mathur Hospital Jdh | Bipolar Cautery Machine | Model Not Available | 3000134127 | Functional | Others
11870 | Mathura Das Mathur Hospital Jdh | Bipolar Cautery Machine | Model Not Available | 3000134128 | Functional | Others
11871 | Bissau Chc | SPHYGMOMANOMETER(BP APPRATUS) | MODEL NOT AVAILABLE | 2000021985 | Functional | Others
11872 | District Hospital Chittorgarh Dh | Syringe Infusion Pump | SIMTEK - Infutek 405 | 3000121783 | Functional | Simtek Medico Systems Pvt Ltd
11873 | Goleda Phc | SPHYGMOMANOMETER(BP APPRATUS) | MODEL NOT AVAILABLE | 9813382 | Functional | Others
11874 | Nawalgarh Satellite Hospital | Suction Machine | Model Not Available | 6001 | Non Functional Repairable | Suprime Enterprises
11875 | Jhalawar Medical College Medical Collage Hospital | Syringe Needle Destroyer | Model not available | 3000121346 | Functional | Others
11876 | Dist Hospital Barmer Dh | Suction Machine | Model Not Available | 3000124560 | Functional | Suprime Enterprises
11877 | Gazsinghpur Chc | Labour Table | Model Not Available | 3000048811 | Functional | Cmho Supply
11878 | Umaid Hospital Jodhpur Medical College Hospital | Centrifuge Machine ( 8 Tube) | REMI - R4C | 3000120457 | Functional | Others
11879 | Umaid Hospital Jodhpur Medical College Hospital | Centrifuge Machine ( 8 Tube) | REMI - R 8C | 3000050000 | Functional | Remi Electrotechnik Ltd
11880 | Umaid Hospital Jodhpur Medical College Hospital | Centrifuge Machine ( 8 Tube) | HI VAC | 3000125780 | Functional | Others
11881 | District Sahadat Hospital Tonk Dh | Centrifuge Machine ( 16 Tube ) | Model not available | 3000088096 | Functional | Labline Equipments Pvt Ltd
11882 | Jhalawar Medical College Medical Collage Hospital | SPHYGMOMANOMETER(BP APPRATUS) | MODEL NOT AVAILABLE | 3000121357 | Not in use | Others
11883 | Umaid Hospital Jodhpur Medical College Hospital | Centrifuge Machine ( 8 Tube) | REMI - R 8C | 3000120361 | Functional | Remi Electrotechnik Ltd
11884 | Umaid Hospital Jodhpur Medical College Hospital | Blood Bank Refrigerator | Model not available | 3000124978 | Functional | Others
11885 | Khora Mulla Phc | Freezes | MODEL NOT AVAILABLE | 3000081625 | Functional | Others
11886 | Govt Bangur Hopital Pali Dh | Syringe Infusion Pump | Model not available | 21249885 | Functional | Others
11887 | Peeplu Chc | Suction Machine | Model Not Available | 3000088392 | Functional | Others
11888 | M G Hospital Bhilwara Dh | Syringe Needle Destroyer | Model not available | 3000125133 | Functional | Others
11889 | Dist Hospital Barmer Dh | O.T. Light Single Dome | MODEL NOT AVAILABLE | 2000020050 | Functional | Others
11890 | Umaid Hospital Jodhpur Medical College Hospital | Multi-Para Monitor | Model not available | T07W52464 | Functional | Larsen And Tourbo Ltd
11891 | Jhalawar Medical College Medical Collage Hospital | Hot Air Oven | Model not available | 3000121178 | Functional | Others
11892 | Jhalawar Medical College Medical Collage Hospital | Instrument Sterilizer | Model Not Available | 3000121506 | Functional | Others
11893 | Jhalawar Medical College Medical Collage Hospital | FOOT OPERATED SUCTION MACHINE | MODEL NOT AVAILABLE | 3000121360 | Functional | Others
11894 | Jhalawar Medical College Medical Collage Hospital | FOOT OPERATED SUCTION MACHINE | MODEL NOT AVAILABLE | 3000121361 | Functional | Others
11895 | Umaid Hospital Jodhpur Medical College Hospital | Multi-Para Monitor | Model not available | T07W52466 | Functional | Larsen And Tourbo Ltd
11896 | Jhalawar Medical College Medical Collage Hospital | Hemoglobin Analyzer | Model not available | 3000121183 | Functional | Others
11897 | Saatha Phc | Glucometer | Model not available | 602022015 | Functional | Others
11898 | Tyonda Phc | Freezes | MODEL NOT AVAILABLE | 114523760 | Functional | Others
11899 | Umaid Hospital Jodhpur Medical College Hospital | Syringe Infusion Pump | Model not available | 40727 | Non Functional Repairable | Larsen And Tourbo Ltd
11900 | Mathura Das Mathur Hospital Jdh | ECG Machine (Twelve Channel ) | Model Not Available | 3000122335 | Functional | Others
11901 | Mathura Das Mathur Hospital Jdh | Defibrillator with Cardiac Monitor | Schiller - Defigard 400 | 3000120708 | Functional | Others
11902 | Mathura Das Mathur Hospital Jdh | Multi-Para Monitor | Model not available | 3000122334 | Functional | Others
11903 | Malpura Chc | Fetal Doppler | MODEL NOT AVAILABLE | 3000088345 | Functional | Others
11904 | Baragoan Chc | Instrument Sterilizer | Model Not Available | 2000019497 | Functional | Others
11905 | Mathura Das Mathur Hospital Jdh | Multi-Para Monitor | Model not available | 3000117337 | Functional | Others
11906 | Mathura Das Mathur Hospital Jdh | Multi-Para Monitor | Model not available | 3000117338 | Functional | Others
11907 | Mathura Das Mathur Hospital Jdh | Multi-Para Monitor | Model not available | 3000117339 | Functional | Others
11908 | Mathura Das Mathur Hospital Jdh | Multi-Para Monitor | Model not available | 3000117340 | Functional | Others
11909 | Mathura Das Mathur Hospital Jdh | Multi-Para Monitor | Model not available | 3000117341 | Functional | Others
11910 | Mathura Das Mathur Hospital Jdh | Multi-Para Monitor | Model not available | 3000117342 | Functional | Others
11911 | Mathura Das Mathur Hospital Jdh | Multi-Para Monitor | Model not available | 3000117343 | Functional | Others
11912 | Mathura Das Mathur Hospital Jdh | Multi-Para Monitor | Model not available | 3000117344 | Functional | Others
11913 | Mathura Das Mathur Hospital Jdh | Multi-Para Monitor | Model not available | 3000117345 | Functional | Others
11914 | Mathura Das Mathur Hospital Jdh | Multi-Para Monitor | Model not available | 3000117346 | Functional | Others
11915 | Mathura Das Mathur Hospital Jdh | Multi-Para Monitor | Model not available | 3000117347 | Functional | Others
11916 | Mathura Das Mathur Hospital Jdh | Multi-Para Monitor | Model not available | 3000117362 | Functional | Others
11917 | District Hospital Chittorgarh Dh | Radiant Heat Warmer | Meditrin - Heat Warmer | NRHM/WM09/341 | Functional | Meditrin Instruments
11918 | Mathura Das Mathur Hospital Jdh | Syringe Infusion Pump | Allied - Syrn 200 | 3000131700 | Functional | Others
11919 | Mathura Das Mathur Hospital Jdh | Syringe Infusion Pump | Allied - Syrn 200 | 3000120215 | Functional | Others
11920 | Umaid Hospital Jodhpur Medical College Hospital | Instrument Sterilizer | Model Not Available | 3000122761 | Functional | Others
11921 | Mathura Das Mathur Hospital Jdh | Syringe Infusion Pump | Evadrop SP 300 | 3000122379 | Functional | Others
11922 | District Hospital Chittorgarh Dh | Radiant Heat Warmer | Meditrin - Heat Warmer | 3000121581 | Functional | Meditrin Instruments
11923 | District Hospital Chittorgarh Dh | Radiant Heat Warmer | Meditrin - Heat Warmer | NRHM/WM09/47 | Functional | Meditrin Instruments
11924 | Govt Bangur Hopital Pali Dh | O.T. Light Single Dome | MODEL NOT AVAILABLE | 3000124743 | Functional | Others
11925 | Mathura Das Mathur Hospital Jdh | Syringe Infusion Pump | Evadrop SP 300 | 3000122378 | Functional | Others
11926 | Umaid Hospital Jodhpur Medical College Hospital | Multi-Para Monitor | Star 50 ( L and T ) | 3000122913 | Functional | Larsen And Tourbo Ltd
11927 | Mubarikpur Phc | SPHYGMOMANOMETER(BP APPRATUS) | MODEL NOT AVAILABLE | 2000021399 | Functional | Cmho Supply
11928 | Jhalawar Medical College Medical Collage Hospital | Syringe Needle Destroyer | Model not available | 3000121456 | Functional | Others
11929 | Lalsot Chc | Suction Machine | Model Not Available | 3000081511 | Functional | Others
11930 | Peeplu Chc | Binocular Microscope | Model Not Available | 3000088383 | Functional | Others
11931 | Dist Hospital Barmer Dh | Freezes | MODEL NOT AVAILABLE | 62902258 | Non Functional Not Repairable | Electro Pvt Ltd Hydrabad
11932 | Jhalawar Medical College Medical Collage Hospital | SPHYGMOMANOMETER(BP APPRATUS) | MODEL NOT AVAILABLE | 3000121345 | Functional | Others
11933 | Govt Bangur Hopital Pali Dh | Ventilator | Model Not Available | VS3015128 | Functional | Others
11934 | Nawalgarh Satellite Hospital | Syringe Needle Destroyer | Microsil - ND350 | 2000019683 | Functional | Others
11935 | Jhalawar Medical College Medical Collage Hospital | Syringe Needle Destroyer | Model not available | 3000130195 | Functional | Others
11936 | Nawalgarh Satellite Hospital | Hot Air Oven | Model not available | 2000019643 | Functional | Rhsdp Supply
11937 | Malpura Chc | Dental Chair Unit | Model Not Available | 3000088325 | Functional | Others
11938 | Malpura Chc | Dental X-ray unit | Model Not Available | 3000088328 | Functional | Others
11939 | Nawalgarh Satellite Hospital | SPHYGMOMANOMETER(BP APPRATUS) | Pagoda | 200001965 | Non Functional Repairable | Others
11940 | District Hospital Paota | Defibrillator | MODEL NOT AVAILABLE | 2773 | Functional | Bpl Medical Technologies
11941 | Deoli Chc | Centrifuge Machine ( 16 Tube ) | Model not available | 660 | Functional | Others
11942 | Umaid Hospital Jodhpur Medical College Hospital | FOGGING MACHINE | MODEL NOT AVAILABLE | 3000122747 | Functional | Others
11943 | Uniara Chc | Suction Machine | Model Not Available | 3000088025 | Functional | Others
11944 | Mathura Das Mathur Hospital Jdh | Suction Machine | Model Not Available | 94 | Functional | Others
11945 | District Hospital Chittorgarh Dh | Phototherepy Unit | Fenam, Bilitron Sky 5006 | I-TYAK-450041 | Functional | Fanem
11946 | District Hospital Paota | Multi-Para Monitor | Model not available | 2080 | Functional | Bpl Medical Technologies
11947 | Mathura Das Mathur Hospital Jdh | Slit Lamp | Model Not Available | 3000117541 | Functional | Others
11948 | District Sahadat Hospital Tonk Dh | Oxygen Concentrator | Model Not Available | AXTCTC/6273 | Non Functional Repairable | Bpl Medical Technologies
11949 | Bissau Chc | ECG Machine (Six Channel ) | Model Not Available | 2000021963 | Functional | Others
11950 | Mathura Das Mathur Hospital Jdh | Binocular Microscope | Model Not Available | 3000134151 | Functional | Others
11951 | Manpur Phc Dausa | SPHYGMOMANOMETER(BP APPRATUS) | MODEL NOT AVAILABLE | 313466 | Functional | Others
11952 | Mathura Das Mathur Hospital Jdh | ELECTRIC OT TABLE | MODEL NOT AVAILABLE | 2000034967 | Functional | Others
11953 | Mathura Das Mathur Hospital Jdh | Digital Photo Calorimeter | Model not available | 3000134181 | Functional | Others
11954 | Mathura Das Mathur Hospital Jdh | Digital Photo Calorimeter | Model not available | 3000117503 | Functional | Others
11955 | Malpura Chc | Suction Machine | Model Not Available | 3000088330 | Functional | Others
11956 | Nawalgarh Satellite Hospital | Autoclave | Model not available | 2000019707 | Functional | Others
11957 | Nawalgarh Satellite Hospital | SPHYGMOMANOMETER(BP APPRATUS) | MODEL NOT AVAILABLE | 2000019665 | Non Functional Repairable | Others
11958 | Nawalgarh Satellite Hospital | SPHYGMOMANOMETER(BP APPRATUS) | MODEL NOT AVAILABLE | 2000019664 | Non Functional Repairable | Others
11959 | Bissau Chc | Syringe Needle Destroyer | Microsil - ND350 | 2000021973 | Functional | Others
11960 | Malpura Chc | Hydraulic Operation Table | MODEL NOT AVAILABLE | 125 | Functional | Others
11961 | District Hospital Pratapgarh Dh | Hemoglobin meter | HB 301 | 1341813099 | Functional | Others
11962 | Bissau Chc | Semi Automated Chemistry Analyzer | Ark - CKK 24 | 1221098 | Functional | Ark Diagnostics Bangalore
11963 | Sunder Singh Bhandari Hospital Chandpole Dh | Baby Weighing Machine | Crown | 3000040002 | Functional | Crown Digital Scales Inc
11964 | District Hospital Chittorgarh Dh | Multi-Para Monitor | Model not available | 1112170004 | Functional | Others
11965 | Mathura Das Mathur Hospital Jdh | C-Arm Machine | Model Not Available | 3000131460 | Functional | Others
11966 | Biwai Phc | Centrifuge Machine ( 8 Tube) | Model Not Available | 3000081336 | Functional | Others
11967 | Mathura Das Mathur Hospital Jdh | Multi-Para Monitor | Model not available | 3000134120 | Functional | Others
11968 | Bissau Chc | Weighing Machine | MODEL NOT AVAILABLE | 2000021986 | Functional | Crown Digital Scales Inc
11969 | Goleda Phc | Glucometer | Model not available | 100243001722 | Functional | Others
11970 | District Sahadat Hospital Tonk Dh | Suction Machine | Model Not Available | 3000088171 | Functional | Others
11971 | Sunder Singh Bhandari Hospital Chandpole Dh | Autoclave | Model not available | 3000040003 | Functional | Others
11972 | District Hospital Pratapgarh Dh | ELISA Reader | Model not available | 451526031E | Functional | Rayto Life And Analytical Sciences Co Ltd
11973 | Bissau Chc | Weighing Machine | MODEL NOT AVAILABLE | 2000021987 | Functional | Crown Digital Scales Inc
11974 | Mathura Das Mathur Hospital Jdh | Suction Machine | Model Not Available | 3000117534 | Functional | Others
11975 | Mathura Das Mathur Hospital Jdh | Suction Machine | Model Not Available | 3000117539 | Functional | Others
11976 | M G Hospital Bhilwara Dh | SPHYGMOMANOMETER(BP APPRATUS) | MODEL NOT AVAILABLE | 1895425-04 | Functional | Others
11977 | Mathura Das Mathur Hospital Jdh | Pulse Oxymeter | Model Not Available | 3000134119 | Functional | Others
11978 | Govt Bangur Hopital Pali Dh | Electrolyte Analyzer | Model not available | 19523 | Functional | Roche Digital Pvt Ltd
11979 | Govt Bangur Hopital Pali Dh | Freezes | MODEL NOT AVAILABLE | 3000124810 | Functional | Others
11980 | Mahatma Ghandhi Hospital Jodhpur | Tube Sealer for Blood bags | Model Not Available | 3000122521 | Functional | Others
11981 | District Sahadat Hospital Tonk Dh | Radiant Heat Warmer | Model Not Available | 3000088185 | Functional | Zeal Medical Pvt Ltd
11982 | Umaid Hospital Jodhpur Medical College Hospital | Fetal Monitor | EDAN F-6 | 3000122703 | Functional | Edan Smart
11983 | Umaid Hospital Jodhpur Medical College Hospital | Phototherepy Unit | MODEL NOT AVAILABLE | 3000122197 | Functional | Others
11984 | Govt Bangur Hopital Pali Dh | ELISA Reader | Model not available | 011/048 | Functional | Others
11985 | Jhalawar Medical College Medical Collage Hospital | Syringe Needle Destroyer | Model not available | 3000121330 | Functional | Others
11986 | Fatehpur Chc Sikar | 300mA X-Ray Machine | Model not available | 939 | Functional | Cmho Supply
11987 | Fatehpur Chc Sikar | 300mA X-Ray Machine | Model not available | 2000037323 | Functional | Others
11988 | Fatehpur Chc Sikar | 300mA X-Ray Machine | Model not available | 2000037341 | Functional | Others
11989 | Fatehpur Chc Sikar | 300mA X-Ray Machine | Model not available | 2000037351 | Functional | Others
11990 | Fatehpur Chc Sikar | 300mA X-Ray Machine | Model not available | 2000037352 | Functional | Others
11991 | Jhalawar Medical College Medical Collage Hospital | Suction Machine | Model Not Available | 3000121335 | Functional | Others
11992 | Jhalawar Medical College Medical Collage Hospital | Defibrillator | MODEL NOT AVAILABLE | 3000121336 | Functional | Others
11993 | Umaid Hospital Jodhpur Medical College Hospital | Syringe Infusion Pump | SIMTEK - Infutek 405 | 16061145a501 | Functional | Simtek Medico Systems Pvt Ltd
11994 | Umaid Hospital Jodhpur Medical College Hospital | Pulse Oxymeter | Comet - P (L and T) | C13PA6050 | Not in use | Larsen And Tourbo Ltd
11995 | Islampur Phc | O.T. Light Single Dome | MODEL NOT AVAILABLE | 2000021762 | Functional | Others
11996 | Anoopgarh Chc | Sahlis HB Meter | HB Meter | 3000041337 | Functional | Others
11997 | M G Hospital Bhilwara Dh | Defibrillator with Cardiac Monitor | BPL - DF 2389 | A10SRD314 | Functional | Others
11998 | Chunawadh Chc | Syringe Needle Destroyer | Model not available | 3000048046 | Functional | Bhasin Sons Private Limited
11999 | M G Hospital Bhilwara Dh | Defibrillator with Cardiac Monitor | BPL - DF 2389 | A10SR0311 | Functional | Others
12000 | Jhalawar Medical College Medical Collage Hospital | Defibrillator | MODEL NOT AVAILABLE | 3000055012 | Functional | Others
12001 | Jhalawar Medical College Medical Collage Hospital | Suction Machine | Model Not Available | 3000055033 | Functional | Others
12002 | Jhalawar Medical College Medical Collage Hospital | Suction Machine | Model Not Available | 3000055032 | Functional | Others
12003 | Jhalawar Medical College Medical Collage Hospital | Incubator | MODEL NOT AVAILABLE | 3000055054 | Not in use | Others
12004 | Uniara Chc | Syringe Needle Destroyer | Model not available | 29099 | Functional | Others
12005 | Mathura Das Mathur Hospital Jdh | Syringe Infusion Pump | Model not available | 3000117363 | Functional | Others
12006 | Mathura Das Mathur Hospital Jdh | Syringe Infusion Pump | Model not available | 333117364 | Functional | Others
12007 | Mathura Das Mathur Hospital Jdh | Syringe Infusion Pump | Model not available | 3000117365 | Functional | Others
12008 | Mathura Das Mathur Hospital Jdh | Syringe Infusion Pump | Model not available | 3000117366 | Functional | Others
12009 | Mathura Das Mathur Hospital Jdh | Syringe Infusion Pump | Model not available | 3000117367 | Functional | Others
12010 | Mathura Das Mathur Hospital Jdh | Syringe Infusion Pump | Model not available | 3000117368 | Functional | Others
12011 | Mathura Das Mathur Hospital Jdh | Syringe Infusion Pump | Model not available | 3000117369 | Functional | Others
12012 | Mathura Das Mathur Hospital Jdh | Syringe Infusion Pump | Model not available | 3000117370 | Functional | Others
12013 | Mathura Das Mathur Hospital Jdh | Syringe Infusion Pump | Model not available | 3000117371 | Functional | Others
12014 | Mathura Das Mathur Hospital Jdh | Syringe Infusion Pump | Model not available | 3000117372 | Functional | Others
12015 | Mathura Das Mathur Hospital Jdh | Syringe Infusion Pump | Model not available | 3000117373 | Functional | Others
12016 | Mathura Das Mathur Hospital Jdh | Syringe Infusion Pump | Model not available | 3000117374 | Functional | Others
12017 | Mathura Das Mathur Hospital Jdh | Radiant Heat Warmer | Model Not Available | 3000134122 | Functional | Others
12018 | Mathura Das Mathur Hospital Jdh | Radiant Heat Warmer | Model Not Available | 3000134141 | Functional | Others
12019 | Umaid Hospital Jodhpur Medical College Hospital | Instrument Sterilizer | Model Not Available | 3000122664 | Functional | Others
12020 | District Hospital Chittorgarh Dh | Radiant Heat Warmer | Meditrin - Heat Warmer | NRHM/WM09/300 | Functional | Meditrin Instruments
12021 | Jln Central Store Medical College | Syringe Infusion Pump | SIMTEK - Infutek 405 | 17LI455513 | Functional | Others
12022 | District Hospital Chittorgarh Dh | Radiant Heat Warmer | Zeal - RHW 2101A | RHW2101A/0713/569 | Functional | Zeal Medical Pvt Ltd
12023 | Baragoan Chc | SPHYGMOMANOMETER(BP APPRATUS) | MODEL NOT AVAILABLE | 3000259271 | Functional | Others
12024 | Umaid Hospital Jodhpur Medical College Hospital | Instrument Sterilizer | Model Not Available | 3000122859 | Functional | Others
12025 | Uniara Chc | Freezes | MODEL NOT AVAILABLE | 3000088018 | Functional | Others
12026 | Baragoan Chc | Fetal Doppler | MODEL NOT AVAILABLE | 2000019495 | Functional | Bpl Medical Technologies
12027 | Jln Central Store Medical College | Syringe Infusion Pump | SIMTEK - Infutek 405 | 1808104.5AJ05 | Functional | Others
12028 | District Hospital Chittorgarh Dh | Radiant Heat Warmer | Zeal - RHW 2101A | RHW2101A/0713/557 | Functional | Zeal Medical Pvt Ltd
12029 | Mathura Das Mathur Hospital Jdh | Phototherepy Unit | MODEL NOT AVAILABLE | 3000120883 | Functional | Others
12030 | M G Hospital Bhilwara Dh | ELECTRIC OT TABLE | MODEL NOT AVAILABLE | 3000125188 | Functional | Others
12031 | Islampur Phc | Autoclave | Model not available | 2000021757 | Functional | Others
12032 | Jhalawar Medical College Medical Collage Hospital | Binocular Microscope | Labomed - Vision 2000 | 3000130212 | Functional | Others
12033 | Jhalawar Medical College Medical Collage Hospital | Multi-Para Monitor | Model not available | 3000055037 | Functional | Others
12034 | Jhalawar Medical College Medical Collage Hospital | Multi-Para Monitor | Model not available | 3000055036 | Functional | Others
12035 | Jhalawar Medical College Medical Collage Hospital | Multi-Para Monitor | Model not available | 3000055035 | Functional | Others
12036 | Khedala Bujurg Phc | SPHYGMOMANOMETER(BP APPRATUS) | MODEL NOT AVAILABLE | 11015006 | Functional | Others
12037 | Bissau Chc | Hemoglobin meter | HB 301 | 1342813240 | Functional | Horiba India Pvt Ltd
12038 | Bissau Chc | Centrifuge Machine ( 8 Tube) | REMI - R4C | 2000021962 | Functional | Remi Electrotechnik Ltd
12039 | Mathura Das Mathur Hospital Jdh | O.T. Light Double Dome | MODEL NOT AVAILABLE | 3000134117 | Functional | Others
12040 | Mathura Das Mathur Hospital Jdh | O.T. Light Double Dome | MODEL NOT AVAILABLE | 3000134155 | Functional | Others
12041 | Uniara Chc | Ice lined refrigerator | HBD-116 | BE04G4E2600 | Functional | Others
12042 | Bissau Chc | Fetal Doppler | ND - 102 | 2000021966 | Functional | Niscomed Electro Medical Devices
12043 | Bissau Chc | Weighing Machine | MODEL NOT AVAILABLE | 2000021968 | Functional | Crown Digital Scales Inc
12044 | Mathura Das Mathur Hospital Jdh | Defibrillator | MODEL NOT AVAILABLE | J11D264 | Functional | Others
12045 | Mathura Das Mathur Hospital Jdh | Defibrillator | MODEL NOT AVAILABLE | J13D516 | Functional | Others
12046 | Mathura Das Mathur Hospital Jdh | Defibrillator | MODEL NOT AVAILABLE | J12D207 | Functional | Others
12047 | Mathura Das Mathur Hospital Jdh | Defibrillator | MODEL NOT AVAILABLE | J13D476 | Functional | Others
12048 | Malpura Chc | Ice lined refrigerator | Model Not Available | 3000088355 | Functional | Others
12049 | Uniara Chc | 100mA X-Ray Machine | Model not available | 1520 | Functional | Others
12050 | Bissau Chc | SPHYGMOMANOMETER(BP APPRATUS) | MODEL NOT AVAILABLE | 2000021977 | Functional | Others
12051 | Manpur Phc Dausa | Baby Weighing Machine | Crown | 3000081365 | Functional | Others
12052 | District Hospital Pratapgarh Dh | Glucometer | Model not available | 195A000738E | Functional | Others
12053 | Mathura Das Mathur Hospital Jdh | ELECTRIC OT TABLE | MODEL NOT AVAILABLE | 2000034961 | Functional | Others
12054 | Jln Central Store Medical College | Multi-Para Monitor | Model not available | 104905 | Functional | Others
12055 | Dist Hospital Barmer Dh | Single Puncture Laparoscope with Console Unit | 26034AAV | 3000124525 | Functional | Others
12056 | Baragoan Chc | Instrument Sterilizer | Model Not Available | 2000019477 | Functional | Others
12057 | Mathura Das Mathur Hospital Jdh | Cautry Machine | Model Not Available | 3000117522 | Functional | Others
12058 | M G Hospital Bhilwara Dh | Anesthesia Machine | MODEL NOT AVAILABLE | 2001915 | Functional | Others
12059 | Mathura Das Mathur Hospital Jdh | Syringe Infusion Pump | Model not available | 3000117599 | Functional | Others
12060 | Mathura Das Mathur Hospital Jdh | Syringe Infusion Pump | Model not available | 3000117598 | Functional | Others
12061 | Mathura Das Mathur Hospital Jdh | Syringe Infusion Pump | Model not available | 3000117597 | Functional | Others
12062 | Mathura Das Mathur Hospital Jdh | Syringe Infusion Pump | Model not available | 3000117596 | Functional | Others
12063 | Mathura Das Mathur Hospital Jdh | Syringe Infusion Pump | Model not available | 3000117595 | Functional | Others
12064 | Mathura Das Mathur Hospital Jdh | Syringe Infusion Pump | Model not available | 3000117581 | Functional | Others
12065 | Mathura Das Mathur Hospital Jdh | Syringe Infusion Pump | MODEL NOT AVAILABLE | J14D278 | Functional | Schiller Healthcare India Pvt Ltd
12066 | Mathura Das Mathur Hospital Jdh | Syringe Infusion Pump | Model not available | 3000117579 | Functional | Others
12067 | Jln Central Store Medical College | Ventilator | Model Not Available | 121105250962 | Functional | Others
12068 | District Hospital Chittorgarh Dh | Multi-Para Monitor | Star 50 ( L and T ) | 3000121649 | Functional | Others
12069 | Sunder Singh Bhandari Hospital Chandpole Dh | Fetal Doppler | MODEL NOT AVAILABLE | MD2K907021/27 | Functional | Delta Medical Corporation
12070 | Mathura Das Mathur Hospital Jdh | Pulse Oxymeter | Model Not Available | 3000134118 | Functional | Others
12071 | District Hospital Pratapgarh Dh | Incubator | MODEL NOT AVAILABLE | 07L3339 | Functional | Yorco Sales Pvt Ltd
12072 | Mathura Das Mathur Hospital Jdh | Vessel Sealing System With Bipolar Plasma Resection | MODEL NOT AVAILABLE | 3000134126 | Functional | Others
12073 | Dist Hospital Barmer Dh | Multi-Para Monitor | Model not available | A10SR0566 | Functional | Larsen And Tourbo Ltd
12074 | Jln Central Store Medical College | Ventilator | Model Not Available | 121105250949 | Functional | Others
12075 | Sunder Singh Bhandari Hospital Chandpole Dh | SPHYGMOMANOMETER(BP APPRATUS) | MODEL NOT AVAILABLE | 3000040006 | Functional | Others
12076 | Mathura Das Mathur Hospital Jdh | Suction Machine | Model Not Available | 3000134140 | Functional | Others
12077 | Sunder Singh Bhandari Hospital Chandpole Dh | Freezes | MODEL NOT AVAILABLE | 3000040007 | Functional | Videocon Industries Ltd
12078 | Bhandari Phc | Centrifuge Machine ( 8 Tube) | Model Not Available | 3000081372 | Functional | Others
12079 | District Hospital Pratapgarh Dh | Incubator | MODEL NOT AVAILABLE | 9BB-1805 | Functional | Yorco Sales Pvt Ltd
12080 | Sunder Singh Bhandari Hospital Chandpole Dh | Instrument Sterilizer | Model Not Available | 3000040008 | Functional | Others
12081 | District Sahadat Hospital Tonk Dh | Instrument Sterilizer | Model Not Available | 3000088173 | Functional | Others
12082 | Anoopgarh Chc | A Scan Ultrasonic Biometer | Model Not Available | 3000041349 | Functional | Others
12083 | Nawalgarh Satellite Hospital | Photoelectric Calorimeter | Calorimeter - 1312 | 2000019652 | Functional | Rhsdp Supply
12084 | Nawalgarh Satellite Hospital | Glucometer | Model not available | 2000019653 | Non Functional Repairable | Rhsdp Supply
12085 | Jhalawar Medical College Medical Collage Hospital | Binocular Microscope | Labomed - Vision 2000 | 3000055052 | Functional | Others
12086 | Nawalgarh Satellite Hospital | Glucometer | Model not available | 2000019654 | Functional | Others
12087 | Jhalawar Medical College Medical Collage Hospital | Suction Machine | Model Not Available | 3000129607 | Functional | Others
12088 | Tamkor Phc | Glucometer | Model not available | 3200934 | Functional | Others
12089 | Gharsana Chc | SPHYGMOMANOMETER(BP APPRATUS) | MODEL NOT AVAILABLE | 3000041471 | Functional | Others
12090 | M G Hospital Bhilwara Dh | Defibrillator with Cardiac Monitor | BPL - DF 2389 | M014E004172 | Functional | Others
12091 | M G Hospital Bhilwara Dh | Ultra Sonography (USG) & Colour Dopler Machine | Siemens - Sonoline Adara | 3000125120 | Functional | Others
12092 | District Hospital Paota | Suction Machine | Model Not Available | 3000049443 | Functional | Bhaseen Health Products Pvt Ltd
12093 | District Hospital Paota | Suction Machine | Model Not Available | 3000049356 | Functional | Others
12094 | Jhalawar Medical College Medical Collage Hospital | Freezes | MODEL NOT AVAILABLE | 3000130035 | Functional | Others
12095 | M G Hospital Bhilwara Dh | ECG Machine (Six Channel ) | BPL - Cardiart 8408 | 5 | Functional | Others
12096 | Jhalawar Medical College Medical Collage Hospital | Tube Sealer for Blood bags | Model Not Available | 3000130036 | Functional | Others
12097 | Jhalawar Medical College Medical Collage Hospital | Incubator | MODEL NOT AVAILABLE | 3000130038 | Functional | Others
12098 | Umaid Hospital Jodhpur Medical College Hospital | Blood Bank Refrigerator | Model not available | 3000124979 | Functional | Others
12099 | Umaid Hospital Jodhpur Medical College Hospital | Blood Bank Refrigerator | Model not available | 3000124980 | Functional | Others
12100 | Umaid Hospital Jodhpur Medical College Hospital | Blood Bank Refrigerator | Model not available | 3000124981 | Functional | Others
12101 | Jhalawar Medical College Medical Collage Hospital | Water Bath | Model not available | 3000130048 | Functional | Others
12102 | Jhalawar Medical College Medical Collage Hospital | Coagulation Analyzer | Model not available | 3000130050 | Functional | Others
12103 | Saatha Phc | Centrifuge Machine ( 16 Tube ) | Model not available | 3000081671 | Functional | Others
12104 | Umaid Hospital Jodhpur Medical College Hospital | Blood Bank Refrigerator | Model not available | 3000124970 | Functional | Others
12105 | Jhalawar Medical College Medical Collage Hospital | Ventilator | Model Not Available | 3000121461 | Functional | Others
12106 | District Hospital Pratapgarh Dh | Semi Automated Chemistry Analyzer | Transasia - CHEM 7 | 20444 | Functional | Others
12107 | Umaid Hospital Jodhpur Medical College Hospital | Blood Bank Refrigerator | Model not available | 3000124971 | Functional | Others
12108 | Mathura Das Mathur Hospital Jdh | Phototherepy Unit | MODEL NOT AVAILABLE | 3000120884 | Functional | Others
12109 | Mathura Das Mathur Hospital Jdh | Phototherepy Unit | MODEL NOT AVAILABLE | 3000120885 | Functional | Others
12110 | District Hospital Chittorgarh Dh | Radiant Heat Warmer | Zeal - RHW 2101A | RHW2101A/0713/576 | Non Functional Repairable | Zeal Medical Pvt Ltd
12111 | Govt Bangur Hopital Pali Dh | Suction Machine | Model Not Available | 3000124752 | Functional | Others
12112 | Uniara Chc | Freezes | MODEL NOT AVAILABLE | 3000088019 | Functional | Others
12113 | Baragoan Chc | Semi Automated Chemistry Analyzer | CPC - STAT FAX 3300 | 33007464 | Functional | Awarness Technologies
12114 | Mathura Das Mathur Hospital Jdh | ECG Machine (Single Channel) | Model Not Available | 3000122323 | Not in use | Others
12115 | Mathura Das Mathur Hospital Jdh | Phototherepy Unit | MODEL NOT AVAILABLE | 131403005838 | Functional | Others
12116 | Mathura Das Mathur Hospital Jdh | Phototherepy Unit | MODEL NOT AVAILABLE | 131403005840 | Functional | Others
12117 | Mathura Das Mathur Hospital Jdh | Phototherepy Unit | MODEL NOT AVAILABLE | 1314703005842 | Functional | Others
12118 | Indali Chc Jhunjunu | SPHYGMOMANOMETER(BP APPRATUS) | MODEL NOT AVAILABLE | 2000021800 | Functional | Others
12119 | Mathura Das Mathur Hospital Jdh | Defibrillator | MODEL NOT AVAILABLE | 3000122306 | Functional | Others
12120 | Umaid Hospital Jodhpur Medical College Hospital | SPHYGMOMANOMETER(BP APPRATUS) | MODEL NOT AVAILABLE | 3000122861 | Functional | Ajay Optical India
12121 | Jln Central Store Medical College | Syringe Infusion Pump | Model not available | 20828859 | Functional | Others
12122 | Mathura Das Mathur Hospital Jdh | Multi-Para Monitor | Schiller - Truscope Classic | 3000122395 | Functional | Others
12123 | Mathura Das Mathur Hospital Jdh | Suction Machine | Model Not Available | 3000120879 | Functional | Others
12124 | Govt Bangur Hopital Pali Dh | Ventilator | Model Not Available | IV18855 | Functional | Others
12125 | District Hospital Chittorgarh Dh | Phototherepy Unit | Meditrin - Digital Bilitimer Phototherapy | NRHM/TP09/58 | Functional | Meditrin Instruments
12126 | Govt Bangur Hopital Pali Dh | Radiant Heat Warmer | Model Not Available | 3000124753 | Functional | Delta Medical Corporation
12127 | District Sahadat Hospital Tonk Dh | Incubator | MODEL NOT AVAILABLE | 3000088117 | Functional | Others
12128 | Uniara Chc | Binocular Microscope | Model Not Available | 957034 | Functional | Others
12129 | Mathura Das Mathur Hospital Jdh | Freezes | MODEL NOT AVAILABLE | 3000122301 | Functional | Others
12130 | Mathura Das Mathur Hospital Jdh | Emergeny First Aid Kit | Medisys | 3000122390 | Functional | Others
12131 | Mathura Das Mathur Hospital Jdh | Emergeny First Aid Kit | Medisys | 3000122389 | Functional | Others
12132 | Mathura Das Mathur Hospital Jdh | Emergeny First Aid Kit | Medisys | 3000122388 | Functional | Others
12133 | Binjusar Phc | Centrifuge Machine ( 8 Tube) | Model Not Available | 2000019584 | Functional | Others
12134 | District Sahadat Hospital Tonk Dh | Radiant Heat Warmer | Model Not Available | 1113/2422 | Functional | Zeal Medical Pvt Ltd
12135 | Jhalawar Medical College Medical Collage Hospital | O.T. Light Single Dome | MODEL NOT AVAILABLE | 3000055017 | Functional | Others
12136 | Lalsot Chc | Glucometer | Model not available | 4208242807898 | Functional | Metro Traiding Corporation
12137 | Tamkor Phc | Nebulizer | MODEL NOT AVAILABLE | 2000019400 | Functional | Nipro Diagnostics
12138 | Jhalawar Medical College Medical Collage Hospital | Centrifuge Machine ( 4 Tube ) | Model not available | 41219019 | Functional | Others
12139 | Dist Hospital Barmer Dh | Blood Bank Refrigerator | Model not available | 3000122071 | Non Functional Not Repairable | Others
12140 | Lalsot Chc | O.T. Light Single Dome | MODEL NOT AVAILABLE | 3000081544 | Functional | Others
12141 | Gazsinghpur Chc | Hemoglobin meter | HB 301 | 13458130119 | Functional | Hemocue India
12142 | Jhalawar Medical College Medical Collage Hospital | Syringe Needle Destroyer | Model not available | 3000055008 | Functional | Others
12143 | District Sahadat Hospital Tonk Dh | Sahlis HB Meter | Model not available | 3000088107 | Functional | Others
12144 | Peeplu Chc | Fetal Doppler | MODEL NOT AVAILABLE | 3000088398 | Functional | Others
12145 | Jhalawar Medical College Medical Collage Hospital | Baby Weighing Machine | Model Not Available | 3000121349 | Functional | Others
12146 | Umaid Hospital Jodhpur Medical College Hospital | Defibrillator with Cardiac Monitor | Schiller - Defigard 400 | J12D267 | Functional | Schiller Healthcare India Pvt Ltd
12147 | Umaid Hospital Jodhpur Medical College Hospital | Centrifuge Machine ( 8 Tube) | REMI - R303 | 3000120359 | Functional | Remi Electrotechnik Ltd
12148 | Jhalawar Medical College Medical Collage Hospital | Weighing Machine | Victoria DX | 3000121353 | Functional | Others
12149 | Umaid Hospital Jodhpur Medical College Hospital | Electrolyte Analyzer | Model not available | 1409 | Functional | Others
12150 | District Sahadat Hospital Tonk Dh | Centrifuge Machine ( 8 Tube) | Model Not Available | VGZC577 | Functional | Remi Electrotechnik Ltd
12151 | Lalsot Chc | SPHYGMOMANOMETER(BP APPRATUS) | Pagoda | 574346 | Functional | Others
12152 | Peeplu Chc | Fetal Doppler | MODEL NOT AVAILABLE | 3000088394 | Functional | Others
12153 | Lalsot Chc | SPHYGMOMANOMETER(BP APPRATUS) | MODEL NOT AVAILABLE | 567854 | Functional | Cmho Supply
12154 | Jhalawar Medical College Medical Collage Hospital | Nebulizer | MODEL NOT AVAILABLE | 3000121372 | Functional | Others
12155 | Jhalawar Medical College Medical Collage Hospital | Nebulizer | MODEL NOT AVAILABLE | 3000121373 | Functional | Others
12156 | Jhalawar Medical College Medical Collage Hospital | Nebulizer | MODEL NOT AVAILABLE | 3000121374 | Functional | Others
12157 | Umaid Hospital Jodhpur Medical College Hospital | Freezes | MODEL NOT AVAILABLE | 301NRVN134063 | Functional | Others
12158 | Mathura Das Mathur Hospital Jdh | ECG Machine (Single Channel) | Model Not Available | 3000131654 | Functional | Others
12159 | Lalsot Chc | SPHYGMOMANOMETER(BP APPRATUS) | MODEL NOT AVAILABLE | 357982 | Not in use | Cmho Supply
12160 | Deoli Chc | Syringe Needle Destroyer | Nulife - Dots | 3000088037 | Functional | Others
12161 | Jln Central Store Medical College | ECG Monitor | Model not available | 393 | Functional | Others
12162 | Mathura Das Mathur Hospital Jdh | ELECTRIC OT TABLE | MODEL NOT AVAILABLE | 2000034975 | Functional | Others
12163 | District Sahadat Hospital Tonk Dh | Oxygen Concentrator | Model Not Available | 14212 | Functional | Others
12164 | M G Hospital Bhilwara Dh | Radiant Heat Warmer | Model Not Available | 3000042772 | Functional | Others
12165 | District Hospital Chittorgarh Dh | Syringe Infusion Pump | Model not available | 018090/21249680 | Functional | Fresenius Kabi India Pvt Limited
12166 | Umaid Hospital Jodhpur Medical College Hospital | Automatic Film Processor | OPTIMAX - PDC | 3000124959 | Functional | Others
12167 | M G Hospital Banswara Dh | SPHYGMOMANOMETER(BP APPRATUS) | MODEL NOT AVAILABLE | 3000042761 | Functional | Others
12168 | M G Hospital Banswara Dh | Suction Machine | Model Not Available | 3000042765 | Functional | Others
12169 | District Sahadat Hospital Tonk Dh | Oxygen Concentrator | Model Not Available | 19839 | Functional | Others
12170 | Bhandari Phc | Freezes | Kelvinator KGE 193 | 3000081370 | Functional | Others
12171 | Jln Central Store Medical College | Intensive Care Bed | Janak | X6A312120373 | Functional | Janak Healthcare Pvt Ltd
12172 | Sunder Singh Bhandari Hospital Chandpole Dh | Syringe Needle Destroyer | Model not available | 681 | Functional | Others
12173 | District Sahadat Hospital Tonk Dh | Fetal Doppler | MODEL NOT AVAILABLE | 3000088174 | Functional | Others
12174 | Jln Central Store Medical College | Intensive Care Bed | Janak | X6A312120361 | Functional | Janak Healthcare Pvt Ltd
12175 | Bhandari Phc | Glucometer | Model not available | 423011120000274B | Functional | Others
12176 | District Hospital Pratapgarh Dh | Freezes | MODEL NOT AVAILABLE | 2672 | Functional | Videocon Industries Ltd
12177 | District Hospital Chittorgarh Dh | Syringe Infusion Pump | SIMTEK - Infutek 405 | 01E1455533 | Functional | Rhsdp Supply
12178 | Uniara Chc | Autoclave | Model not available | 21469 | Functional | Others
12179 | Jln Central Store Medical College | Intensive Care Bed | Janak | X6A313010414 | Functional | Janak Healthcare Pvt Ltd
12180 | Dist Hospital Barmer Dh | Multi-Para Monitor | Model not available | 611 | Functional | Larsen And Tourbo Ltd
12181 | Jln Central Store Medical College | Intensive Care Bed | Janak | X6A313010503 | Functional | Others
12182 | Sunder Singh Bhandari Hospital Chandpole Dh | Suction Machine | Model Not Available | 3000040010 | Functional | Others
12183 | Mathura Das Mathur Hospital Jdh | Autoclave | Model not available | 3000117499 | Functional | Others
12184 | Bhandari Phc | Binocular Microscope | Model Not Available | 3000081374 | Functional | Others
12185 | Mathura Das Mathur Hospital Jdh | Multi-Para Monitor | Schiller - Truscope Classic | 3000131361 | Functional | Others
12186 | Umaid Hospital Jodhpur Medical College Hospital | Spot Light ( Portable ) | Model Not Available | 3000122715 | Non Functional Repairable | Cognate India
12187 | Gov. Hospital, Sujangarh Sdh | Anesthesia Machine | Allied | 30001290016 | Functional | Alleid Medical Limited
12188 | District Sahadat Hospital Tonk Dh | Phototherepy Unit | MODEL NOT AVAILABLE | 213 | Functional | Others
12189 | Malsisar Chc | Weighing Machine | MODEL NOT AVAILABLE | 130722682 | Functional | Others
12190 | District Hospital Paota | Ventilator | Model Not Available | 3000049435 | Functional | Others
12191 | Newai Chc | Radiant Heat Warmer | Meditrin - Heat Warmer | 3000080072 | Functional | Meditrin Instruments
12192 | Umaid Hospital Jodhpur Medical College Hospital | Fetal Monitor | EDAN F-6 | 3000122685 | Functional | Edan Smart
12193 | Newai Chc | Suction Machine | Model Not Available | 3000080073 | Functional | Others
12194 | Jhalawar Medical College Medical Collage Hospital | Syringe Infusion Pump | Model not available | 3000130062 | Functional | Others
12195 | Jhalawar Medical College Medical Collage Hospital | Syringe Needle Destroyer | Model not available | 3000130063 | Functional | Others
12196 | Jajod Chc | Ice lined refrigerator | Model Not Available | 2000037606 | Functional | Others
12197 | Jajod Chc | Blood Bank Refrigerator | Model not available | 2000037607 | Functional | Others
12198 | Newai Chc | Instrument Sterilizer | Model Not Available | 3000080075 | Functional | Others
12199 | Jhalawar Medical College Medical Collage Hospital | Multi-Para Monitor | Model not available | 3000130064 | Functional | Others
12200 | Jhalawar Medical College Medical Collage Hospital | Multi-Para Monitor | Model not available | 3000130065 | Functional | Others
12201 | Umaid Hospital Jodhpur Medical College Hospital | O.T. Light Single Dome | MODEL NOT AVAILABLE | 3000122704 | Functional | A K Surgicals
12202 | Jhalawar Medical College Medical Collage Hospital | Syringe Infusion Pump | Model not available | 3000130066 | Functional | Others
12203 | Mahatma Ghandhi Hospital Jodhpur | Autoclave | Model not available | 3000122527 | Functional | Others
12204 | Govt Bangur Hopital Pali Dh | Hot Air Oven | Model not available | 3000124813 | Functional | Elite Scientific Corporation
12205 | Jhalawar Medical College Medical Collage Hospital | Suction Machine | Model Not Available | 3000121327 | Functional | Others
12206 | Mahatma Ghandhi Hospital Jodhpur | Digital Photo Calorimeter | Model not available | 3000122529 | Functional | Others
12207 | City Dispensary No 1 | Instrument Sterilizer | Model Not Available | 2000019109 | Non Functional Repairable | Others
12208 | Fatehpur Chc Sikar | Semi Automated Chemistry Analyzer | Micro Lab - RX 50V | 2000037327 | Functional | Others
12209 | Fatehpur Chc Sikar | Semi Automated Chemistry Analyzer | Model Not Available | 3000260115 | Functional | Cognate India
12210 | Mathura Das Mathur Hospital Jdh | Syringe Infusion Pump | Evadrop SP 300 | 3000122373 | Functional | Others
12211 | Mathura Das Mathur Hospital Jdh | Syringe Infusion Pump | Evadrop SP 300 | 3000122374 | Functional | Others
12212 | Mathura Das Mathur Hospital Jdh | Syringe Infusion Pump | Evadrop SP 300 | 3000122375 | Functional | Others
12213 | Mathura Das Mathur Hospital Jdh | Syringe Infusion Pump | Evadrop SP 300 | 3000122376 | Functional | Others
12214 | Mathura Das Mathur Hospital Jdh | Syringe Infusion Pump | Evadrop SP 300 | 3000122377 | Functional | Others
12215 | Binjusar Phc | Hemoglobin meter | Model Not Available | 2000019585 | Functional | Others
12216 | Binjusar Phc | Glucometer | Model not available | 2000019586 | Functional | Others
12217 | Binjusar Phc | Syringe Needle Destroyer | Model not available | 2000019587 | Functional | Others
12218 | Mathura Das Mathur Hospital Jdh | Syringe Infusion Pump | Evadrop SP 300 | 3000122372 | Functional | Others
12219 | Mathura Das Mathur Hospital Jdh | Syringe Infusion Pump | Evadrop SP 300 | 3000122371 | Functional | Others
12220 | Mathura Das Mathur Hospital Jdh | Defibrillator | MODEL NOT AVAILABLE | 3000124034 | Functional | Others
12221 | Mathura Das Mathur Hospital Jdh | Defibrillator | MODEL NOT AVAILABLE | 3000124035 | Functional | Others
12222 | Mathura Das Mathur Hospital Jdh | Defibrillator | MODEL NOT AVAILABLE | 3000124036 | Functional | Others
12223 | Mathura Das Mathur Hospital Jdh | Defibrillator | MODEL NOT AVAILABLE | 3000124037 | Functional | Others
12224 | Mathura Das Mathur Hospital Jdh | Defibrillator | MODEL NOT AVAILABLE | 3000124038 | Functional | Others
12225 | Mathura Das Mathur Hospital Jdh | Pulse Oxymeter | Model Not Available | 3000122312 | Functional | Others
12226 | Mathura Das Mathur Hospital Jdh | Centrifuge Machine ( 4 Tube ) | Model not available | 3000120377 | Functional | Others
12227 | Mathura Das Mathur Hospital Jdh | Radiant Heat Warmer | Model Not Available | 3000120933 | Functional | Others
12228 | Mathura Das Mathur Hospital Jdh | Radiant Heat Warmer | Model Not Available | 3000120934 | Functional | Others
12229 | Mathura Das Mathur Hospital Jdh | Radiant Heat Warmer | Model Not Available | 3000120935 | Functional | Others
12230 | Mathura Das Mathur Hospital Jdh | Radiant Heat Warmer | Model Not Available | 3000120936 | Functional | Others
12231 | Mathura Das Mathur Hospital Jdh | Radiant Heat Warmer | Model Not Available | 3000120937 | Functional | Others
12232 | Mathura Das Mathur Hospital Jdh | Radiant Heat Warmer | Model Not Available | 3000120938 | Functional | Others
12233 | Mathura Das Mathur Hospital Jdh | Radiant Heat Warmer | Model Not Available | 3000120939 | Functional | Others
12234 | Mathura Das Mathur Hospital Jdh | Radiant Heat Warmer | Model Not Available | 3000120927 | Functional | Others
12235 | Mathura Das Mathur Hospital Jdh | Radiant Heat Warmer | Model Not Available | 3000120928 | Functional | Others
12236 | Godu Phc | Nebulizer | MODEL NOT AVAILABLE | 21791 | Functional | Others
12237 | Anoopgarh Chc | Dental X-ray unit | DENTAL X RAY | AERB/13/545 | Functional | Others
12238 | M G Hospital Bhilwara Dh | Defibrillator with Cardiac Monitor | Microsil - ND350 | 3000087058 | Functional | Linco Scientific Instruments And Chemicals (P) Ltd
12239 | Peeplu Chc | Hydraulic Operation Table | MODEL NOT AVAILABLE | 3000088396 | Functional | Others
12240 | Gazsinghpur Chc | Blood Bank Refrigerator | Model not available | 25010798 | Functional | Cmho Supply
12241 | District Hospital Paota | SPHYGMOMANOMETER(BP APPRATUS) | MODEL NOT AVAILABLE | 3000049377 | Functional | Others
12242 | Newai Chc | Spot Light ( Portable ) | Model Not Available | 3000080083 | Functional | Others
12243 | Umaid Hospital Jodhpur Medical College Hospital | Incubator | MODEL NOT AVAILABLE | 3000124988 | Functional | Others
12244 | Jhalawar Medical College Medical Collage Hospital | Baby Weighing Machine | Model Not Available | 3000121486 | Functional | Others
12245 | Jhalawar Medical College Medical Collage Hospital | Baby Weighing Machine | Model Not Available | 3000121487 | Functional | Others
12246 | Jhalawar Medical College Medical Collage Hospital | Baby Weighing Machine | Model Not Available | 3000121488 | Functional | Others
12247 | Nawalgarh Satellite Hospital | Binocular Microscope | PZB 22 | 2000019647 | Functional | Others
12248 | Newai Chc | Syringe Needle Destroyer | Nulife - Dots | 3000080088 | Functional | Mrk Healthcare Pvt Ltd Delhi
12249 | Jhalawar Medical College Medical Collage Hospital | Nebulizer | MODEL NOT AVAILABLE | 3000121489 | Functional | Others
12250 | Umaid Hospital Jodhpur Medical College Hospital | Blood Bank Refrigerator | Model not available | 3000120425 | Functional | Others
12251 | Sikrai Chc | Blood Mixer ( Roller Mixer ) | Model not available | 3000081678 | Functional | Others
12252 | Newai Chc | Dental X-ray unit | DENTAL X RAY | 3000080080 | Functional | Others
12253 | Sikrai Chc | Incubator | MODEL NOT AVAILABLE | 3000081683 | Functional | Others
12254 | Indali Chc Jhunjunu | Incubator | MODEL NOT AVAILABLE | 2000021795 | Functional | Others
12255 | District Hospital Paota | Syringe Needle Destroyer | Model not available | 3000049380 | Functional | Others
12256 | Sikrai Chc | Blood Bank Refrigerator | JAR -31 | 80903749 | Functional | Others
12257 | Mathura Das Mathur Hospital Jdh | Weighing Machine | MODEL NOT AVAILABLE | 3000120709 | Functional | Others
12258 | District Hospital Paota | Cautry Machine | Model Not Available | 3000049359 | Functional | Others
12259 | Binjusar Phc | O.T. Light Single Dome | MODEL NOT AVAILABLE | 2000019591 | Functional | Others
12260 | Mathura Das Mathur Hospital Jdh | Multi-Para Monitor | Model not available | 3000122327 | Functional | Others
12261 | District Sahadat Hospital Tonk Dh | Oxygen Concentrator | Model Not Available | AXTCIC16237 | Non Functional Repairable | Bpl Medical Technologies
12262 | Jln Central Store Medical College | Intensive Care Bed | Janak | 1209257 | Functional | Janak Healthcare Pvt Ltd
12263 | District Hospital Chittorgarh Dh | Syringe Infusion Pump | SIMTEK - Infutek 405 | 3000121787 | Functional | Rhsdp Supply
12264 | Jln Central Store Medical College | Intensive Care Bed | Janak | 12081158 | Functional | Janak Healthcare Pvt Ltd
12265 | Sunder Singh Bhandari Hospital Chandpole Dh | SPHYGMOMANOMETER(BP APPRATUS) | MODEL NOT AVAILABLE | 12010053 | Functional | Others
12266 | Mathura Das Mathur Hospital Jdh | Bipolar Cautery Machine | Model Not Available | 3000134125 | Functional | Others
12267 | Mathura Das Mathur Hospital Jdh | Autoclave | Model not available | 3000117500 | Functional | Others
12268 | Mathura Das Mathur Hospital Jdh | Nebulizer | MODEL NOT AVAILABLE | 3000131360 | Functional | Others
12269 | Bhandari Phc | Hemoglobin meter | Model Not Available | 627102/2015 | Functional | Others
12270 | Dist Hospital Barmer Dh | Multi-Para Monitor | Model not available | 569 | Functional | Larsen And Tourbo Ltd
12271 | District Hospital Chittorgarh Dh | Syringe Infusion Pump | SIMTEK - Infutek 405 | 3000121788 | Functional | Simtek Medico Systems Pvt Ltd
12272 | Jln Central Store Medical College | Intensive Care Bed | Janak | X6A313010421 | Functional | Janak Healthcare Pvt Ltd
12273 | District Hospital Pratapgarh Dh | Centrifuge Machine ( 8 Tube) | REMI - R 8C | 1GLC-11728 | Functional | Remi Electrotechnik Ltd
12274 | Sunder Singh Bhandari Hospital Chandpole Dh | Syringe Needle Destroyer | Nulife - Dots | 3000040012 | Functional | Mrk Healthcare Pvt Ltd Delhi
12275 | Uniara Chc | Suction Machine | Model Not Available | 300008805 | Functional | Others
12276 | Jln Central Store Medical College | Intensive Care Bed | Janak | X6A312120328 | Functional | Janak Healthcare Pvt Ltd
12277 | District Hospital Chittorgarh Dh | Oxygen Concentrator | Model Not Available | 3000121650 | Functional | Bpl Medical Technologies
12278 | Mathura Das Mathur Hospital Jdh | YAG Laser | Model Not Available | 3000117542 | Functional | Others
12279 | Bhandari Phc | SPHYGMOMANOMETER(BP APPRATUS) | MODEL NOT AVAILABLE | 8134631 | Functional | Others
12280 | Mathura Das Mathur Hospital Jdh | Semi Automated Chemistry Analyzer | CHEM 5 PLUS | 3000120379 | Functional | Others
12281 | Jln Central Store Medical College | Intensive Care Bed | Janak | X6A312120369 | Functional | Janak Healthcare Pvt Ltd
12282 | Mathura Das Mathur Hospital Jdh | Centrifuge Machine ( 8 Tube) | REMI - C 854/8 | 3000120405 | Functional | Others
12283 | District Hospital Chittorgarh Dh | Syringe Infusion Pump | SIMTEK - Infutek 405 | 3000121789 | Functional | Simtek Medico Systems Pvt Ltd
12284 | Sunder Singh Bhandari Hospital Chandpole Dh | Ultra Sonography (USG) & Colour Dopler Machine | Model not available | CGMG9G9686 | Functional | Bpl Medical Technologies
12285 | District Hospital Pratapgarh Dh | Syringe Needle Destroyer | Model not available | 3000130292 | Functional | Others
12286 | Mathura Das Mathur Hospital Jdh | Semi Automated Chemistry Analyzer | CHEM 5 PLUS | 3000120381 | Functional | Others
12287 | Govt Bangur Hopital Pali Dh | Water Bath | Model not available | 3000124696 | Functional | Others
12288 | Jhalawar Medical College Medical Collage Hospital | Ventilator | Model Not Available | 3000121317 | Functional | Others
12289 | Jhalawar Medical College Medical Collage Hospital | Syringe Infusion Pump | Model not available | 3000130188 | Functional | Others
12290 | Mahatma Ghandhi Hospital Jodhpur | Freezes | MODEL NOT AVAILABLE | 3000122511 | Functional | Others
12291 | Jhalawar Medical College Medical Collage Hospital | Incubator | MODEL NOT AVAILABLE | 3000121341 | Functional | Others
12292 | Jhalawar Medical College Medical Collage Hospital | Cautry Machine | Model Not Available | 3000121340 | Functional | Others
12293 | Mahatma Ghandhi Hospital Jodhpur | Tube Sealer for Blood bags | Model Not Available | 3000122501 | Functional | Others
12294 | Jhalawar Medical College Medical Collage Hospital | O.T. Light Single Dome | MODEL NOT AVAILABLE | 3000130240 | Functional | Others
12295 | Mahatma Ghandhi Hospital Jodhpur | Binocular Microscope | PZB 22 | 3000122503 | Functional | Others
12296 | Jhalawar Medical College Medical Collage Hospital | Multi-Para Monitor | Model not available | 3000121338 | Functional | Others
12297 | Mahatma Ghandhi Hospital Jodhpur | Water Bath | Yorco - YSI-413D | 3000122506 | Functional | Others
12298 | Jhalawar Medical College Medical Collage Hospital | Anesthesia Machine | MODEL NOT AVAILABLE | 3000121337 | Functional | Others
12299 | Umaid Hospital Jodhpur Medical College Hospital | Instrument Sterilizer | Model Not Available | 3000122629 | Functional | Galaxy Equipments
12300 | Umaid Hospital Jodhpur Medical College Hospital | Syringe Needle Destroyer | Model not available | 3000122630 | Functional | Galaxy Equipments
12301 | Umaid Hospital Jodhpur Medical College Hospital | Nebulizer | MODEL NOT AVAILABLE | 3000122632 | Functional | Galaxy Equipments
12302 | Jhalawar Medical College Medical Collage Hospital | Multi-Para Monitor | Model not available | 3000130252 | Functional | Others
12303 | Fatehpur Chc Sikar | Radiant Heat Warmer | Meditrin - Heat Warmer | 2000037347 | Not in use | Others
12304 | Fatehpur Chc Sikar | Radiant Heat Warmer | Meditrin - Heat Warmer | 2000037348 | Not in use | Others
12305 | Fatehpur Chc Sikar | Freezes | MODEL NOT AVAILABLE | 2000037346 | Functional | Others
12306 | Fatehpur Chc Sikar | Freezes | MODEL NOT AVAILABLE | 2000037345 | Functional | Others
12307 | Fatehpur Chc Sikar | Freezes | MODEL NOT AVAILABLE | 2000037339 | Functional | Others
12308 | Fatehpur Chc Sikar | Syringe Needle Destroyer | Model not available | 2000037344 | Functional | Others
12309 | Fatehpur Chc Sikar | Autoclave | Model not available | 2000037353 | Functional | Others
12310 | Fatehpur Chc Sikar | Incubator | MODEL NOT AVAILABLE | 2000037324 | Functional | Others
12311 | Fatehpur Chc Sikar | Hemoglobin Analyzer | Model not available | 2000037333 | Functional | Others
12312 | Fatehpur Chc Sikar | Glucometer | Model not available | 2000037334 | Functional | Others
12313 | Newai Chc | Radiant Heat Warmer | Meditrin - Heat Warmer | NRHM/WM0/100 | Functional | Meditrin Instruments
12314 | Mathura Das Mathur Hospital Jdh | Radiant Heat Warmer | Model Not Available | 3000120929 | Functional | Others
12315 | Mathura Das Mathur Hospital Jdh | Radiant Heat Warmer | Model Not Available | 3000120930 | Functional | Others
12316 | Mathura Das Mathur Hospital Jdh | Radiant Heat Warmer | Model Not Available | 3000120931 | Functional | Others
12317 | Mathura Das Mathur Hospital Jdh | Radiant Heat Warmer | Model Not Available | 3000120932 | Functional | Others
12318 | Binjusar Phc | Weighing Machine | MODEL NOT AVAILABLE | 2000019602 | Functional | Others
12319 | Govt Bangur Hopital Pali Dh | Multi-Para Monitor | Model not available | A04550293 | Functional | Others
12320 | Mathura Das Mathur Hospital Jdh | Suction Machine | Model Not Available | 3000124246 | Functional | Others
12321 | Mathura Das Mathur Hospital Jdh | Suction Machine | Model Not Available | 3000124247 | Functional | Others
12322 | Mathura Das Mathur Hospital Jdh | Suction Machine | Model Not Available | 3000124248 | Functional | Others
12323 | Mathura Das Mathur Hospital Jdh | Suction Machine | Model Not Available | 112 | Functional | Others
12324 | Mathura Das Mathur Hospital Jdh | Suction Machine | Model Not Available | 77 | Functional | Others
12325 | Mathura Das Mathur Hospital Jdh | Suction Machine | Model Not Available | 107 | Functional | Others
12326 | Mathura Das Mathur Hospital Jdh | Suction Machine | HRD-2055CMDGCC | 3000140781 | Functional | Others
12327 | District Hospital Paota | Fetal Monitor | EDAN F-6 | 2000032970 | Functional | Edan Smart
12328 | Mathura Das Mathur Hospital Jdh | Pulse Oxymeter | RMS PHOEBUS P121 | 3000120946 | Functional | Others
12329 | Mathura Das Mathur Hospital Jdh | Pulse Oxymeter | RMS PHOEBUS P121 | 3000120947 | Functional | Others
12330 | Mathura Das Mathur Hospital Jdh | Pulse Oxymeter | RMS PHOEBUS P121 | 3000120948 | Functional | Others
12331 | Mathura Das Mathur Hospital Jdh | Pulse Oxymeter | RMS PHOEBUS P121 | 3000120949 | Functional | Others
12332 | Mathura Das Mathur Hospital Jdh | Pulse Oxymeter | RMS PHOEBUS P121 | 3000120950 | Functional | Others
12333 | Mathura Das Mathur Hospital Jdh | Pulse Oxymeter | RMS PHOEBUS P121 | 3000120940 | Functional | Others
12334 | Mathura Das Mathur Hospital Jdh | Pulse Oxymeter | RMS PHOEBUS P121 | 3000120941 | Functional | Others
12335 | Mathura Das Mathur Hospital Jdh | Pulse Oxymeter | RMS PHOEBUS P121 | 3000120942 | Functional | Others
12336 | Mathura Das Mathur Hospital Jdh | Pulse Oxymeter | RMS PHOEBUS P121 | 3000120943 | Functional | Others
12337 | Mathura Das Mathur Hospital Jdh | Pulse Oxymeter | RMS PHOEBUS P121 | 3000120944 | Functional | Others
12338 | Mathura Das Mathur Hospital Jdh | Pulse Oxymeter | RMS PHOEBUS P121 | 300012945 | Functional | Others
12339 | District Hospital Paota | FOGGING MACHINE | MODEL NOT AVAILABLE | 2000032980 | Functional | Others
12340 | Umaid Hospital Jodhpur Medical College Hospital | Syringe Infusion Pump | SIMTEK - Infutek 405 | 4DI45.5505 | Functional | Simtek Medico Systems Pvt Ltd
12341 | Gazsinghpur Chc | Glucometer | Model not available | M07829175 | Functional | Others
12342 | District Hospital Paota | A Scan Ultrasonic Biometer | Model Not Available | 3000049383 | Functional | Others
12343 | Binjusar Phc | Baby Weighing Machine | Model Not Available | 2000019592 | Functional | Others
12344 | Mathura Das Mathur Hospital Jdh | Defibrillator | MODEL NOT AVAILABLE | 3000122326 | Functional | Others
12345 | Mathura Das Mathur Hospital Jdh | Syringe Infusion Pump | Evadrop SP 300 | 14030751 | Functional | Others
12346 | Mathura Das Mathur Hospital Jdh | Syringe Infusion Pump | Evadrop SP 300 | 14030752 | Functional | Others
12347 | Mathura Das Mathur Hospital Jdh | Syringe Infusion Pump | Evadrop SP 300 | 14030712 | Functional | Others
12348 | Mathura Das Mathur Hospital Jdh | Syringe Infusion Pump | Evadrop SP 300 | 3000131339 | Functional | Others
12349 | Mathura Das Mathur Hospital Jdh | Syringe Infusion Pump | Evadrop SP 300 | 3000131338 | Functional | Others
12350 | Mathura Das Mathur Hospital Jdh | Syringe Infusion Pump | Evadrop SP 300 | 3000131337 | Functional | Others
12351 | Mathura Das Mathur Hospital Jdh | Syringe Infusion Pump | Evadrop SP 300 | 3000131336 | Functional | Others
12352 | Mathura Das Mathur Hospital Jdh | Syringe Infusion Pump | Evadrop SP 300 | 3000131335 | Functional | Others
12353 | Mathura Das Mathur Hospital Jdh | Syringe Infusion Pump | Evadrop SP 300 | 3000131334 | Functional | Others
12354 | Mathura Das Mathur Hospital Jdh | Syringe Infusion Pump | Evadrop SP 300 | 2000034970 | Functional | Others
12355 | Mathura Das Mathur Hospital Jdh | Syringe Infusion Pump | Evadrop SP 300 | 2000034971 | Functional | Others
12356 | Mathura Das Mathur Hospital Jdh | Syringe Infusion Pump | Evadrop SP 300 | 14030757 | Functional | Others
12357 | Mathura Das Mathur Hospital Jdh | Syringe Infusion Pump | Evadrop SP 300 | 14030820 | Functional | Others
12358 | Mathura Das Mathur Hospital Jdh | Syringe Infusion Pump | Evadrop SP 300 | 14030819 | Functional | Others
12359 | Mathura Das Mathur Hospital Jdh | Syringe Infusion Pump | Evadrop SP 300 | 14030777 | Functional | Others
12360 | Mathura Das Mathur Hospital Jdh | Syringe Infusion Pump | Evadrop SP 300 | 14030778 | Functional | Others
12361 | Indali Chc Jhunjunu | FOGGING MACHINE | MODEL NOT AVAILABLE | 1282 | Functional | Others
12362 | Mathura Das Mathur Hospital Jdh | Syringe Infusion Pump | Model not available | 3000122324 | Functional | Others
12363 | Mathura Das Mathur Hospital Jdh | Instrument Sterilizer | Model Not Available | 3000120867 | Functional | Others
12364 | Malpura Chc | 300mA X-Ray Machine | Model not available | PDX-3010D | Functional | Others
12365 | Malpura Chc | Dental X-ray unit | DENTAL X RAY | 3000088334 | Functional | Others
12366 | Jln Central Store Medical College | Anesthesia Machine | MODEL NOT AVAILABLE | ASHC-0087 | Functional | Others
12367 | Deoli Chc | Glucometer | Model not available | 3000088034 | Functional | Others
12368 | Baragoan Chc | Hemoglobin meter | Model Not Available | 2000019474 | Functional | Others
12369 | Jln Central Store Medical College | ECG Monitor | Schiller - Truscope Mini | 0412294E | Functional | Others
12370 | Mathura Das Mathur Hospital Jdh | Pulse Oxymeter | Model Not Available | 3000117570 | Functional | Others
12371 | Mathura Das Mathur Hospital Jdh | Pulse Oxymeter | Model Not Available | 3000117569 | Functional | Others
12372 | Mathura Das Mathur Hospital Jdh | Pulse Oxymeter | Model Not Available | 3000117449 | Functional | Others
12373 | Mathura Das Mathur Hospital Jdh | Pulse Oxymeter | Model Not Available | 3000117450 | Functional | Others
12374 | Mathura Das Mathur Hospital Jdh | Pulse Oxymeter | Model Not Available | 3000117451 | Functional | Others
12375 | Mathura Das Mathur Hospital Jdh | Pulse Oxymeter | Model Not Available | 3000218488 | Functional | Others
12376 | Mathura Das Mathur Hospital Jdh | Pulse Oxymeter | Model Not Available | 3000117456 | Functional | Others
12377 | Mathura Das Mathur Hospital Jdh | Pulse Oxymeter | Model Not Available | 3000117457 | Functional | Others
12378 | Mathura Das Mathur Hospital Jdh | Pulse Oxymeter | Model Not Available | 3000117398 | Functional | Others
12379 | Dist Hospital Barmer Dh | Multi-Para Monitor | Model not available | A10SR0567 | Functional | Larsen And Tourbo Ltd
12380 | Sunder Singh Bhandari Hospital Chandpole Dh | Syringe Needle Destroyer | Model not available | 12463 | Functional | Others
12381 | Jln Central Store Medical College | Intensive Care Bed | Janak | X6A313010467 | Functional | Janak Healthcare Pvt Ltd
12382 | Dist Hospital Barmer Dh | Multi-Para Monitor | Model not available | 570 | Functional | Larsen And Tourbo Ltd
12383 | Mathura Das Mathur Hospital Jdh | Centrifuge Machine ( 8 Tube) | REMI - R 8C | 3000120406 | Functional | Others
12384 | Mathura Das Mathur Hospital Jdh | SPHYGMOMANOMETER(BP APPRATUS) | MODEL NOT AVAILABLE | 3000117578 | Functional | Others
12385 | Mathura Das Mathur Hospital Jdh | SPHYGMOMANOMETER(BP APPRATUS) | MODEL NOT AVAILABLE | 3000117577 | Functional | Others
12386 | Sunder Singh Bhandari Hospital Chandpole Dh | ECG Machine (Single Channel) | BPL - Cardiart 108T | 3000040014 | Functional | Bpl Medical Technologies
12387 | District Hospital Chittorgarh Dh | Multi-Para Monitor | Model not available | 3000121651 | Functional | Schiller Healthcare India Pvt Ltd
12388 | Mathura Das Mathur Hospital Jdh | Centrifuge Machine ( 8 Tube) | REMI - R 8C | 3000120405 | Functional | Others
12389 | District Hospital Chittorgarh Dh | Pulse Oxymeter | Comet - P (L and T) | C09P0299 | Functional | Larsen And Tourbo Ltd
12390 | Sunder Singh Bhandari Hospital Chandpole Dh | Spot Light ( Portable ) | Model Not Available | 3000040022 | Functional | Others
12391 | District Hospital Chittorgarh Dh | Pulse Oxymeter | Comet - P (L and T) | C09P0328 | Functional | Larsen And Tourbo Ltd
12392 | Newai Chc | Oxygen Concentrator | BPL - OG 4203 | AXTCOB4841 | Functional | Bpl Medical Technologies
12393 | Newai Chc | Syringe Needle Destroyer | Nulife - Dots | 3000080095 | Functional | Mrk Healthcare Pvt Ltd Delhi
12394 | Newai Chc | Syringe Infusion Pump | SIMTEK - Infutek 405 | 3CI4.58831 | Functional | Simtek Medico Systems Pvt Ltd
12395 | Newai Chc | Syringe Infusion Pump | Medisys | 2000037385 | Functional | Others
12396 | Anoopgarh Chc | VDRL Rotator (Rotor and Shaker) | Yorco - YSI 148 | 3000041328 | Functional | Yorco Sales Pvt Ltd
12397 | Anoopgarh Chc | Blood Cell Counter - 3 part | Model not available | 3000041336 | Functional | Others
12398 | Islampur Phc | Autoclave | Model not available | 2000021754 | Functional | Others
12399 | Islampur Phc | SPHYGMOMANOMETER(BP APPRATUS) | MODEL NOT AVAILABLE | 62523 | Functional | Others
12400 | M G Hospital Bhilwara Dh | Defibrillator with Cardiac Monitor | BPL - DF 2389 | 014E006361 | Functional | Others
12401 | Nawalgarh Satellite Hospital | Nebulizer | MODEL NOT AVAILABLE | 2000019676 | Functional | Others
12402 | Islampur Phc | Baby Weighing Machine | Model Not Available | 2000021755 | Functional | Crown Digital Scales Inc
12403 | M G Hospital Bhilwara Dh | Defibrillator with Cardiac Monitor | BPL - DF 2389 | A10SR0506 | Functional | Others
12404 | Nawalgarh Satellite Hospital | Nebulizer | MODEL NOT AVAILABLE | 2000019677 | Non Functional Repairable | Omron Health Care
12405 | Anoopgarh Chc | Labour Table | Model Not Available | 3000041341 | Functional | Others
12406 | Jhalawar Medical College Medical Collage Hospital | Instrument Sterilizer | Model Not Available | 3000129612 | Functional | Others
12407 | Jhalawar Medical College Medical Collage Hospital | Syringe Needle Destroyer | Model not available | 3000129613 | Functional | Others
12408 | Nawalgarh Satellite Hospital | Water Bath | Yorco - YSI-413D | 2000019678 | Functional | Others
12409 | M G Hospital Bhilwara Dh | Multi-Para Monitor | Schiller - Truscope Classic | 0ME006360 | Functional | Others
12410 | Anoopgarh Chc | Baby Weighing Machine | Crown | 3000041343 | Functional | Crown Digital Scales Inc
12411 | Anoopgarh Chc | O.T. Light Double Dome | MODEL NOT AVAILABLE | 3000041350 | Functional | Others
12412 | Jhalawar Medical College Medical Collage Hospital | Suction Machine | Model Not Available | 3000129635 | Functional | Others
12413 | Tamkor Phc | Syringe Needle Destroyer | BS-949 | 2000019393 | Functional | Bhasin Sons Private Limited
12414 | Jhalawar Medical College Medical Collage Hospital | Water Bath | Model not available | 3000055055 | Not in use | Others
12415 | Jhalawar Medical College Medical Collage Hospital | Hydraulic Operation Table | MODEL NOT AVAILABLE | 3000055011 | Functional | Others
12416 | Jhalawar Medical College Medical Collage Hospital | Blood Bank Refrigerator | Model not available | 3000055031 | Functional | Others
12417 | Umaid Hospital Jodhpur Medical College Hospital | Syringe Needle Destroyer | Model not available | NBSD0718834 | Functional | Others
12418 | Mathura Das Mathur Hospital Jdh | Syringe Needle Destroyer | Model not available | 3000120630 | Functional | Others
12419 | Mathura Das Mathur Hospital Jdh | Anesthesia Machine | Larsen and Tourbo | 3000117508 | Functional | Others
12420 | Mathura Das Mathur Hospital Jdh | Anesthesia Machine | Larsen and Tourbo | 3000117514 | Functional | Others
12421 | Mathura Das Mathur Hospital Jdh | Anesthesia Machine | Larsen and Tourbo | 3000117525 | Functional | Others
12422 | Deoli Chc | C-Arm Image Intensifier | Model Not Available | 3000088065 | Non Functional Repairable | Cmho Supply
12423 | Deoli Chc | Multi-Para Monitor | Model not available | 3000088067 | Functional | Others
12424 | Deoli Chc | Ventilator | Model Not Available | 107 | Functional | Others
12425 | Deoli Chc | O.T. Light Single Dome | MODEL NOT AVAILABLE | 3000088059 | Functional | Cmho Supply
12426 | Deoli Chc | Multi-Para Monitor | Star 50 ( L and T ) | L09P0491 | Functional | Cmho Supply
12427 | Deoli Chc | O.T. Light Single Dome | MODEL NOT AVAILABLE | 3000088077 | Not in use | Others
12428 | Deoli Chc | ELECTRIC OT TABLE | MODEL NOT AVAILABLE | 3000088071 | Functional | Cmho Supply
12429 | Deoli Chc | Suction Machine | Model Not Available | 3000088074 | Functional | Cmho Supply
12430 | Deoli Chc | 300mA X-Ray Machine | GME - CM/I | 3000088083 | Functional | Others
12431 | Indali Chc Jhunjunu | SPHYGMOMANOMETER(BP APPRATUS) | MODEL NOT AVAILABLE | 2000021803 | Functional | Others
12432 | Deoli Chc | Defibrillator with Cardiac Monitor | Schiller - Defigard 400 | J13D562 | Functional | Others
12433 | Deoli Chc | Fetal Doppler | MODEL NOT AVAILABLE | CATA5F1003 | Functional | Others
12434 | Deoli Chc | Suction Machine | Model Not Available | 3000088053 | Functional | Cmho Supply
12435 | Deoli Chc | Radiant Heat Warmer | MODEL NOT AVAILABLE | 3000259246 | Functional | Others
12436 | Baragoan Chc | SPHYGMOMANOMETER(BP APPRATUS) | MODEL NOT AVAILABLE | 260042009 | Functional | Others
12437 | Baragoan Chc | Syringe Needle Destroyer | Nulife - Dots | 2000019489 | Functional | Mrk Healthcare Pvt Ltd Delhi
12438 | Jln Central Store Medical College | Pulse Oxymeter | Model Not Available | 702095 | Functional | Others
12439 | Jln Central Store Medical College | Anesthesia Machine | MODEL NOT AVAILABLE | FOCUS-101308 | Functional | Others
12440 | Malpura Chc | Compressor | MODEL NOT AVAILABLE | 3000088327 | Functional | Others
12441 | Jhalawar Medical College Medical Collage Hospital | Multi-Para Monitor | Model not available | 3000130183 | Functional | Others
12442 | Jhalawar Medical College Medical Collage Hospital | Multi-Para Monitor | Model not available | 3000130182 | Functional | Others
12443 | Nawalgarh Satellite Hospital | Weighing Machine | MODEL NOT AVAILABLE | 2000019705 | Functional | Others
12444 | Gharsana Chc | Hemoglobin meter | Model Not Available | 3000041496 | Functional | Others
12445 | Lalsot Chc | Defibrillator | MODEL NOT AVAILABLE | 3000081535 | Functional | Rhsdp Supply
12446 | Mathura Das Mathur Hospital Jdh | ECG Machine (Single Channel) | Model Not Available | 3000117381 | Functional | Others
12447 | Mathura Das Mathur Hospital Jdh | ECG Machine (Single Channel) | Model Not Available | 3000117382 | Functional | Others
12448 | Mathura Das Mathur Hospital Jdh | ECG Machine (Single Channel) | Model Not Available | 3000117616 | Functional | Others
12449 | Mathura Das Mathur Hospital Jdh | Suction Machine | Model not available | 2000025156 | Functional | Others
12450 | Govt Bangur Hopital Pali Dh | Suction Machine | EURUVAC Elite | 375 | Non Functional Not Repairable | Others
12451 | Jhalawar Medical College Medical Collage Hospital | Ultra Sonography (USG) & Colour Dopler Machine | Model not available | 3000129625 | Functional | Others
12452 | Mathura Das Mathur Hospital Jdh | Syringe Infusion Pump | Model not available | 3000131219 | Functional | Others
12453 | Mathura Das Mathur Hospital Jdh | Syringe Infusion Pump | Model not available | 3000131229 | Functional | Others
12454 | Mathura Das Mathur Hospital Jdh | Syringe Infusion Pump | Model not available | 3000131228 | Functional | Others
12455 | Mathura Das Mathur Hospital Jdh | Syringe Infusion Pump | Model not available | 3000131227 | Functional | Others
12456 | Mathura Das Mathur Hospital Jdh | Syringe Infusion Pump | Model not available | 3000131226 | Functional | Others
12457 | Mathura Das Mathur Hospital Jdh | Syringe Infusion Pump | Model not available | 3000131225 | Functional | Others
12458 | Mathura Das Mathur Hospital Jdh | Syringe Infusion Pump | Model not available | 3000131224 | Functional | Others
12459 | Mathura Das Mathur Hospital Jdh | Syringe Infusion Pump | Model not available | 3000131223 | Functional | Others
12460 | Mathura Das Mathur Hospital Jdh | Syringe Infusion Pump | Model not available | 3000131222 | Functional | Others
12461 | Mathura Das Mathur Hospital Jdh | Syringe Infusion Pump | Model not available | 3000131221 | Functional | Others
12462 | Mathura Das Mathur Hospital Jdh | Syringe Infusion Pump | Model not available | 3000131220 | Functional | Others
12463 | Mathura Das Mathur Hospital Jdh | Monocular Microscope | Model not available | 3000120213 | Functional | Others
12464 | Mathura Das Mathur Hospital Jdh | Phototherepy Unit | MODEL NOT AVAILABLE | 3000120214 | Functional | Others
12465 | Mathura Das Mathur Hospital Jdh | Suction Machine | Model Not Available | 3000131217 | Functional | Others
12466 | Umaid Hospital Jodhpur Medical College Hospital | SPHYGMOMANOMETER(BP APPRATUS) | MODEL NOT AVAILABLE | 7541 | Functional | Suprime Enterprises
12467 | Mathura Das Mathur Hospital Jdh | Emergeny First Aid Kit | Medisys | 3000122387 | Functional | Others
12468 | Mathura Das Mathur Hospital Jdh | Emergeny First Aid Kit | Medisys | 3000122386 | Functional | Others
12469 | Mathura Das Mathur Hospital Jdh | Emergeny First Aid Kit | Medisys | 3000122385 | Functional | Others
12470 | Deoli Chc | Freezes | MODEL NOT AVAILABLE | 3000088038 | Functional | Others
12471 | Dist Hospital Barmer Dh | BLOOD DONOR COUCH | MODEL NOT AVAILABLE | 3000122076 | Functional | Remi Electrotechnik Ltd
12472 | District Hospital Pratapgarh Dh | Keratometer | Model Not Available | 3000130295 | Functional | Appasamy Assoicates
12473 | Alsisar Phc | SPHYGMOMANOMETER(BP APPRATUS) | MODEL NOT AVAILABLE | 2000021774 | Functional | Others
12474 | Jln Central Store Medical College | Spot Light ( Portable ) | Model Not Available | 70833 | Functional | Others
12475 | District Hospital Chittorgarh Dh | Ventilator | Model Not Available | 3000121652 | Functional | Others
12476 | Mathura Das Mathur Hospital Jdh | YAG Laser | Model Not Available | 3000120597 | Functional | Others
12477 | Aligarh Chc | Radiant Heat Warmer | Zeal - RHW 2101A | RHW2101A/1113/2457 | Functional | Others
12478 | Sunder Singh Bhandari Hospital Chandpole Dh | Hydraulic Operation Table | MODEL NOT AVAILABLE | 3000040023 | Functional | Rhsdp Supply
12479 | District Hospital Chittorgarh Dh | Pulse Oxymeter | Comet - P (L and T) | CC09P0319 | Functional | Larsen And Tourbo Ltd
12480 | Jln Central Store Medical College | Suction Machine | Supreme Plus | 2000034237 | Functional | Others
12481 | District Sahadat Hospital Tonk Dh | Autoclave | Model not available | 3000088118 | Functional | Others
12482 | District Hospital Chittorgarh Dh | Pulse Oxymeter | Comet - P (L and T) | C09P0321 | Functional | Larsen And Tourbo Ltd
12483 | Mathura Das Mathur Hospital Jdh | YAG Laser | Model Not Available | 3000120598 | Functional | Others
12484 | Dist Hospital Barmer Dh | Multi-Para Monitor | Model not available | 571 | Non Functional Not Repairable | Larsen And Tourbo Ltd
12485 | Alsisar Phc | Binocular Microscope | Model Not Available | 2000021775 | Non Functional Repairable | Radical Scientific Instruments Pvt Ltd
12486 | Sunder Singh Bhandari Hospital Chandpole Dh | Anesthesia Machine | Allied | 2001900 | Functional | Alleid Medical Limited
12487 | District Hospital Chittorgarh Dh | Multi-Para Monitor | Model not available | 3000121654 | Functional | Others
12488 | Jln Central Store Medical College | Suction Machine | Supreme Plus | 2000034238 | Functional | Others
12489 | District Hospital Pratapgarh Dh | A Scan Ultrasonic Biometer | ODM-1000A | 100.0905 | Functional | Meda Co Ltd
12490 | Mathura Das Mathur Hospital Jdh | Incubator | MODEL NOT AVAILABLE | 3000120382 | Functional | Others
12491 | Malpura Chc | Blood Bank Refrigerator | Authentic - BBR 50 Dx R | 649 | Functional | Others
12492 | Mathura Das Mathur Hospital Jdh | STABILIZER | MODEL NOT AVAILABLE | 3000120599 | Functional | Others
12493 | Alsisar Phc | Centrifuge Machine ( 4 Tube ) | Model not available | 2000021776 | Functional | Others
12494 | Malpura Chc | Ice lined refrigerator | Model Not Available | 3000088348 | Functional | Others
12495 | District Hospital Chittorgarh Dh | ECG Machine (Single Channel) | BPL - Cardiart 108T | 3000121655 | Functional | Bpl Medical Technologies
12496 | M G Hospital Bhilwara Dh | Autoclave | Model not available | 309 | Functional | Others
12497 | Islampur Phc | Weighing Machine | MODEL NOT AVAILABLE | 2000021752 | Functional | Others
12498 | M G Hospital Bhilwara Dh | Autoclave | Model not available | 3000125176 | Functional | Others
12499 | Jhalawar Medical College Medical Collage Hospital | Nebulizer | MODEL NOT AVAILABLE | 3000129606 | Functional | Others
12500 | M G Hospital Bhilwara Dh | ELECTRIC OT TABLE | MODEL NOT AVAILABLE | 3000125179 | Functional | Others
12501 | Dist Hospital Barmer Dh | Freezes | MODEL NOT AVAILABLE | 3000122073 | Non Functional Not Repairable | Others
12502 | Govt Bangur Hopital Pali Dh | Freezes | MODEL NOT AVAILABLE | 3000124314 | Functional | Others
12503 | Jhalawar Medical College Medical Collage Hospital | Shortwave Diathermy | MODEL NOT AVAILABLE | 3000129650 | Functional | Others
12504 | Jhalawar Medical College Medical Collage Hospital | Shortwave Diathermy | MODEL NOT AVAILABLE | 3000121382 | Functional | Others
12505 | Lalsot Chc | Suction Machine | HI VAC | 3000081510 | Functional | Others
12506 | Jhalawar Medical College Medical Collage Hospital | Syringe Needle Destroyer | Model not available | 3000055026 | Functional | Others
12507 | Jhalawar Medical College Medical Collage Hospital | Nebulizer | MODEL NOT AVAILABLE | 3000055025 | Functional | Others
12508 | Govt Bangur Hopital Pali Dh | Double Puncture Laparoscope with Console Unit | Model Not Available | 3000131574 | Functional | Others
12509 | Jhalawar Medical College Medical Collage Hospital | Centrifuge Machine ( 8 Tube) | Model Not Available | 3000130208 | Functional | Others
12510 | Jhalawar Medical College Medical Collage Hospital | Multi-Para Monitor | Model not available | 3000055024 | Functional | Others
12511 | Tamkor Phc | Syringe Needle Destroyer | Model not available | NBHT0714962 | Functional | Others
12512 | M G Hospital Bhilwara Dh | ELECTRIC OT TABLE | MODEL NOT AVAILABLE | 3000125190 | Functional | Others
12513 | Anoopgarh Chc | Suction Machine | Bhasin Sons | 3000041354 | Functional | Bhaseen Health Products Pvt Ltd
12514 | Jhalawar Medical College Medical Collage Hospital | Wax Bath Machine | Model Not Available | 3000129647 | Functional | Others
12515 | Jhalawar Medical College Medical Collage Hospital | Shortwave Diathermy | MODEL NOT AVAILABLE | 3000121383 | Functional | Others
12516 | M G Hospital Bhilwara Dh | Defibrillator with Cardiac Monitor | BPL - DF 2389 | M014E004162 | Functional | Others
12517 | Nawalgarh Satellite Hospital | C R System | Classic CR+DV 6850 Printer | 2000019693 | Functional | Others
12518 | Jhalawar Medical College Medical Collage Hospital | Indirect Ophthalmoscope | Model Not Available | 3000129651 | Functional | Others
12519 | Islampur Phc | Syringe Needle Destroyer | Model not available | NBSD0725629 | Functional | Cmho Supply
12520 | M G Hospital Bhilwara Dh | Instrument Sterilizer | Model Not Available | 3000125218 | Functional | Others
12521 | Tamkor Phc | Centrifuge Machine ( 4 Tube ) | Model not available | 2000019407 | Functional | Others
12522 | Jhalawar Medical College Medical Collage Hospital | Blood Collection Monitor | Model Not Available | 3000055004 | Functional | Others
12523 | Umaid Hospital Jodhpur Medical College Hospital | Mobile ( Portable ) X-Ray Machine | Model not available | 2K100403200XHF | Functional | Allengers Medical Systems Ltd
12524 | Jln Central Store Medical College | Anesthesia Machine | MODEL NOT AVAILABLE | 702094 | Functional | Others
12525 | Jhalawar Medical College Medical Collage Hospital | Multi-Para Monitor | Model not available | 3000130178 | Functional | Others
12526 | Mathura Das Mathur Hospital Jdh | Suction Machine | Model Not Available | 3000134292 | Functional | Others
12527 | Mathura Das Mathur Hospital Jdh | Suction Machine | Model Not Available | 3000117617 | Functional | Others
12528 | Bissau Chc | Instrument Sterilizer | Model Not Available | 2000021971 | Functional | Others
12529 | Jhalawar Medical College Medical Collage Hospital | Urine Test Strip Analyzer | Model Not Available | 3000130179 | Functional | Others
12530 | Nawalgarh Satellite Hospital | Autoclave | Model not available | 2000019708 | Functional | Others
12531 | Jln Central Store Medical College | Pulse Oxymeter | Model Not Available | 297562 | Functional | Others
12532 | District Hospital Paota | Slit Lamp | Model Not Available | 3000047978 | Functional | Others
12533 | Jln Central Store Medical College | Pulse Oxymeter | Model Not Available | 111S-066-0202 | Functional | Others
12534 | Deoli Chc | Binocular Microscope | Model Not Available | 3000080061 | Functional | Others
12535 | Uniara Chc | FOOT OPERATED SUCTION MACHINE | SU-101 | 10806 | Functional | Others
12536 | Mathura Das Mathur Hospital Jdh | Cautry Machine | Model Not Available | 3000134130 | Functional | Others
12537 | District Hospital Paota | Multi-Para Monitor | Model not available | 1643 | Functional | Others
12538 | Mathura Das Mathur Hospital Jdh | ECG Machine (Single Channel) | Model Not Available | 3000122297 | Functional | Others
12539 | District Hospital Pratapgarh Dh | Glucometer | Model not available | X4226B-08J-000738 | Non Functional Not Repairable | Others
12540 | District Hospital Chittorgarh Dh | Phototherepy Unit | MODEL NOT AVAILABLE | DPH2K8011025/31 | Functional | Rhsdp Supply
12541 | Bissau Chc | Syringe Needle Destroyer | Microsil - ND350 | 6757 | Functional | Others
12542 | Bissau Chc | SPHYGMOMANOMETER(BP APPRATUS) | MODEL NOT AVAILABLE | 2000021976 | Functional | Others
12543 | Jln Central Store Medical College | ECG Monitor | Schiller - Truscope Mini | J14D244 | Functional | Others
12544 | Mathura Das Mathur Hospital Jdh | Instrument Sterilizer | Model Not Available | 3000134142 | Functional | Others
12545 | Mathura Das Mathur Hospital Jdh | Instrument Sterilizer | Model Not Available | 3000134143 | Functional | Others
12546 | Mathura Das Mathur Hospital Jdh | Instrument Sterilizer | Model Not Available | 3000117536 | Functional | Others
12547 | Mathura Das Mathur Hospital Jdh | Syringe Infusion Pump | Allied - Syrn 200 | 3000122294 | Functional | Others
12548 | District Sahadat Hospital Tonk Dh | Oxygen Concentrator | MODEL NOT AVAILABLE | 3000216165 | Functional | Bhasin Sons Private Limited
12549 | Umaid Hospital Jodhpur Medical College Hospital | Semi Automated Chemistry Analyzer | CHEM 5 PLUS | 40352 | Functional | Others
12550 | Mathura Das Mathur Hospital Jdh | Emergeny First Aid Kit | Medisys | 3000122384 | Functional | Others
12551 | Mathura Das Mathur Hospital Jdh | Emergeny First Aid Kit | Medisys | 3000122383 | Functional | Others
12552 | Mathura Das Mathur Hospital Jdh | Emergeny First Aid Kit | Medisys | 3000122382 | Functional | Others
12553 | Mathura Das Mathur Hospital Jdh | Pulse Oxymeter | Model Not Available | 3000124025 | Functional | Others
12554 | Mathura Das Mathur Hospital Jdh | Pulse Oxymeter | Model Not Available | 3000124026 | Functional | Others
12555 | Mathura Das Mathur Hospital Jdh | Pulse Oxymeter | Model Not Available | 3000124027 | Functional | Others
12556 | Mathura Das Mathur Hospital Jdh | Pulse Oxymeter | Model Not Available | 3000124028 | Functional | Others
12557 | Mathura Das Mathur Hospital Jdh | Pulse Oxymeter | Model Not Available | 3000124029 | Functional | Others
12558 | Mathura Das Mathur Hospital Jdh | Pulse Oxymeter | Model Not Available | 3000124030 | Functional | Others
12559 | Mathura Das Mathur Hospital Jdh | Pulse Oxymeter | Model Not Available | 3000124019 | Functional | Others
12560 | Mathura Das Mathur Hospital Jdh | Pulse Oxymeter | Model not available | 3000259270 | Functional | Others
12561 | Mathura Das Mathur Hospital Jdh | Pulse Oxymeter | Model Not Available | 3000124021 | Functional | Others
12562 | Mathura Das Mathur Hospital Jdh | Pulse Oxymeter | Model Not Available | 3000124022 | Functional | Others
12563 | Mathura Das Mathur Hospital Jdh | Pulse Oxymeter | Model Not Available | 3000124023 | Functional | Others
12564 | Mathura Das Mathur Hospital Jdh | Pulse Oxymeter | Model Not Available | 3000124024 | Functional | Others
12565 | District Hospital Chittorgarh Dh | Radiant Heat Warmer | Meditrin - Heat Warmer | RHW2101A/0713/570 | Functional | Zeal Medical Pvt Ltd
12566 | Mathura Das Mathur Hospital Jdh | Suction Machine | Model Not Available | 3000124039 | Functional | Others
12567 | Mathura Das Mathur Hospital Jdh | Suction Machine | Model Not Available | 3000124040 | Functional | Others
12568 | Mathura Das Mathur Hospital Jdh | Suction Machine | Model Not Available | 3000124041 | Functional | Others
12569 | Mathura Das Mathur Hospital Jdh | Suction Machine | Model Not Available | 3000124042 | Functional | Others
12570 | Mathura Das Mathur Hospital Jdh | Suction Machine | Model Not Available | 3000131351 | Functional | Others
12571 | Mathura Das Mathur Hospital Jdh | Suction Machine | Model Not Available | 3000131350 | Functional | Others
12572 | Mathura Das Mathur Hospital Jdh | Suction Machine | Model Not Available | 3000131349 | Functional | Others
12573 | Mathura Das Mathur Hospital Jdh | Suction Machine | Model Not Available | 3000131348 | Functional | Others
12574 | Mathura Das Mathur Hospital Jdh | Suction Machine | MODEL NOT AVAILABLE | 3000259272 | Functional | Others
12575 | Bissau Chc | Incubator | MODEL NOT AVAILABLE | 2000021955 | Functional | Others
12576 | District Hospital Pratapgarh Dh | Slit Lamp | Model Not Available | 3000130296 | Functional | Appasamy Assoicates
12577 | District Hospital Chittorgarh Dh | Multi-Para Monitor | Model not available | 2K1301119360/M | Functional | Allengers Medical Systems Ltd
12578 | Sunder Singh Bhandari Hospital Chandpole Dh | Defibrillator with Cardiac Monitor | Schiller - Defigard 400 | F15SD4732 | Functional | Schiller Healthcare India Pvt Ltd
12579 | Malpura Chc | Centrifuge Machine ( 16 Tube ) | Model not available | 659 | Functional | Others
12580 | Mathura Das Mathur Hospital Jdh | Weighing Machine | MODEL NOT AVAILABLE | 3000131359 | Functional | Others
12581 | Mathura Das Mathur Hospital Jdh | Suction Machine | Model Not Available | 3000117571 | Functional | Others
12582 | District Sahadat Hospital Tonk Dh | Blood Bank Refrigerator | Model not available | 3000088120 | Functional | Remi Electrotechnik Ltd
12583 | Alsisar Phc | Syringe Needle Destroyer | Model not available | 2000021777 | Functional | Others
12584 | Mathura Das Mathur Hospital Jdh | ECG Machine (Single Channel) | Model Not Available | 3000117455 | Functional | Others
12585 | Mathura Das Mathur Hospital Jdh | ECG Machine (Single Channel) | Model Not Available | 3000117484 | Functional | Others
12586 | Malpura Chc | Water Bath | Model not available | 3000088350 | Functional | Others
12587 | District Hospital Chittorgarh Dh | Multi-Para Monitor | Star 50 ( L and T ) | A10SE0289 | Functional | Larsen And Tourbo Ltd
12588 | Mathura Das Mathur Hospital Jdh | Weighing Machine | Model Not Available | 2000021703 | Functional | Others
12589 | District Hospital Pratapgarh Dh | Dental Chair Unit | SUZY | 3000121145 | Functional | Suz Dent ( India ) Pvt Ltd
12590 | District Hospital Chittorgarh Dh | Syringe Infusion Pump | Model not available | 3000121656 | Functional | Others
12591 | Jln Central Store Medical College | Ophthalmoscope | Heine Beta - 200 | 2000034170 | Functional | Others
12592 | Aligarh Chc | FOOT OPERATED SUCTION MACHINE | MODEL NOT AVAILABLE | 3000080003 | Functional | Others
12593 | Alsisar Phc | Hemoglobin meter | Model Not Available | 2000021778 | Functional | Others
12594 | Sunder Singh Bhandari Hospital Chandpole Dh | FOGGING MACHINE | MODEL NOT AVAILABLE | 3000040028 | Functional | Others
12595 | Mathura Das Mathur Hospital Jdh | Suction Machine | Model Not Available | 3000117621 | Functional | Others
12596 | Mathura Das Mathur Hospital Jdh | YAG Laser | Model Not Available | 3000120601 | Functional | Others
12597 | Malpura Chc | Centrifuge Machine ( 8 Tube) | Model Not Available | 3000088352 | Functional | Others
12598 | District Hospital Chittorgarh Dh | Multi-Para Monitor | Star 50 ( L and T ) | A11SE0298 | Functional | Larsen And Tourbo Ltd
12599 | Jln Central Store Medical College | Ophthalmoscope | Heine Beta - 200 | 2000034169 | Functional | Others
12600 | M G Hospital Banswara Dh | SPHYGMOMANOMETER(BP APPRATUS) | MODEL NOT AVAILABLE | 185415-04 | Functional | Others
12601 | Mubarikpur Phc | Centrifuge Machine ( 4 Tube ) | REMI - C852 | 2000021389 | Functional | Others
12602 | Jhalawar Medical College Medical Collage Hospital | Fiberoptic Laryngoscope | Model Not Available | 3000130228 | Functional | Others
12603 | Jhalawar Medical College Medical Collage Hospital | Fiberoptic Laryngoscope | Model Not Available | 3000130227 | Functional | Others
12604 | Jhalawar Medical College Medical Collage Hospital | Suction Machine | Model Not Available | 3000121305 | Functional | Others
12605 | District Sahadat Hospital Tonk Dh | Fully Automated Clinical Chemistry Analyzer | Randox - RX IMOLA | 3000088099 | Functional | Randox Laboratories ( India ) Pvt Ltd
12606 | Jhalawar Medical College Medical Collage Hospital | Phototherepy Unit | MODEL NOT AVAILABLE | 3000121302 | Functional | Others
12607 | Gazsinghpur Chc | Instrument Sterilizer | Model Not Available | 3000048804 | Functional | Cmho Supply
12608 | Umaid Hospital Jodhpur Medical College Hospital | Hemoglobin Analyzer | Model not available | 3000120415 | Functional | Others
12609 | Jhalawar Medical College Medical Collage Hospital | Syringe Needle Destroyer | Model not available | 3000121344 | Functional | Others
12610 | Lalsot Chc | Binocular Microscope | Model Not Available | 3000081548 | Functional | Others
12611 | Govt Bangur Hopital Pali Dh | Ventilator | Model Not Available | VS3015107 | Functional | Others
12612 | District Hospital Paota | Syringe Needle Destroyer | Model not available | 3000049439 | Functional | Others
12613 | District Sahadat Hospital Tonk Dh | Coagulation Analyzer | Model not available | BT3303B207 | Functional | Others
12614 | Lalsot Chc | Suction Machine | Surgicoin | 3000081553 | Functional | Surgicoin Medequip Pvt Ltd
12615 | Jhalawar Medical College Medical Collage Hospital | Suction Machine | Model not available | 3000125793 | Functional | Others
12616 | Jhalawar Medical College Medical Collage Hospital | Instrument Sterilizer | Model Not Available | 3000121314 | Functional | Others
12617 | M G Hospital Bhilwara Dh | ECG Machine (Single Channel) | BPL - Cardiart 108T | C9MF745180 | Functional | Others
12618 | Lalsot Chc | Suction Machine | Model Not Available | 3000081523 | Functional | Cmho Supply
12619 | Jhalawar Medical College Medical Collage Hospital | Suction Machine | Model Not Available | 3000121351 | Functional | Others
12620 | Khora Mulla Phc | Ice lined refrigerator | Model Not Available | be0581e0100329720075 | Functional | Others
12621 | Jhalawar Medical College Medical Collage Hospital | Autoclave | Model not available | 3000130039 | Functional | Others
12622 | Jhalawar Medical College Medical Collage Hospital | Glucometer | Model not available | 3000121471 | Functional | Others
12623 | Jhalawar Medical College Medical Collage Hospital | SPHYGMOMANOMETER(BP APPRATUS) | MODEL NOT AVAILABLE | 3000121472 | Not in use | Others
12624 | Nawalgarh Satellite Hospital | Semi Automated Chemistry Analyzer | CHEM 5 PLUS | 2000019634 | Functional | Rhsdp Supply
12625 | Mathura Das Mathur Hospital Jdh | Ultra Sonography (USG) & Colour Dopler Machine | Model not available | 3000120667 | Functional | Others
12626 | Jhalawar Medical College Medical Collage Hospital | Suction Machine | Model Not Available | 3000121359 | Not in use | Others
12627 | District Hospital Chittorgarh Dh | Phototherepy Unit | MODEL NOT AVAILABLE | DPHK8011025/04 | Functional | Rhsdp Supply
12628 | Malpura Chc | Hydraulic Operation Table | MODEL NOT AVAILABLE | 3000088369 | Functional | Others
12629 | Nawalgarh Satellite Hospital | STABILIZER | MODEL NOT AVAILABLE | 2000019700 | Non Functional Repairable | Rhsdp Supply
12630 | District Sahadat Hospital Tonk Dh | Oxygen Concentrator | Philips - Everflo | 14240 | Functional | Philips Electronics India Ltd
12631 | Deoli Chc | Binocular Microscope | Model Not Available | 3000088039 | Functional | Others
12632 | Uniara Chc | Pulse Oxymeter | Model Not Available | 3000088023 | Functional | Others
12633 | Dist Hospital Barmer Dh | Blood Mixer ( Roller Mixer ) | Model not available | 3000122075 | Functional | Remi Electrotechnik Ltd
12634 | District Hospital Paota | Ultra Sonography (USG) & Colour Dopler Machine | Model not available | 642 | Functional | Randox Laboratories ( India ) Pvt Ltd
12635 | Deoli Chc | Water Bath | Model not available | 3000088041 | Functional | Others
12636 | Umaid Hospital Jodhpur Medical College Hospital | Intensive Care Bed | Janak | 1207058 | Functional | Janak Healthcare Pvt Ltd
12637 | Mathura Das Mathur Hospital Jdh | C-Arm Machine | Model Not Available | 3000117540 | Functional | Others
12638 | Deoli Chc | Incubator | MODEL NOT AVAILABLE | 3000088042 | Functional | Others
12639 | Bissau Chc | Centrifuge Machine ( 8 Tube) | Model Not Available | 2000021956 | Functional | Rhsdp Supply
12640 | Dist Hospital Barmer Dh | ELISA READR WITH WASHER | RT 2100C AND RT 2600C | 451525037E | Functional | Rayto Life And Analytical Sciences Co Ltd
12641 | Nawalgarh Satellite Hospital | Radiant Heat Warmer | Model Not Available | 2000019704 | Functional | Meditrin Instruments
12642 | District Hospital Paota | Blood Cell Counter - 5 part | SFRI - Countender 80+ | 3000047943 | Functional | Edif Medical Systems
12643 | District Hospital Pratapgarh Dh | Glucometer | Model not available | 422621434002084A | Functional | Others
12644 | Deoli Chc | Ice lined refrigerator | Model Not Available | 000GS1 | Functional | Others
12645 | Mathura Das Mathur Hospital Jdh | Multi-Para Monitor | Model not available | 3000134165 | Functional | Others
12646 | Mathura Das Mathur Hospital Jdh | C-Arm Machine | Model Not Available | 3000218466 | Functional | Others
12647 | District Sahadat Hospital Tonk Dh | Oxygen Concentrator | Model Not Available | A530259KS | Non Functional Repairable | Others
12648 | District Hospital Pratapgarh Dh | Syringe Needle Destroyer | Microsil ND 20 | 3000130294 | Functional | Linco Scientific Instruments And Chemicals (P) Ltd
12649 | Mathura Das Mathur Hospital Jdh | Autoclave | Model not available | 3000117501 | Functional | Others
12650 | Mathura Das Mathur Hospital Jdh | C-Arm Image Intensifier | Allengers - HF 49R | 3000134182 | Functional | Others
12651 | Gazsinghpur Chc | Binocular Microscope | Model Not Available | 3731 | Functional | Labomed
12652 | Jhalawar Medical College Medical Collage Hospital | Nebulizer | NE-C28 | 3000121306 | Functional | Others
12653 | Mathura Das Mathur Hospital Jdh | Suction Machine | Model Not Available | 3000131346 | Functional | Others
12654 | Biwai Phc | Blood Bank Refrigerator | Model not available | BE04GE0100B28810324 | Functional | Haier Appliances India Pvt
12655 | Mathura Das Mathur Hospital Jdh | Blood Bank Refrigerator | Model not available | 3000122398 | Functional | Others
12656 | District Hospital Chittorgarh Dh | Radiant Heat Warmer | Zeal - RHW 2101A | RHW2101A/0713/575 | Functional | Zeal Medical Pvt Ltd
12657 | District Hospital Chittorgarh Dh | Phototherepy Unit | Meditrin - Digital Bilitimer Phototherapy | NRHM/TP09/102 | Functional | Meditrin Instruments
12658 | Jln Central Store Medical College | Multi-Para Monitor | Star 50 ( L and T ) | A10SE00170 | Functional | Others
12659 | Mathura Das Mathur Hospital Jdh | Syringe Infusion Pump | Allied - Syrn 200 | 3000117363 | Functional | Others
12660 | Mathura Das Mathur Hospital Jdh | Syringe Infusion Pump | Allied - Syrn 200 | 3000117364 | Functional | Others
12661 | Mathura Das Mathur Hospital Jdh | Syringe Infusion Pump | Allied - Syrn 200 | 3000117365 | Functional | Others
12662 | Mathura Das Mathur Hospital Jdh | Syringe Infusion Pump | Allied - Syrn 200 | 3000117366 | Functional | Others
12663 | Mathura Das Mathur Hospital Jdh | Syringe Infusion Pump | Allied - Syrn 200 | 3000117367 | Functional | Others
12664 | Mathura Das Mathur Hospital Jdh | Syringe Infusion Pump | Allied - Syrn 200 | 3000117368 | Functional | Others
12665 | Mathura Das Mathur Hospital Jdh | Syringe Infusion Pump | Allied - Syrn 200 | 3000117369 | Functional | Others
12666 | Mathura Das Mathur Hospital Jdh | Syringe Infusion Pump | Model Not Available | 3000126040 | Functional | Others
12667 | Mathura Das Mathur Hospital Jdh | Syringe Infusion Pump | Allied - Syrn 200 | 3000117371 | Functional | Others
12668 | Mathura Das Mathur Hospital Jdh | Syringe Infusion Pump | Allied - Syrn 200 | 3000117372 | Functional | Others
12669 | Mathura Das Mathur Hospital Jdh | Syringe Infusion Pump | MODEL NOT AVAILABLE | 3000138476 | Functional | Elite Scientific Corporation
12670 | Mathura Das Mathur Hospital Jdh | Syringe Infusion Pump | Allied - Syrn 200 | 3000117374 | Functional | Others
12671 | Mathura Das Mathur Hospital Jdh | Centrifuge Machine ( 4 Tube ) | Model not available | 3000122320 | Functional | Others
12672 | Mathura Das Mathur Hospital Jdh | Fetal Doppler | MODEL NOT AVAILABLE | 3000120877 | Functional | Others
12673 | Mathura Das Mathur Hospital Jdh | Freezes | MODEL NOT AVAILABLE | 3000122315 | Functional | Others
12674 | Binjusar Phc | Binocular Microscope | Model Not Available | 2000019583 | Functional | Others
12675 | Binjusar Phc | Binocular Microscope | Model Not Available | 2000019584 | Functional | Others
12676 | Mathura Das Mathur Hospital Jdh | Suction Machine | Model Not Available | 3000122311 | Functional | Others
12677 | Jln Central Store Medical College | Anesthesia Machine | MODEL NOT AVAILABLE | ASHC-0084 | Functional | Others
12678 | Umaid Hospital Jodhpur Medical College Hospital | Mobile ( Portable ) X-Ray Machine | Model not available | 1303561 | Functional | Recorders And Medicaresystems Pvt Ltd
12679 | Baragoan Chc | O.T. Light Single Dome | MODEL NOT AVAILABLE | 2000019494 | Functional | Others
12680 | District Hospital Chittorgarh Dh | Radiant Heat Warmer | Zeal - RHW 2101A | 3000121593 | Functional | Zeal Medical Pvt Ltd
12681 | Nawalgarh Satellite Hospital | Weighing Machine | MODEL NOT AVAILABLE | 2000019668 | Functional | Rhsdp Supply
12682 | Mathura Das Mathur Hospital Jdh | Ventilator | Model Not Available | 3000117453 | Functional | Others
12683 | Mathura Das Mathur Hospital Jdh | Semi Automated Chemistry Analyzer | Model not Available | 3000120385 | Functional | Others
12684 | Mathura Das Mathur Hospital Jdh | Suction Machine | Model Not Available | 3000120602 | Functional | Others
12685 | Sunder Singh Bhandari Hospital Chandpole Dh | 300mA X-Ray Machine | Allengers - 300mA | 2K100230011-X | Functional | Allengers Medical Systems Ltd
12686 | District Hospital Pratapgarh Dh | Dental Chair Unit | Model Not Available | 3000121147 | Functional | Chesa Inc
12687 | Alsisar Phc | Hemoglobin meter | Model Not Available | 2000021779 | Functional | Others
12688 | Mathura Das Mathur Hospital Jdh | ECG Machine (Single Channel) | Model Not Available | 3000117595 | Functional | Others
12689 | Mathura Das Mathur Hospital Jdh | ECG Machine (Single Channel) | Model Not Available | 3000117573 | Functional | Others
12690 | District Hospital Chittorgarh Dh | Multi-Para Monitor | Star 50 ( L and T ) | F135D3517 | Functional | Larsen And Tourbo Ltd
12691 | Mathura Das Mathur Hospital Jdh | Plasma Sterilizer | MODEL NOT AVAILABLE | 3000120528 | Functional | Others
12692 | M G Hospital Banswara Dh | O.T. Light Single Dome | MODEL NOT AVAILABLE | 3000125003 | Functional | Others
12693 | Mathura Das Mathur Hospital Jdh | Operating Microscope | Model Not Available | 3000120603 | Functional | Others
12694 | Sunder Singh Bhandari Hospital Chandpole Dh | Dental X-ray unit | DENTAL X RAY | 3 | Functional | General Medical Equipment
12695 | Dist Hospital Barmer Dh | Multi-Para Monitor | Model not available | 5228 | Non Functional Not Repairable | Larsen And Tourbo Ltd
12696 | District Hospital Chittorgarh Dh | Multi-Para Monitor | Star 50 ( L and T ) | 3000121657 | Functional | Others
12697 | District Hospital Pratapgarh Dh | Syringe Needle Destroyer | Model not available | 3000121149 | Functional | Others
12698 | Mathura Das Mathur Hospital Jdh | Suction Machine | Model Not Available | 3000117465 | Functional | Others
12699 | Mathura Das Mathur Hospital Jdh | Suction Machine | Model Not Available | 3000117463 | Functional | Others
12700 | Mathura Das Mathur Hospital Jdh | Suction Machine | Model Not Available | 3000117466 | Functional | Others
12701 | Mathura Das Mathur Hospital Jdh | Suction Machine | Model Not Available | 3000117494 | Functional | Others
12702 | Mathura Das Mathur Hospital Jdh | Suction Machine | Model Not Available | 3000117496 | Functional | Others
12703 | M G Hospital Bhilwara Dh | ELECTRIC OT TABLE | MODEL NOT AVAILABLE | 3000125217 | Functional | Others
12704 | Govt Bangur Hopital Pali Dh | Multi-Para Monitor | Schiller - Truscope Classic | M014E005694 | Functional | Schiller Healthcare India Pvt Ltd
12705 | Jhalawar Medical College Medical Collage Hospital | ECG Machine (Single Channel) | Model Not Available | 3000121459 | Functional | Others
12706 | M G Hospital Bhilwara Dh | Ice lined refrigerator | Model Not Available | BE07F4E0N00B2A6B0043 | Functional | Others
12707 | Jhalawar Medical College Medical Collage Hospital | Baby Weighing Machine | Model Not Available | 3000121199 | Functional | Others
12708 | Jhalawar Medical College Medical Collage Hospital | Baby Weighing Machine | Model Not Available | 3000121201 | Functional | Others
12709 | Jhalawar Medical College Medical Collage Hospital | Suction Machine | Model Not Available | 3000121202 | Functional | Others
12710 | Jhalawar Medical College Medical Collage Hospital | Suction Machine | Model Not Available | 3000121203 | Functional | Others
12711 | Jhalawar Medical College Medical Collage Hospital | Suction Machine | Model Not Available | 3000121213 | Functional | Others
12712 | Lalsot Chc | SPHYGMOMANOMETER(BP APPRATUS) | Model Not Available | 3000141113 | Functional | Others
12713 | Mathura Das Mathur Hospital Jdh | Multi-Para Monitor | Model not available | 3000120631 | Functional | Others
12714 | Mathura Das Mathur Hospital Jdh | Multi-Para Monitor | Model not available | 3000120632 | Functional | Others
12715 | Mathura Das Mathur Hospital Jdh | Multi-Para Monitor | Model not available | 3000120633 | Functional | Others
12716 | Mathura Das Mathur Hospital Jdh | Multi-Para Monitor | Model not available | 3000120634 | Functional | Others
12717 | Mathura Das Mathur Hospital Jdh | Multi-Para Monitor | Model not available | 3000120635 | Functional | Others
12718 | Mathura Das Mathur Hospital Jdh | Multi-Para Monitor | Model not available | 3000120636 | Functional | Others
12719 | Mathura Das Mathur Hospital Jdh | Multi-Para Monitor | Model not available | 3000120637 | Functional | Others
12720 | Mathura Das Mathur Hospital Jdh | Multi-Para Monitor | Model not available | 3000120638 | Functional | Others
12721 | Mathura Das Mathur Hospital Jdh | Multi-Para Monitor | Model not available | 3000120639 | Functional | Others
12722 | Mathura Das Mathur Hospital Jdh | Multi-Para Monitor | Model not available | 3000120640 | Functional | Others
12723 | Saatha Phc | SPHYGMOMANOMETER(BP APPRATUS) | MODEL NOT AVAILABLE | 3000081673 | Functional | Others
12724 | Nawalgarh Satellite Hospital | Incubator | Yorco - YSI - 438D | 2000019637 | Functional | Yorco Sales Pvt Ltd
12725 | District Hospital Paota | SPHYGMOMANOMETER(BP APPRATUS) | MODEL NOT AVAILABLE | 5187 | Functional | Others
12726 | Mathura Das Mathur Hospital Jdh | SPHYGMOMANOMETER(BP APPRATUS) | MODEL NOT AVAILABLE | 3000131363 | Functional | Others
12727 | Mathura Das Mathur Hospital Jdh | SPHYGMOMANOMETER(BP APPRATUS) | MODEL NOT AVAILABLE | 30003131362 | Functional | Others
12728 | Saatha Phc | Suction Machine | Model Not Available | 3000081674 | Functional | Others
12729 | District Hospital Paota | Colorimeter | MODEL NOT AVAILABLE | 95293 | Functional | Others
12730 | Malpura Chc | Suction Machine | Model Not Available | 3000088372 | Functional | Others
12731 | Uniara Chc | Fiberoptic Laryngoscope | Model Not Available | 3000088024 | Functional | Others
12732 | Mathura Das Mathur Hospital Jdh | Syringe Infusion Pump | Allied - Syrn 200 | 3000117401 | Functional | Others
12733 | Mathura Das Mathur Hospital Jdh | Syringe Infusion Pump | Allied - Syrn 200 | 3000117402 | Functional | Others
12734 | Mathura Das Mathur Hospital Jdh | Syringe Infusion Pump | Allied - Syrn 200 | 3000117403 | Functional | Others
12735 | Mathura Das Mathur Hospital Jdh | Syringe Infusion Pump | Allied - Syrn 200 | 3000117404 | Functional | Others
12736 | Mathura Das Mathur Hospital Jdh | Syringe Infusion Pump | Allied - Syrn 200 | 3000117405 | Functional | Others
12737 | Mathura Das Mathur Hospital Jdh | Syringe Infusion Pump | Allied - Syrn 200 | 3000117406 | Functional | Others
12738 | Mathura Das Mathur Hospital Jdh | Syringe Infusion Pump | Model Not Available | 3000202131 | Functional | Ramon Surgical Company
12739 | Mathura Das Mathur Hospital Jdh | Syringe Infusion Pump | Allied - Syrn 200 | 3000117396 | Functional | Others
12740 | Mathura Das Mathur Hospital Jdh | Syringe Infusion Pump | Allied - Syrn 200 | 3000117397 | Functional | Others
12741 | Mathura Das Mathur Hospital Jdh | Syringe Infusion Pump | Allied - Syrn 200 | 3000117399 | Functional | Others
12742 | Mathura Das Mathur Hospital Jdh | Syringe Infusion Pump | Allied - Syrn 200 | 3000117400 | Functional | Others
12743 | Mathura Das Mathur Hospital Jdh | Syringe Infusion Pump | Allied - Syrn 200 | 3000117375 | Functional | Others
12744 | Bissau Chc | Blood Cell Counter - 5 part | Horiba ABX Pentra 60 | 2000021958 | Functional | Horiba India Pvt Ltd
12745 | M G Hospital Bhilwara Dh | Freezes | MODEL NOT AVAILABLE | 3000042753 | Functional | Others
12746 | Malpura Chc | Syringe Needle Destroyer | Model not available | 3000088376 | Functional | Others
12747 | Mathura Das Mathur Hospital Jdh | Cold Light Source | MODEL NOT AVAILABLE | 3000134175 | Functional | Others
12748 | Mathura Das Mathur Hospital Jdh | Anesthesia Machine | MODEL NOT AVAILABLE | 3000134152 | Functional | Others
12749 | Bissau Chc | Hemoglobin meter | Model Not Available | 2000021960 | Functional | Others
12750 | Deoli Chc | Ice lined refrigerator | Model Not Available | 3000088046 | Functional | Cmho Supply
12751 | Uniara Chc | Freezes | MODEL NOT AVAILABLE | 503NRBZ211085 | Functional | Others
12752 | Mathura Das Mathur Hospital Jdh | Instrument Sterilizer | Model Not Available | 3000117497 | Functional | Others
12753 | Bissau Chc | Syringe Needle Destroyer | Microsil - ND350 | 2000021961 | Functional | Others
12754 | Mathura Das Mathur Hospital Jdh | Ultra Sonography (USG) & Colour Dopler Machine | Model not available | 3000117505 | Functional | Others
12755 | Jhalawar Medical College Medical Collage Hospital | Vessel Sealing System With Bipolar Plasma Resection | MODEL NOT AVAILABLE | 1304770 | Functional | Others
12756 | Gazsinghpur Chc | Centrifuge Machine ( 8 Tube) | REMI - R4C | DPLC-2912 | Functional | Cmho Supply
12757 | Gazsinghpur Chc | Oxygen Concentrator | BPL - OG 4203 | AXTH4M11250 | Functional | Bpl Medical Technologies
12758 | Govt Bangur Hopital Pali Dh | Syringe Infusion Pump | Model not available | 21270647 | Functional | Others
12759 | Jhalawar Medical College Medical Collage Hospital | Binocular Microscope | Model Not Available | 3000121375 | Functional | Others
12760 | Gharsana Chc | Blood Cell Counter - 3 part | Horiba - ABX Micros ES 60 | 3000041476 | Functional | Horiba India Pvt Ltd
12761 | Gazsinghpur Chc | Phototherepy Unit | Fenam, Bilitron Sky 5006 | I-1JAK-440218 | Functional | Neonatal Innovations
12762 | Mathura Das Mathur Hospital Jdh | Multi-Para Monitor | Star 50 ( L and T ) | 3000131656 | Functional | Others
12763 | Umaid Hospital Jodhpur Medical College Hospital | Multi-Para Monitor | Model not available | M014E002825 | Functional | Schiller Healthcare India Pvt Ltd
12764 | Umaid Hospital Jodhpur Medical College Hospital | Digital Photo Calorimeter | Model not available | 3000120376 | Functional | Mico
12765 | Mathura Das Mathur Hospital Jdh | Suction Machine | Model Not Available | 3000131657 | Functional | Others
12766 | Jhalawar Medical College Medical Collage Hospital | SPHYGMOMANOMETER(BP APPRATUS) | MODEL NOT AVAILABLE | 3000121380 | Functional | Others
12767 | Jhalawar Medical College Medical Collage Hospital | SPHYGMOMANOMETER(BP APPRATUS) | MODEL NOT AVAILABLE | 3000121379 | Functional | Others
12768 | Mathura Das Mathur Hospital Jdh | Syringe Infusion Pump | Model not available | 3000131631 | Functional | Others
12769 | Mathura Das Mathur Hospital Jdh | Syringe Infusion Pump | Model not available | 3000131630 | Functional | Others
12770 | Mathura Das Mathur Hospital Jdh | Syringe Infusion Pump | Model not available | 3000131629 | Functional | Others
12771 | Mathura Das Mathur Hospital Jdh | Syringe Infusion Pump | Model not available | 3000131628 | Functional | Others
12772 | Mathura Das Mathur Hospital Jdh | Syringe Infusion Pump | Model not available | 3000131627 | Functional | Others
12773 | Mathura Das Mathur Hospital Jdh | Syringe Infusion Pump | Model not available | 3000131626 | Functional | Others
12774 | Gazsinghpur Chc | Emergeny First Aid Kit | Medisys | 3000048824 | Functional | Premier Medical Systems And Devices Pvt Ltd
12775 | Umaid Hospital Jodhpur Medical College Hospital | C R System | AGFA CR - 30X | 51905 | Functional | Agfa Healthcare India Pvt Ltd
12776 | Umaid Hospital Jodhpur Medical College Hospital | Radiant Heat Warmer | Model Not Available | 121303003410 | Functional | Others
12777 | District Hospital Pratapgarh Dh | Binocular Microscope | Model Not Available | 94455588 | Functional | Ajay Optical India
12778 | Govt Bangur Hopital Pali Dh | Syringe Infusion Pump | Model not available | 212702330 | Functional | Others
12779 | Mathura Das Mathur Hospital Jdh | Baby Weighing Machine | Model Not Available | 2841 | Functional | Others
12780 | Mathura Das Mathur Hospital Jdh | Baby Weighing Machine | Model Not Available | 2842 | Functional | Others
12781 | Malpura Chc | Binocular Microscope | Labomed - Vision 2000 | 957083 | Functional | Labomed
12782 | Mathura Das Mathur Hospital Jdh | Eye Operating Microscope | APPASAMY | 2000034968 | Functional | Others
12783 | Mathura Das Mathur Hospital Jdh | Incubator | Yorco - YSI - 438D | 3000120407 | Functional | Others
12784 | Mathura Das Mathur Hospital Jdh | YAG Laser | Model Not Available | 3000120600 | Functional | Others
12785 | Mathura Das Mathur Hospital Jdh | Freezes | MODEL NOT AVAILABLE | 3000120383 | Functional | Others
12786 | Mathura Das Mathur Hospital Jdh | Semi Automated Chemistry Analyzer | Model not Available | 3000120384 | Functional | Others
12787 | Mathura Das Mathur Hospital Jdh | Semi Automated Chemistry Analyzer | Model not Available | 3000120386 | Functional | Others
12788 | Aligarh Chc | Autoclave | Model not available | 3000080004 | Functional | Others
12789 | Mathura Das Mathur Hospital Jdh | Fully Automated Clinical Chemistry Analyzer | Beckman Coulter - AU 680 | 3000120386 | Functional | Others
12790 | District Sahadat Hospital Tonk Dh | Water Bath | Model not available | 3000088119 | Functional | Others
12791 | District Hospital Chittorgarh Dh | Multi-Para Monitor | Star 50 ( L and T ) | A10SE0292 | Functional | Larsen And Tourbo Ltd
12792 | Mathura Das Mathur Hospital Jdh | Binocular Microscope | Model Not Available | 3000120529 | Functional | Others
12793 | Umaid Hospital Jodhpur Medical College Hospital | Blood Gas Analyzer (ABG Machine) | Model not available | 3000120373 | Non Functional Repairable | Yorco Sales Pvt Ltd
12794 | Malpura Chc | Binocular Microscope | RXL-4B | 3000088351 | Functional | Radical Scientific Instruments Pvt Ltd
12795 | Mathura Das Mathur Hospital Jdh | Defibrillator | MODEL NOT AVAILABLE | 3000117576 | Functional | Others
12796 | Mathura Das Mathur Hospital Jdh | Defibrillator | MODEL NOT AVAILABLE | 3000117575 | Functional | Others
12797 | Mathura Das Mathur Hospital Jdh | Defibrillator | MODEL NOT AVAILABLE | 3000117574 | Functional | Others
12798 | Mathura Das Mathur Hospital Jdh | C-Arm Machine | Model Not Available | 3000134149 | Functional | Others
12799 | M G Hospital Bhilwara Dh | Spot Light ( Portable ) | Model Not Available | 3000125004 | Functional | Others
12800 | Sunder Singh Bhandari Hospital Chandpole Dh | Dental Chair Unit | SUZY | 3000040017 | Functional | Suz Dent ( India ) Pvt Ltd
12801 | Mathura Das Mathur Hospital Jdh | Endoscope | MODEL NOT AVAILABLE | 3000120604 | Functional | Others
12802 | Mathura Das Mathur Hospital Jdh | Hot Air Oven | Model not available | 3000120387 | Functional | Others
12803 | District Sahadat Hospital Tonk Dh | Blood Bank Refrigerator | Model not available | 1435 | Functional | Others
12804 | District Hospital Chittorgarh Dh | Oxygen Concentrator | Model Not Available | 3000121658 | Functional | Others
12805 | District Hospital Chittorgarh Dh | Multi-Para Monitor | Model not available | F13SD3523 | Functional | Larsen And Tourbo Ltd
12806 | District Hospital Pratapgarh Dh | ECG Machine (Single Channel) | Model Not Available | 3000129967 | Functional | Edan Smart
12807 | Peeplu Chc | Sahlis HB Meter | Model not available | 3000088384 | Functional | Others
12808 | M G Hospital Bhilwara Dh | C. T. Scanner | TSX-021B | 84614039 | Functional | Others
12809 | Jhalawar Medical College Medical Collage Hospital | Multi-Para Monitor | Model not available | 3000121204 | Functional | Others
12810 | Jhalawar Medical College Medical Collage Hospital | Multi-Para Monitor | Model not available | 3000121207 | Functional | Others
12811 | Jhalawar Medical College Medical Collage Hospital | Multi-Para Monitor | Model not available | 3000121216 | Functional | Others
12812 | Jhalawar Medical College Medical Collage Hospital | Multi-Para Monitor | Model not available | 3000121217 | Functional | Others
12813 | Jhalawar Medical College Medical Collage Hospital | Multi-Para Monitor | Model not available | 3000121218 | Functional | Others
12814 | Umaid Hospital Jodhpur Medical College Hospital | Blood Bank Refrigerator | Model not available | 3000124972 | Functional | Others
12815 | Umaid Hospital Jodhpur Medical College Hospital | Blood Bank Refrigerator | Model not available | 3000124973 | Functional | Others
12816 | Umaid Hospital Jodhpur Medical College Hospital | Blood Bank Refrigerator | Model not available | 3000124975 | Functional | Others
12817 | Talchidi Phc | FOOT OPERATED SUCTION MACHINE | MODEL NOT AVAILABLE | 3000081636 | Functional | Others
12818 | Chhan Chc | Binocular Microscope | M L W Intermed | 3000080047 | Functional | Zeal Medical Pvt Ltd
12819 | Jhalawar Medical College Medical Collage Hospital | Baby Weighing Machine | Model Not Available | 3000121205 | Functional | Others
12820 | Jhalawar Medical College Medical Collage Hospital | Baby Weighing Machine | Model Not Available | 3000121208 | Functional | Others
12821 | Talchidi Phc | SPHYGMOMANOMETER(BP APPRATUS) | MODEL NOT AVAILABLE | 3000081637 | Functional | Others
12822 | Jhalawar Medical College Medical Collage Hospital | O.T. Light Single Dome | MODEL NOT AVAILABLE | 3000121206 | Functional | Others
12823 | Umaid Hospital Jodhpur Medical College Hospital | Blood Bank Refrigerator | Model Not Available | 3000084165 | Functional | Others
12824 | Mathura Das Mathur Hospital Jdh | Ventilator | Model Not Available | 3000131744 | Functional | Others
12825 | Mathura Das Mathur Hospital Jdh | Ventilator | Model Not Available | 3000131753 | Functional | Others
12826 | Mathura Das Mathur Hospital Jdh | Ventilator | Model Not Available | 3000131754 | Functional | Others
12827 | Talchidi Phc | Monocular Microscope | Model not available | 3000081638 | Functional | Others
12828 | Nawalgarh Satellite Hospital | O.T. Light Double Dome | MODEL NOT AVAILABLE | 2000019688 | Functional | Cognate India
12829 | District Hospital Paota | Hydraulic Operation Table | MODEL NOT AVAILABLE | 2000 | Functional | Others
12830 | Umaid Hospital Jodhpur Medical College Hospital | Hot Air Oven | Model not available | 3000131500 | Functional | Others
12831 | Gazsinghpur Chc | Defibrillator | MODEL NOT AVAILABLE | 313C235 | Functional | Cmho Supply
12832 | Talchidi Phc | Centrifuge Machine ( 4 Tube ) | Model not available | 3000081639 | Functional | Others
12833 | Baragoan Chc | Suction Machine | Model Not Available | 2000019492 | Functional | Cognate India
12834 | Baragoan Chc | Binocular Microscope | PZB 22 | 2000019473 | Functional | Others
12835 | Umaid Hospital Jodhpur Medical College Hospital | Mobile ( Portable ) X-Ray Machine | Model not available | 3000124951 | Functional | Recorders And Medicaresystems Pvt Ltd
12836 | Deoli Chc | Centrifuge Machine ( 8 Tube) | Model Not Available | OPLO-9141 | Functional | Others
12837 | District Hospital Paota | Cautry Machine | Model Not Available | 11 | Functional | Jove Automation Ltd
12838 | Umaid Hospital Jodhpur Medical College Hospital | Ultra Sonography (USG) & Colour Dopler Machine | Model not available | 3000124954 | Functional | Mindray Medical Electronics Co Ltd
12839 | District Hospital Paota | Ultra Sonic Piezo type scalar | MODEL NOT AVAILABLE | 805 | Functional | Others
12840 | Mathura Das Mathur Hospital Jdh | Operating Microscope | Model Not Available | 2000034958 | Functional | Others
12841 | District Hospital Pratapgarh Dh | Blood Collection Monitor | Model Not Available | IGCM-1349 | Functional | Remi Electrotechnik Ltd
12842 | Umaid Hospital Jodhpur Medical College Hospital | Ultra Sonography (USG) & Colour Dopler Machine | Aloka - ProSound Alfa 6 | 3000124955 | Functional | Aloka Medical Ltd
12843 | Dist Hospital Barmer Dh | Endoscope | MODEL NOT AVAILABLE | A114851 | Non Functional Not Repairable | Others
12844 | Malpura Chc | Blood Cell Counter - 3 part | Horiba - ABX Micros ES 60 | 304ESOH05561 | Functional | Others
12845 | Mathura Das Mathur Hospital Jdh | ELECTRIC OT TABLE | MODEL NOT AVAILABLE | 3000120715 | Functional | Others
12846 | Mathura Das Mathur Hospital Jdh | ELECTRIC OT TABLE | MODEL NOT AVAILABLE | 3000120724 | Functional | Others
12847 | Mathura Das Mathur Hospital Jdh | ELECTRIC OT TABLE | MODEL NOT AVAILABLE | 3000120725 | Functional | Others
12848 | Mathura Das Mathur Hospital Jdh | ELECTRIC OT TABLE | MODEL NOT AVAILABLE | 3000120726 | Functional | Others
12849 | Mathura Das Mathur Hospital Jdh | ELECTRIC OT TABLE | MODEL NOT AVAILABLE | 3000120727 | Functional | Others
12850 | Umaid Hospital Jodhpur Medical College Hospital | Ultra Sonography (USG) & Colour Dopler Machine | Model not available | 304ES0H05544 | Functional | Others
12851 | Uniara Chc | Ice lined refrigerator | MK - 142 | 14815347 | Functional | Others
12852 | Mathura Das Mathur Hospital Jdh | Defibrillator | MODEL NOT AVAILABLE | 3000117533 | Functional | Others
12853 | Mathura Das Mathur Hospital Jdh | ELECTRIC OT TABLE | MODEL NOT AVAILABLE | 3000117593 | Functional | Others
12854 | Mathura Das Mathur Hospital Jdh | ELECTRIC OT TABLE | MODEL NOT AVAILABLE | 3000117592 | Functional | Others
12855 | Mathura Das Mathur Hospital Jdh | ELECTRIC OT TABLE | MODEL NOT AVAILABLE | 3000117591 | Functional | Others
12856 | Mathura Das Mathur Hospital Jdh | ELECTRIC OT TABLE | MODEL NOT AVAILABLE | 3000117590 | Functional | Others
12857 | Mathura Das Mathur Hospital Jdh | ELECTRIC OT TABLE | MODEL NOT AVAILABLE | 3000117589 | Functional | Others
12858 | Mathura Das Mathur Hospital Jdh | ELECTRIC OT TABLE | MODEL NOT AVAILABLE | 3000117588 | Functional | Others
12859 | Govt Bangur Hopital Pali Dh | Monocular Microscope | Model not available | 3000124315 | Functional | Others
12860 | Gazsinghpur Chc | Instrument Sterilizer | Model Not Available | 3000048830 | Functional | Others
12861 | Dist Hospital Barmer Dh | Centrifuge Machine ( 4 Tube ) | HBC-70 | 0 | Functional | Haier Appliances India Pvt
12862 | Gharsana Chc | Radiant Heat Warmer | Meditrin - Heat Warmer | NRHM/WM11/396 | Functional | Others
12863 | Dist Hospital Barmer Dh | Ventilator | Model Not Available | 3000124593 | Functional | Others
12864 | Uniara Chc | Binocular Microscope | Model Not Available | 3000088013 | Functional | Others
12865 | District Hospital Paota | O.T. Light Single Dome | MODEL NOT AVAILABLE | 3000049368 | Functional | Others
12866 | Mathura Das Mathur Hospital Jdh | Anesthesia Machine | MODEL NOT AVAILABLE | 3000117517 | Functional | Others
12867 | Mathura Das Mathur Hospital Jdh | Anesthesia Machine | MODEL NOT AVAILABLE | 3000117526 | Functional | Others
12868 | Mathura Das Mathur Hospital Jdh | Anesthesia Machine | MODEL NOT AVAILABLE | 3000117535 | Functional | Others
12869 | Mathura Das Mathur Hospital Jdh | Anesthesia Machine | MODEL NOT AVAILABLE | 2000034976 | Functional | Others
12870 | Mathura Das Mathur Hospital Jdh | Freezes | MODEL NOT AVAILABLE | 3000129660 | Functional | Others
12871 | Uniara Chc | Centrifuge Machine ( 8 Tube) | Model Not Available | 3000088011 | Functional | Others
12872 | Mathura Das Mathur Hospital Jdh | O.T. Light Single Dome | MODEL NOT AVAILABLE | 3000134178 | Functional | Others
12873 | Nawalgarh Satellite Hospital | O.T. Light Single Dome | MODEL NOT AVAILABLE | 2000019682 | Functional | Others
12874 | Sikrai Chc | Blood Bank Refrigerator | Model not available | 3000081694 | Functional | Others
12875 | Deoli Chc | Semi Automated Chemistry Analyzer | 3300 | 3300-6655 | Functional | Others
12876 | Mathura Das Mathur Hospital Jdh | Phototherepy Unit | MODEL NOT AVAILABLE | 3000120957 | Functional | Others
12877 | Baragoan Chc | Monocular Microscope | Model not available | 2000019475 | Functional | Others
12878 | District Hospital Paota | Anesthesia Machine | MODEL NOT AVAILABLE | 3000049436 | Functional | Others
12879 | Mathura Das Mathur Hospital Jdh | Multi-Para Monitor | Model not available | 3000122296 | Functional | Others
12880 | Mathura Das Mathur Hospital Jdh | Multi-Para Monitor | Model not available | 3000122295 | Functional | Others
12881 | Bissau Chc | SPHYGMOMANOMETER(BP APPRATUS) | MODEL NOT AVAILABLE | 2000021974 | Functional | Others
12882 | Baragoan Chc | Syringe Needle Destroyer | Model not available | 2000019476 | Functional | Others
12883 | District Hospital Paota | Defibrillator | MODEL NOT AVAILABLE | 91 | Functional | Others
12884 | Malpura Chc | Anesthesia Machine | MODEL NOT AVAILABLE | 3000088368 | Functional | Others
12885 | Jhalawar Medical College Medical Collage Hospital | Freezes | MODEL NOT AVAILABLE | 3000130181 | Functional | Others
12886 | Uniara Chc | Radiant Heat Warmer | Meditrin - Heat Warmer | 3000088020 | Non Functional Repairable | Others
12887 | Nawalgarh Satellite Hospital | Fetal Doppler | ND - 102 | 2000019706 | Functional | Niscomed Electro Medical Devices
12888 | Malpura Chc | Syringe Needle Destroyer | Model not available | 3000088329 | Functional | Others
12889 | Mathura Das Mathur Hospital Jdh | Defibrillator | MODEL NOT AVAILABLE | 3000117618 | Functional | Others
12890 | Mathura Das Mathur Hospital Jdh | Defibrillator | MODEL NOT AVAILABLE | 3000122300 | Functional | Others
12891 | Mathura Das Mathur Hospital Jdh | Multi-Para Monitor | Model not available | 3000122292 | Functional | Others
12892 | Mathura Das Mathur Hospital Jdh | Multi-Para Monitor | Model not available | 3000122291 | Functional | Others
12893 | Mathura Das Mathur Hospital Jdh | Multi-Para Monitor | Model not available | 3000122290 | Functional | Others
12894 | Malpura Chc | O.T. Light Double Dome | MODEL NOT AVAILABLE | 3000088371 | Functional | Others
12895 | Nawalgarh Satellite Hospital | Weighing Machine | MODEL NOT AVAILABLE | 2000019702 | Functional | Others
12896 | District Sahadat Hospital Tonk Dh | Oxygen Concentrator | Model Not Available | AXTCIC/6270 | Non Functional Repairable | Bpl Medical Technologies
12897 | District Hospital Chittorgarh Dh | Phototherepy Unit | Fenam, Bilitron Sky 5006 | I-TYAK-450043 | Functional | Fanem
12898 | Deoli Chc | Dental Chair Unit | Model Not Available | 3000088048 | Functional | Others
12899 | Manpur Phc Dausa | Centrifuge Machine ( 8 Tube) | Model Not Available | 3000081361 | Functional | Metro Traiding Corporation
12900 | Mathura Das Mathur Hospital Jdh | Instrument Sterilizer | Model Not Available | 3000117498 | Functional | Others
12901 | Manpur Phc Dausa | Binocular Microscope | Model Not Available | 3000081362 | Functional | Others
12902 | Mathura Das Mathur Hospital Jdh | C-Arm Machine | Model Not Available | 3000120403 | Functional | Others
12903 | Mathura Das Mathur Hospital Jdh | Fully Automated Clinical Chemistry Analyzer | RX Daytona Plus | 3000120388 | Functional | Others
12904 | Dist Hospital Barmer Dh | Multi-Para Monitor | Model not available | 506 | Non Functional Not Repairable | Others
12905 | Mathura Das Mathur Hospital Jdh | Slit Lamp | Model Not Available | 3000120530 | Functional | Others
12906 | Mathura Das Mathur Hospital Jdh | Slit Lamp | Model Not Available | 3000120531 | Functional | Others
12907 | Mathura Das Mathur Hospital Jdh | Slit Lamp | Model Not Available | 3000120532 | Functional | Others
12908 | Mathura Das Mathur Hospital Jdh | Slit Lamp | Model Not Available | 3000120534 | Functional | Others
12909 | Mathura Das Mathur Hospital Jdh | Slit Lamp | Model Not Available | 3000120535 | Functional | Others
12910 | Mathura Das Mathur Hospital Jdh | Slit Lamp | Model Not Available | 3000120540 | Functional | Others
12911 | Jhalawar Medical College Medical Collage Hospital | Weighing Machine | MODEL NOT AVAILABLE | 3000055038 | Functional | Others
12912 | Newai Chc | Blood Bank Refrigerator | Model not available | 54295 | Functional | Others
12913 | Chhan Chc | Hemoglobin meter | Model Not Available | 3000080051 | Functional | Others
12914 | Jhalawar Medical College Medical Collage Hospital | Syringe Infusion Pump | Allied - Syrn 200 | 300012146 | Functional | Others
12915 | Jhalawar Medical College Medical Collage Hospital | Ventilator | Model Not Available | 3000121209 | Functional | Others
12916 | Chhan Chc | Glucometer | Model not available | 3000080052 | Functional | Others
12917 | Nawalgarh Satellite Hospital | Cautry Machine | Model Not Available | 2000019689 | Functional | Suprime Enterprises
12918 | Talchidi Phc | Glucometer | Model not available | 3000081640 | Functional | Others
12919 | Talchidi Phc | SPHYGMOMANOMETER(BP APPRATUS) | MODEL NOT AVAILABLE | 9813450 | Functional | Others
12920 | Umaid Hospital Jodhpur Medical College Hospital | Blood Bank Refrigerator | Model not available | 3000120462 | Functional | Others
12921 | Umaid Hospital Jodhpur Medical College Hospital | Suction Machine | Model Not Available | 3000122731 | Functional | Others
12922 | Dist Hospital Barmer Dh | Hydraulic Operation Table | MODEL NOT AVAILABLE | 3000124548 | Functional | Others
12923 | Newai Chc | Blood Cell Counter - 3 part | Horiba - ABX Micros ES 60 | 3000080066 | Functional | Horiba India Pvt Ltd
12924 | Umaid Hospital Jodhpur Medical College Hospital | Blood Bank Refrigerator | Model not available | 3000120463 | Functional | Others
12925 | District Hospital Paota | Pulse Oxymeter | Model Not Available | 3000049378 | Functional | Others
12926 | Mathura Das Mathur Hospital Jdh | Suction Machine | Model Not Available | 3000120888 | Functional | Others
12927 | Gharsana Chc | Syringe Needle Destroyer | Microsil - ND350 | 3000041484 | Functional | Others
12928 | Gazsinghpur Chc | Ice lined refrigerator | HBD-116 | BE0581E0100B29780082 | Functional | Haier Appliances India Pvt
12929 | Newai Chc | Binocular Microscope | Quasmo | 55826 | Functional | Quality Scientific And Mechanical Works Pvt Ltd
12930 | Govt Bangur Hopital Pali Dh | Syringe Infusion Pump | Model not available | 21270539 | Functional | Others
12931 | Gazsinghpur Chc | Baby Weighing Machine | Crown | 3000048827 | Functional | Crown Digital Scales Inc
12932 | Nawalgarh Satellite Hospital | 300mA X-Ray Machine | PICKS - 3010 D | 2000019692 | Functional | Picks Medical Systems Ltd
12933 | Newai Chc | Blood Bank Refrigerator | Model not available | BDI-4432 | Functional | Others
12934 | Gharsana Chc | Labour Table | Model Not Available | 3000041487 | Functional | Others
12935 | Dist Hospital Barmer Dh | SPHYGMOMANOMETER(BP APPRATUS) | MODEL NOT AVAILABLE | 582361-09 | Functional | Bhasin Sons Private Limited
12936 | Umaid Hospital Jodhpur Medical College Hospital | 100mA X-Ray Machine | Model not available | 3000124943 | Functional | Philips Electronics India Ltd
12937 | Mathura Das Mathur Hospital Jdh | Centrifuge Machine ( 8 Tube) | REMI - R 8C | 3000120397 | Functional | Others
12938 | Maharana Bhopal Govt Hospital Medical Collage | SPHYGMOMANOMETER(BP APPRATUS) | Pagoda | 3000040417 | Functional | Others
12939 | Maharana Bhopal Govt Hospital Medical Collage | SPHYGMOMANOMETER(BP APPRATUS) | Pagoda | 3000040418 | Functional | Others
12940 | Maharana Bhopal Govt Hospital Medical Collage | SPHYGMOMANOMETER(BP APPRATUS) | Pagoda | 3000040601 | Functional | Others
12941 | Maharana Bhopal Govt Hospital Medical Collage | SPHYGMOMANOMETER(BP APPRATUS) | Pagoda | 3000040602 | Functional | Others
12942 | Maharana Bhopal Govt Hospital Medical Collage | SPHYGMOMANOMETER(BP APPRATUS) | Pagoda | 3000040603 | Functional | Others
12943 | Maharana Bhopal Govt Hospital Medical Collage | SPHYGMOMANOMETER(BP APPRATUS) | Pagoda | 3000040412 | Functional | Others
12944 | Maharana Bhopal Govt Hospital Medical Collage | SPHYGMOMANOMETER(BP APPRATUS) | Pagoda | 3000040414 | Functional | Others
12945 | Maharana Bhopal Govt Hospital Medical Collage | SPHYGMOMANOMETER(BP APPRATUS) | Pagoda | 98122712 | Functional | Others
12946 | Maharana Bhopal Govt Hospital Medical Collage | SPHYGMOMANOMETER(BP APPRATUS) | Pagoda | 98134583 | Functional | Others
12947 | Maharana Bhopal Govt Hospital Medical Collage | SPHYGMOMANOMETER(BP APPRATUS) | Pagoda | 98134547 | Functional | Others
12948 | Maharana Bhopal Govt Hospital Medical Collage | SPHYGMOMANOMETER(BP APPRATUS) | Pagoda | 98134522 | Functional | Others
12949 | Maharana Bhopal Govt Hospital Medical Collage | SPHYGMOMANOMETER(BP APPRATUS) | Pagoda | 99128701 | Functional | Others
12950 | Maharana Bhopal Govt Hospital Medical Collage | SPHYGMOMANOMETER(BP APPRATUS) | Pagoda | 98134554 | Functional | Others
12951 | Aligarh Chc | Labour Table | Model Not Available | 3000080007 | Functional | Others
12952 | Maharana Bhopal Govt Hospital Medical Collage | Baby Weighing Machine | Model Not Available | 3000044844 | Functional | Others
12953 | Mandawa Chc | Radiant Heat Warmer | Zeal - RHW 2101A | 2000021913 | Functional | Zeal Medical Pvt Ltd
12954 | Aligarh Chc | Glucometer | Model not available | ebg12070106949 | Functional | Others
12955 | Birmi Phc | Autoclave | Model not available | 2000021997 | Functional | Others
12956 | Mandawa Chc | Syringe Needle Destroyer | Microsil - ND350 | 7503 | Functional | Others
12957 | Maharana Bhopal Govt Hospital Medical Collage | Baby Weighing Machine | Model Not Available | 3000052454 | Functional | Others
12958 | Maharana Bhopal Govt Hospital Medical Collage | Baby Weighing Machine | Model Not Available | 3000044900 | Functional | Others
12959 | Maharana Bhopal Govt Hospital Medical Collage | Baby Weighing Machine | Model Not Available | 3000040791 | Functional | Others
12960 | Maharana Bhopal Govt Hospital Medical Collage | Baby Weighing Machine | Model Not Available | 3000052473 | Functional | Others
12961 | Maharana Bhopal Govt Hospital Medical Collage | Baby Weighing Machine | Model Not Available | 3000052466 | Functional | Others
12962 | Maharana Bhopal Govt Hospital Medical Collage | Baby Weighing Machine | Model Not Available | 3000044753 | Functional | Others
12963 | M G Hospital Bhilwara Dh | Binocular Microscope | MODEL NOT AVAILABLE | 3000089070 | Functional | Others
12964 | Jln Central Store Medical College | Nebulizer | CompAIR NE-C801 | 2000032318 | Functional | Others
12965 | M G Hospital Bhilwara Dh | Blood Cell Counter - 5 part | Horiba ABX Pentra 60 | 401PCP4350 | Functional | Others
12966 | District Hospital Chittorgarh Dh | Electrolyte Analyzer | Adonis - KH 985 | 3000121860 | Non Functional Repairable | Others
12967 | Mathura Das Mathur Hospital Jdh | Dental Chair Unit | Model Not Available | 3000120575 | Functional | Confidental Dental Equipments Ltd
12968 | District Hospital Chittorgarh Dh | ECG Machine (Six Channel ) | Model Not Available | 3000121862 | Functional | Others
12969 | District Hospital Chittorgarh Dh | Blood Bank Refrigerator | Model not available | BE04F0E01010D296K003 | Functional | Haier Appliances India Pvt
12970 | Mathura Das Mathur Hospital Jdh | Suction Machine | Model Not Available | 3000122353 | Functional | Others
12971 | Mathura Das Mathur Hospital Jdh | Dental Chair Unit | Model Not Available | 3000120576 | Functional | Others
12972 | Mathura Das Mathur Hospital Jdh | Pulse Oxymeter | Comet - P (L and T) | 3000122351 | Functional | Larsen And Tourbo Ltd
12973 | Jln Central Store Medical College | Multi-Para Monitor | Model not available | 2000033110 | Functional | Others
12974 | Maharana Bhopal Govt Hospital Medical Collage | Pulse Oxymeter | Model Not Available | 3000044866 | Functional | Others
12975 | Maharana Bhopal Govt Hospital Medical Collage | Pulse Oxymeter | Model Not Available | 3000044877 | Functional | Others
12976 | Maharana Bhopal Govt Hospital Medical Collage | Pulse Oxymeter | Model Not Available | 3000044867 | Functional | Others
12977 | Maharana Bhopal Govt Hospital Medical Collage | Pulse Oxymeter | Model Not Available | 3000044876 | Functional | Others
12978 | Maharana Bhopal Govt Hospital Medical Collage | Pulse Oxymeter | Model Not Available | 3000044873 | Functional | Others
12979 | Maharana Bhopal Govt Hospital Medical Collage | Pulse Oxymeter | Model Not Available | 3000044874 | Functional | Others
12980 | Maharana Bhopal Govt Hospital Medical Collage | Pulse Oxymeter | Model Not Available | 3000044875 | Functional | Others
12981 | Maharana Bhopal Govt Hospital Medical Collage | Pulse Oxymeter | Model Not Available | 3000044819 | Functional | Others
12982 | Maharana Bhopal Govt Hospital Medical Collage | Pulse Oxymeter | Model Not Available | 3000044820 | Functional | Others
12983 | Maharana Bhopal Govt Hospital Medical Collage | Pulse Oxymeter | Model Not Available | 3000044821 | Functional | Others
12984 | Maharana Bhopal Govt Hospital Medical Collage | Pulse Oxymeter | Model Not Available | 3000044822 | Functional | Others
12985 | Maharana Bhopal Govt Hospital Medical Collage | Pulse Oxymeter | Model Not Available | 3000044823 | Functional | Others
12986 | Maharana Bhopal Govt Hospital Medical Collage | Pulse Oxymeter | Model Not Available | 3000044824 | Functional | Others
12987 | Newai Chc | Radiant Heat Warmer | Model Not Available | 3000080072 | Functional | Meditrin Instruments
12988 | Maharana Bhopal Govt Hospital Medical Collage | Radiant Heat Warmer | Model Not Available | 3000043853 | Functional | Others
12989 | Jln Central Store Medical College | Ventilator | DEE 510 | 2000023122 | Non Functional Repairable | Rhsdp Supply
12990 | Bobas Phc | Glucometer | BG-03 | 3000089152 | Functional | Others
12991 | Jagatpura Phc | Syringe Needle Destroyer | Model not available | 2000025412 | Functional | Bhasin Sons Private Limited
12992 | Jln Central Store Medical College | Ventilator | Model Not Available | BBU01087 | Functional | Others
12993 | Fatehpur Phc Karauli | SPHYGMOMANOMETER(BP APPRATUS) | MODEL NOT AVAILABLE | 3000138530 | Functional | Others
12994 | Karansar Phc | Radiant Heat Warmer | Model Not Available | 3000089585 | Functional | Others
12995 | Bobas Phc | Blood Cell Counter - 3 part | Model not available | 3000089153 | Functional | Metro Traiding Corporation
12996 | Gangori Hospital | Pulse Oxymeter | Model Not Available | 3000230726 | Functional | Others
12997 | Fatehpur Phc Karauli | SPHYGMOMANOMETER(BP APPRATUS) | MODEL NOT AVAILABLE | 3000138531 | Functional | Others
12998 | Maharana Bhopal Govt Hospital Medical Collage | Binocular Microscope | Labomed - Vision 2000 | 3000040748 | Functional | Others
12999 | Maharana Bhopal Govt Hospital Medical Collage | Binocular Microscope | Labomed - Vision 2000 | 300040749 | Functional | Others
13000 | Maharana Bhopal Govt Hospital Medical Collage | Weighing Machine | MODEL NOT AVAILABLE | 3000040876 | Functional | Others
13001 | Maharana Bhopal Govt Hospital Medical Collage | Tube Sealer for Blood bags | Model Not Available | 3000043963 | Functional | Others
13002 | Maharana Bhopal Govt Hospital Medical Collage | Phototherepy Unit | MODEL NOT AVAILABLE | 3000043936 | Functional | Others
13003 | Jagatpura Phc | Monocular Microscope | Model not available | 2000025414 | Functional | Others
13004 | Kerligadasia Chc | Monocular Microscope | Model not available | 3000086063 | Functional | Others
13005 | Maharana Bhopal Govt Hospital Medical Collage | Incubator | MODEL NOT AVAILABLE | 3000040750 | Functional | Others
13006 | Maharana Bhopal Govt Hospital Medical Collage | Centrifuge Machine ( 8 Tube) | Model not available | 3000205890 | Functional | Others
13007 | Maharana Bhopal Govt Hospital Medical Collage | Centrifuge Machine ( 8 Tube) | Model Not Available | 3000040878 | Functional | Others
13008 | Maharana Bhopal Govt Hospital Medical Collage | Freezes | MODEL NOT AVAILABLE | 3000043937 | Functional | Others
13009 | Maharana Bhopal Govt Hospital Medical Collage | Tube Sealer for Blood bags | Model Not Available | 3000043945 | Functional | Others
13010 | Bhadunda Kalan Phc | Syringe Needle Destroyer | Model not available | 2000021824 | Functional | Others
13011 | Maharana Bhopal Govt Hospital Medical Collage | Phacoemulsification Machine | Model Not Available | 3000040879 | Functional | Others
13012 | Maharana Bhopal Govt Hospital Medical Collage | SPHYGMOMANOMETER(BP APPRATUS) | MODEL NOT AVAILABLE | 3000040880 | Functional | Others
13013 | Kerligadasia Chc | Freezes | MODEL NOT AVAILABLE | 3000086064 | Functional | Others
13014 | Maharana Bhopal Govt Hospital Medical Collage | SPHYGMOMANOMETER(BP APPRATUS) | MODEL NOT AVAILABLE | 3000204004 | Functional | Others
13015 | Maharana Bhopal Govt Hospital Medical Collage | SPHYGMOMANOMETER(BP APPRATUS) | MODEL NOT AVAILABLE | 3000204005 | Functional | Others
13016 | Govt Bangur Hopital Pali Dh | Suction Machine | Model Not Available | 3000124751 | Functional | Others
13017 | Govt Bangur Hopital Pali Dh | Ventilator | Model Not Available | 3000124758 | Functional | Others
13018 | District Sahadat Hospital Tonk Dh | Ultra Sonography (USG) & Colour Dopler Machine | Median - Sono Scape SSI - 6000 | 15216209 | Functional | Medion Healthcare Pvt Ltd
13019 | Mathura Das Mathur Hospital Jdh | Syringe Infusion Pump | Allied - Syrn 200 | 3000131688 | Functional | Alleid Medical Limited
13020 | Maharana Bhopal Govt Hospital Medical Collage | Blood Bank Refrigerator | Model not available | 3000204006 | Functional | Others
13021 | Maharana Bhopal Govt Hospital Medical Collage | Syringe Infusion Pump | Model not available | 3000040647 | Functional | Others
13022 | Maharana Bhopal Govt Hospital Medical Collage | Pulse Oxymeter | Model Not Available | 3000040628 | Functional | Others
13023 | Maharana Bhopal Govt Hospital Medical Collage | Binocular Microscope | Model Not Available | 3000204009 | Functional | Others
13024 | Govt Bangur Hopital Pali Dh | Suction Machine | Model Not Available | 3000131584 | Functional | Others
13025 | Maharana Bhopal Govt Hospital Medical Collage | Glucometer | Model not available | 3000040633 | Functional | Others
13026 | Mathura Das Mathur Hospital Jdh | VDRL Rotator (Rotor and Shaker) | Yorco - YSI 148 | 61186 | Functional | Recorders And Medicaresystems Pvt Ltd
13027 | Maharana Bhopal Govt Hospital Medical Collage | Water Bath | Model not available | 3000040911 | Functional | Others
13028 | District Sahadat Hospital Tonk Dh | Binocular Microscope | Model Not Available | 3000088249 | Non Functional Repairable | Others
13029 | Maharana Bhopal Govt Hospital Medical Collage | Ventilator | Model Not Available | 3000040617 | Functional | Others
13030 | Maharana Bhopal Govt Hospital Medical Collage | Glucometer | Model not available | 3000044810 | Functional | Others
13031 | Maharana Bhopal Govt Hospital Medical Collage | Pulse Oxymeter | Model Not Available | 3000044811 | Functional | Others
13032 | Maharana Bhopal Govt Hospital Medical Collage | Monocular Microscope | Model not available | 3000044911 | Functional | Others
13033 | Mathura Das Mathur Hospital Jdh | Slit Lamp | Model Not Available | 19 | Functional | Labomed
13034 | Maharana Bhopal Govt Hospital Medical Collage | Glucometer | Model not available | 3000044775 | Functional | Others
13035 | Maharana Bhopal Govt Hospital Medical Collage | Suction Machine | Model Not Available | 3000044914 | Functional | Others
13036 | Maharana Bhopal Govt Hospital Medical Collage | Suction Machine | Model Not Available | 3000044915 | Functional | Others
13037 | Maharana Bhopal Govt Hospital Medical Collage | Weighing Machine | MODEL NOT AVAILABLE | 3000044778 | Functional | Others
13038 | Maharana Bhopal Govt Hospital Medical Collage | Weighing Machine | MODEL NOT AVAILABLE | 3000044785 | Functional | Others
13039 | Govt Bangur Hopital Pali Dh | Spot Light ( Portable ) | Model Not Available | 254 | Functional | Zeal Medical Pvt Ltd
13040 | Maharana Bhopal Govt Hospital Medical Collage | Suction Machine | Model Not Available | 3000044881 | Functional | Others
13041 | Dist Hospital Barmer Dh | Pulse Oxymeter | Model Not Available | 1836 | Functional | Larsen And Tourbo Ltd
13042 | M G Hospital Bhilwara Dh | Hydraulic Operation Table | MODEL NOT AVAILABLE | 3000125006 | Functional | Others
13043 | Mathura Das Mathur Hospital Jdh | Phacoemulsification Machine | Model Not Available | 3000120541 | Not in use | Others
13044 | M G Hospital Bhilwara Dh | Syringe Needle Destroyer | Model not available | 3000125008 | Functional | Others
13045 | Alsisar Phc | Instrument Sterilizer | Model Not Available | 2000021789 | Functional | Cmho Supply
13046 | District Hospital Pratapgarh Dh | Autoclave | Model not available | 3000129983 | Functional | Others
13047 | District Sahadat Hospital Tonk Dh | Boyles Apparatus | MODEL NOT AVAILABLE | b09060468 | Functional | Others
13048 | District Hospital Chittorgarh Dh | Multi-Para Monitor | Model not available | 3000121754 | Non Functional Repairable | Others
13049 | Maharana Bhopal Govt Hospital Medical Collage | Syringe Infusion Pump | Model not available | 3000040576 | Functional | Others
13050 | Maharana Bhopal Govt Hospital Medical Collage | Syringe Infusion Pump | Model not available | 3000040577 | Functional | Others
13051 | Maharana Bhopal Govt Hospital Medical Collage | Syringe Infusion Pump | Model not available | 3000040578 | Functional | Others
13052 | Maharana Bhopal Govt Hospital Medical Collage | Syringe Infusion Pump | Model not available | 3000040579 | Functional | Others
13053 | Maharana Bhopal Govt Hospital Medical Collage | Syringe Infusion Pump | Model not available | 3000040569 | Functional | Others
13054 | Maharana Bhopal Govt Hospital Medical Collage | Syringe Infusion Pump | Model not available | 3000040570 | Functional | Others
13055 | Maharana Bhopal Govt Hospital Medical Collage | Syringe Infusion Pump | Model not available | 3000040571 | Functional | Others
13056 | Maharana Bhopal Govt Hospital Medical Collage | Syringe Infusion Pump | Nulife - Dots | 3000056407 | Functional | Others
13057 | Maharana Bhopal Govt Hospital Medical Collage | Syringe Infusion Pump | Model not available | 3000040580 | Functional | Others
13058 | Maharana Bhopal Govt Hospital Medical Collage | Syringe Infusion Pump | Model not available | 3000040581 | Functional | Others
13059 | Maharana Bhopal Govt Hospital Medical Collage | Syringe Infusion Pump | Model not available | 3000040582 | Functional | Others
13060 | Maharana Bhopal Govt Hospital Medical Collage | Syringe Infusion Pump | Model not available | 3000040583 | Functional | Others
13061 | Maharana Bhopal Govt Hospital Medical Collage | Syringe Infusion Pump | Model not available | 3000040584 | Functional | Others
13062 | Maharana Bhopal Govt Hospital Medical Collage | Syringe Infusion Pump | Model not available | 3000040585 | Functional | Others
13063 | Maharana Bhopal Govt Hospital Medical Collage | Syringe Infusion Pump | Model not available | 3000040586 | Functional | Others
13064 | M G Hospital Banswara Dh | Freezes | MODEL NOT AVAILABLE | 3000125015 | Functional | Others
13065 | District Sahadat Hospital Tonk Dh | O.T. Light Double Dome | MODEL NOT AVAILABLE | 3000088260 | Non Functional Repairable | Cognate India
13066 | Jln Central Store Medical College | Multi-Para Monitor | Star 50 ( L and T ) | 57 | Functional | Others
13067 | Maharana Bhopal Govt Hospital Medical Collage | VDRL Rotator (Rotor and Shaker) | Model Not Available | 3000044671 | Not in use | Others
13068 | Maharana Bhopal Govt Hospital Medical Collage | Pulse Oxymeter | Model Not Available | 3000044964 | Functional | Others
13069 | Jln Central Store Medical College | Nebulizer | NE-C28 | 200909029640UF | Functional | Others
13070 | Jln Central Store Medical College | Hydraulic Operation Table | MODEL NOT AVAILABLE | 2000032350 | Functional | Others
13071 | Jln Central Store Medical College | Hydraulic Operation Table | MODEL NOT AVAILABLE | 2000032351 | Functional | Others
13072 | Jln Central Store Medical College | Cautry Machine | Model Not Available | 2000032352 | Functional | Others
13073 | Jln Central Store Medical College | Cautry Machine | Model Not Available | 2000032353 | Functional | Others
13074 | Jln Central Store Medical College | Suction Machine | Model Not Available | 2000032354 | Functional | Others
13075 | Jln Central Store Medical College | Anesthesia Machine | MODEL NOT AVAILABLE | FOCU101309 | Functional | Others
13076 | Jln Central Store Medical College | O.T. Light Single Dome | MODEL NOT AVAILABLE | 1111-4114.1111-4113 | Functional | Others
13077 | Jln Central Store Medical College | Pulse Oxymeter | M50 | M5020210-C0383 | Functional | Edan Smart
13078 | Duni Chc | Incubator | MODEL NOT AVAILABLE | 3000080026 | Functional | Deepak Enterprises
13079 | Duni Chc | Glucometer | Model not available | GS01483817 | Functional | Others
13080 | Jln Central Store Medical College | ECG Machine (Three Channel ) | RMS 101 | V10113080017 | Functional | Others
13081 | Jln Central Store Medical College | Syringe Infusion Pump | SIMTEK - Infutek 405 | 27071045AJ16 | Functional | Others
13082 | Narayanpur Chc | Binocular Microscope | Model Not Available | 2000021527 | Functional | Others
13083 | Narayanpur Chc | Centrifuge Machine ( 12 Tube ) | Model Not Available | 2000021531 | Functional | Others
13084 | Bichoon Chc | Syringe Needle Destroyer | Microsil ND 20 | 2009 | Functional | Others
13085 | Badiyal Kalan Phc | Ice lined refrigerator | MF - 144 | 50213772 | Functional | Vestfrost Solutions
13086 | Mandawa Chc | Syringe Needle Destroyer | Microsil - ND350 | 5997 | Functional | Others
13087 | Chhan Chc | Binocular Microscope | Model Not Available | 33007517 | Functional | Others
13088 | Chandlai Phc | Radiant Heat Warmer | Model Not Available | 1952-11-01 | Functional | Others
13089 | Badiyal Kalan Phc | Monocular Microscope | Model not available | 3000081359 | Functional | Olympus Diagnostic Systems
13090 | Chhan Chc | Blood Cell Counter - 5 part | Model not available | 3000080049 | Functional | Others
13091 | Mandawa Chc | Spot Light ( Portable ) | Model Not Available | 2000021931 | Functional | Others
13092 | Chhan Chc | Sahlis HB Meter | Model not available | 3000080051 | Functional | Others
13093 | Jln Central Store Medical College | Ventilator | Model Not Available | 41157 | Non Functional Repairable | Others
13094 | Maharana Bhopal Govt Hospital Medical Collage | Glucometer | Model not available | 3000043938 | Functional | Others
13095 | Maharana Bhopal Govt Hospital Medical Collage | Corneal Topography | Model Not Available | 2000023123 | Non Functional Repairable | Rhsdp Supply
13096 | Maharana Bhopal Govt Hospital Medical Collage | Blood Bank Refrigerator | Model not available | 3000040751 | Functional | Others
13097 | Maharana Bhopal Govt Hospital Medical Collage | Freezes | MODEL NOT AVAILABLE | 3000044716 | Functional | Others
13098 | Maharana Bhopal Govt Hospital Medical Collage | Blood Cell Counter - 3 part | Model Not Available | 2000023124 | Non Functional Repairable | Rhsdp Supply
13099 | Baroli Phc | Centrifuge Machine ( 4 Tube ) | Model not available | 2000003308 | Functional | Remi Electrotechnik Ltd
13100 | Bobas Phc | Freezes | HRD-2055CMDGCC | 3000089158 | Functional | Cmho Supply
13101 | Jln Central Store Medical College | Multi-Para Monitor | Star 50 ( L and T ) | A10SE0267 | Functional | Larsen And Tourbo Ltd
13102 | Maharana Bhopal Govt Hospital Medical Collage | Semi Automated Chemistry Analyzer | Model not Available | 3000043999 | Functional | Others
13103 | Maharana Bhopal Govt Hospital Medical Collage | Nebulizer | MODEL NOT AVAILABLE | 3000040762 | Functional | Others
13104 | Bhadunda Kalan Phc | Syringe Needle Destroyer | Model not available | 13H0062 | Functional | Others
13105 | Maharana Bhopal Govt Hospital Medical Collage | Incubator | MODEL NOT AVAILABLE | 3000044000 | Functional | Others
13106 | Jln Central Store Medical College | Multi-Para Monitor | Star 50 ( L and T ) | A10SE0273 | Functional | Larsen And Tourbo Ltd
13107 | Gangori Hospital | Suction Machine | Model Not Available | 3000230710 | Functional | Others
13108 | Astavan Phc | Hemoglobin meter | Model Not Available | 2000003227 | Functional | Others
13109 | Bhadunda Kalan Phc | Incubator | MODEL NOT AVAILABLE | 2000021810 | Functional | Others
13110 | Dispensary Agarwal Farm City | Spot Light ( Portable ) | Model Not Available | 2000024449 | Functional | Cmho Supply
13111 | Maharana Bhopal Govt Hospital Medical Collage | 100mA X-Ray Machine | Model not available | 3000040765 | Functional | Others
13112 | Jln Central Store Medical College | Multi-Para Monitor | Star 50 ( L and T ) | A10SE0258 | Functional | Larsen And Tourbo Ltd
13113 | Maharana Bhopal Govt Hospital Medical Collage | Freezes | MODEL NOT AVAILABLE | 3000044664 | Functional | Others
13114 | Gangori Hospital | Suction Machine | Model Not Available | 3000230708 | Functional | Others
13115 | Maharana Bhopal Govt Hospital Medical Collage | VDRL Rotator (Rotor and Shaker) | Model Not Available | 3000044665 | Functional | Others
13116 | Bobas Phc | SPHYGMOMANOMETER(BP APPRATUS) | MODEL NOT AVAILABLE | 3000089162 | Functional | Suprime Enterprises
13117 | Dispensary Agarwal Farm City | Syringe Needle Destroyer | Microsil - ND350 | 8814 | Functional | Cmho Supply
13118 | Jln Central Store Medical College | Defibrillator | MODEL NOT AVAILABLE | DMMD1K1169 | Functional | Bpl Medical Technologies
13119 | Maharana Bhopal Govt Hospital Medical Collage | ELECTRIC OT TABLE | MODEL NOT AVAILABLE | 3000040652 | Functional | Others
13120 | Jln Central Store Medical College | Binocular Microscope | Model Not Available | 2000033093 | Functional | Others
13121 | Mathura Das Mathur Hospital Jdh | 300mA X-Ray Machine | Model not available | 3000131054 | Functional | Others
13122 | District Sahadat Hospital Tonk Dh | Instrument Sterilizer | Model Not Available | 3000088264 | Functional | Others
13123 | Badau Chc Jhunjunu | SPHYGMOMANOMETER(BP APPRATUS) | Pagoda | 2000021841 | Non Functional Repairable | Others
13124 | Badau Chc Jhunjunu | SPHYGMOMANOMETER(BP APPRATUS) | MODEL NOT AVAILABLE | 2000021842 | Non Functional Repairable | Others
13125 | Mathura Das Mathur Hospital Jdh | OPG ( Ortho-Pentagram ) Machine | Model not available | 3000131058 | Functional | Others
13126 | Maharana Bhopal Govt Hospital Medical Collage | Freezes | Kelvinator KGE 193 | 3000044979 | Functional | Others
13127 | Maharana Bhopal Govt Hospital Medical Collage | Freezes | MODEL NOT AVAILABLE | 3000043976 | Functional | Others
13128 | Maharana Bhopal Govt Hospital Medical Collage | SPHYGMOMANOMETER(BP APPRATUS) | MODEL NOT AVAILABLE | 3000044980 | Functional | Others
13129 | Maharana Bhopal Govt Hospital Medical Collage | SPHYGMOMANOMETER(BP APPRATUS) | MODEL NOT AVAILABLE | 3000044981 | Functional | Others
13130 | Kishangarh Renwal Chc | BLOOD DONOR COUCH | MODEL NOT AVAILABLE | 6800 | Functional | Labindia Healthcare India Pvt Ltd
13131 | Kishangarh Renwal Chc | BLOOD DONOR COUCH | MODEL NOT AVAILABLE | 3000089509 | Functional | Labindia Healthcare India Pvt Ltd
13132 | Maharana Bhopal Govt Hospital Medical Collage | Centrifuge Machine ( 8 Tube) | REMI - R 8C | 3000044667 | Functional | Others
13133 | Maharana Bhopal Govt Hospital Medical Collage | Centrifuge Machine ( 8 Tube) | REMI - R 8C | 3000044668 | Functional | Others
13134 | Maharana Bhopal Govt Hospital Medical Collage | SPHYGMOMANOMETER(BP APPRATUS) | MODEL NOT AVAILABLE | 3000043972 | Functional | Others
13135 | Maharana Bhopal Govt Hospital Medical Collage | Centrifuge Machine ( 8 Tube) | REMI - R 8C | 3000044670 | Not in use | Others
13136 | Maharana Bhopal Govt Hospital Medical Collage | Freezes | MODEL NOT AVAILABLE | 30000446672 | Functional | Others
13137 | Maharana Bhopal Govt Hospital Medical Collage | Freezes | MODEL NOT AVAILABLE | 3000044672 | Functional | Others
13138 | Jln Central Store Medical College | Autoclave | Model not available | 458 | Functional | Others
13139 | Alsisar Phc | O.T. Light Single Dome | MODEL NOT AVAILABLE | 2000021782 | Functional | Cognate India
13140 | Gudhagodji Chc | Syringe Needle Destroyer | Model not available | 14G1040 | Functional | Others
13141 | Duni Chc | Blood Mixer ( Roller Mixer ) | Model not available | 3000080029 | Functional | Others
13142 | Duni Chc | Radiant Heat Warmer | Zeal - RHW 2101A | RHW-2010A/1113/2429 | Functional | Zeal Medical Pvt Ltd
13143 | Duni Chc | Syringe Needle Destroyer | Model not available | 3000080035 | Functional | Others
13144 | Chop Phc | Centrifuge Machine ( 6 Tube ) | REMI - C 854/6 | 2000022802 | Functional | Cmho Supply
13145 | Duni Chc | Spot Light ( Portable ) | Model Not Available | 3000080036 | Non Functional Not Repairable | Others
13146 | Chop Phc | Binocular Microscope | PZB 22 | 2000022804 | Functional | Cmho Supply
13147 | Bhgera Phc | Syringe Needle Destroyer | Microsil - ND350 | 2000019630 | Functional | Others
13148 | Jln Central Store Medical College | Multi-Para Monitor | Star 50 ( L and T ) | A10SE0050 | Functional | Larsen And Tourbo Ltd
13149 | Badau Chc Jhunjunu | Semi Automated Chemistry Analyzer | CPC - STAT FAX 3300 | 2000021847 | Functional | Awarness Technologies
13150 | Bhgera Phc | Centrifuge Machine ( 8 Tube) | Model Not Available | 2000019612 | Functional | Others
13151 | Jln Central Store Medical College | Binocular Microscope | Model Not Available | 6628505479 | Functional | Others
13152 | Dist Hospital Barmer Dh | Syringe Infusion Pump | SIMTEK - Infutek 405 | 08101045A-P040810104 | Functional | Simtek Medico Systems Pvt Ltd
13153 | Bhgera Phc | Hemoglobin meter | Model Not Available | 2000019614 | Functional | Others
13154 | Dist Hospital Barmer Dh | Suction Machine | SURGIX | 22-005 | Non Functional Not Repairable | Anand Surgical Industries (India)
13155 | District Hospital Pratapgarh Dh | Hydraulic Operation Table | MODEL NOT AVAILABLE | 3000129987 | Functional | Others
13156 | M G Hospital Bhilwara Dh | Syringe Needle Destroyer | Model not available | 30000125096 | Functional | Others
13157 | Bhgera Phc | Syringe Needle Destroyer | Microsil - ND350 | 8611 | Functional | Others
13158 | Dist Hospital Barmer Dh | Suction Machine | Model Not Available | 5L5875 | Non Functional Not Repairable | Anand Medicaids Pvt Ltd
13159 | Sunder Singh Bhandari Hospital Chandpole Dh | Semi Automated Chemistry Analyzer | Ark - CKK 24 | 1221068 | Functional | Ark Diagnostics Bangalore
13160 | R K District Hospital Rajsamand Dh | Radiant Heat Warmer | Meditrin - Heat Warmer | NRHM/WM09/228 | Functional | Others
13161 | R K District Hospital Rajsamand Dh | Radiant Heat Warmer | Meditrin - Heat Warmer | NRHM/WM09/227 | Functional | Others
13162 | R K District Hospital Rajsamand Dh | Radiant Heat Warmer | Meditrin - Heat Warmer | NRHM/WM09/254 | Functional | Others
13163 | Maharana Bhopal Govt Hospital Medical Collage | Defibrillator | MODEL NOT AVAILABLE | 3000040389 | Functional | Others
13164 | R K District Hospital Rajsamand Dh | Radiant Heat Warmer | Meditrin - Heat Warmer | 3000052646 | Functional | Others
13165 | Mandawa Chc | Baby Weighing Machine | Model Not Available | 2000021922 | Functional | Rhsdp Supply
13166 | Maharana Bhopal Govt Hospital Medical Collage | Baby Weighing Machine | Model Not Available | 3000052256 | Functional | Others
13167 | Mandawa Chc | SPHYGMOMANOMETER(BP APPRATUS) | MODEL NOT AVAILABLE | 2000021923 | Functional | Others
13168 | Mandawa Chc | SPHYGMOMANOMETER(BP APPRATUS) | Pagoda | 2000021924 | Functional | Others
13169 | Mathura Das Mathur Hospital Jdh | Suction Machine | Model Not Available | 3000117407 | Functional | Others
13170 | Mandawa Chc | Syringe Needle Destroyer | Microsil - ND350 | 5979 | Functional | Others
13171 | Maharana Bhopal Govt Hospital Medical Collage | Binocular Microscope | Model Not Available | 3000040978 | Functional | Others
13172 | Maharana Bhopal Govt Hospital Medical Collage | Binocular Microscope | Model Not Available | 3000040979 | Functional | Others
13173 | Badiyal Kalan Phc | SPHYGMOMANOMETER(BP APPRATUS) | MODEL NOT AVAILABLE | 9182844 | Functional | Others
13174 | Chaksu Chc | Anesthesia Machine | MODEL NOT AVAILABLE | 3000230553 | Functional | Cmho Supply
13175 | Maharana Bhopal Govt Hospital Medical Collage | Radiant Heat Warmer | Model Not Available | 3000043771 | Functional | Others
13176 | Maharana Bhopal Govt Hospital Medical Collage | Radiant Heat Warmer | Model Not Available | 3000043772 | Functional | Others
13177 | Maharana Bhopal Govt Hospital Medical Collage | Radiant Heat Warmer | Model Not Available | 3000043775 | Functional | Others
13178 | Maharana Bhopal Govt Hospital Medical Collage | Radiant Heat Warmer | Model Not Available | 3000043776 | Functional | Others
13179 | Mandawa Chc | Binocular Microscope | Model Not Available | 2000021935 | Non Functional Repairable | Others
13180 | Maharana Bhopal Govt Hospital Medical Collage | Pulse Oxymeter | Model Not Available | 3000052050 | Functional | Others
13181 | Mandawa Chc | Instrument Sterilizer | Model Not Available | 2000021936 | Non Functional Repairable | Others
13182 | Maharana Bhopal Govt Hospital Medical Collage | Syringe Infusion Pump | Model not available | 3000052051 | Functional | Others
13183 | Mandawa Chc | 100mA X-Ray Machine | Allengers - MARS-6R | 2000021925 | Functional | Allengers Medical Systems Ltd
13184 | Maharana Bhopal Govt Hospital Medical Collage | 100mA X-Ray Machine | Model not available | 3000043830 | Functional | Others
13185 | District Hospital Chittorgarh Dh | Instrument Sterilizer | Model Not Available | 3000121564 | Functional | Others
13186 | Jln Central Store Medical College | Multi-Para Monitor | Model not available | 3300/102112 | Non Functional Repairable | Others
13187 | Chaksu Chc | Ventilator | Model Not Available | 3000230561 | Functional | Others
13188 | Maharana Bhopal Govt Hospital Medical Collage | Glucometer | Model not available | 3000052138 | Functional | Others
13189 | Chandlai Phc | Syringe Needle Destroyer | Microsil - ND350 | 3000230616 | Functional | Others
13190 | Mandawa Chc | Centrifuge Machine ( 4 Tube ) | Model not available | 995 | Non Functional Repairable | Maharana Instruments Manufacturing Company
13191 | Titnwara Phc | Hemoglobin meter | Model Not Available | 2000019507 | Functional | Others
13192 | Maharana Bhopal Govt Hospital Medical Collage | Nebulizer | MODEL NOT AVAILABLE | 3000052137 | Functional | Others
13193 | Maharana Bhopal Govt Hospital Medical Collage | Defibrillator | MODEL NOT AVAILABLE | 3000052190 | Functional | Others
13194 | Mandawa Chc | FOGGING MACHINE | MODEL NOT AVAILABLE | 1335 | Functional | Others
13195 | Maharana Bhopal Govt Hospital Medical Collage | Suction Machine | Model Not Available | 49 | Functional | Others
13196 | Maharana Bhopal Govt Hospital Medical Collage | Suction Machine | Model Not Available | 3000052452 | Functional | Others
13197 | District Hospital Chittorgarh Dh | Hydraulic Operation Table | MODEL NOT AVAILABLE | 3000121563 | Functional | Others
13198 | Chaksu Chc | SPHYGMOMANOMETER(BP APPRATUS) | Pagoda | 285895 | Functional | Elite Scientific Corporation
13199 | Maharana Bhopal Govt Hospital Medical Collage | Suction Machine | Model Not Available | 3000044874 | Functional | Others
13200 | Maharana Bhopal Govt Hospital Medical Collage | Suction Machine | Model Not Available | 3000044875 | Functional | Others
13201 | District Hospital Chittorgarh Dh | Nebulizer | MODEL NOT AVAILABLE | 201411041525 | Functional | Others
13202 | Maharana Bhopal Govt Hospital Medical Collage | Syringe Infusion Pump | Model not available | 3000044833 | Functional | Others
13203 | District Hospital Chittorgarh Dh | Nebulizer | MODEL NOT AVAILABLE | 3000121910 | Functional | Others
13204 | Duni Chc | Semi Automated Chemistry Analyzer | 3300 | 33006737 | Functional | Awarness Technologies
13205 | Gudhagodji Chc | Instrument Sterilizer | Model Not Available | 2000019574 | Non Functional Repairable | Others
13206 | Aligarh Chc | FOOT OPERATED SUCTION MACHINE | MODEL NOT AVAILABLE | 80003 | Functional | Others
13207 | District Sahadat Hospital Tonk Dh | Mobile ( Portable ) X-Ray Machine | Model not available | 3000088133 | Functional | Others
13208 | Mathura Das Mathur Hospital Jdh | Oxygen Concentrator | BPL - OG 4203 | 3000131671 | Functional | Bpl Medical Technologies
13209 | Mathura Das Mathur Hospital Jdh | Suction Machine | Model Not Available | 3000131673 | Functional | Others
13210 | Maharana Bhopal Govt Hospital Medical Collage | Weighing Machine | MODEL NOT AVAILABLE | 3000040631 | Functional | Others
13211 | Maharana Bhopal Govt Hospital Medical Collage | Pulse Oxymeter | Model Not Available | 3000040613 | Functional | Others
13212 | Maharana Bhopal Govt Hospital Medical Collage | Suction Machine | Model Not Available | 3000040618 | Functional | Others
13213 | Maharana Bhopal Govt Hospital Medical Collage | Pulse Oxymeter | Model Not Available | 300004063 | Not in use | Others
13214 | Balesar Phc | ESR Stand | Model not available | 2000022499 | Functional | Others
13215 | Maharana Bhopal Govt Hospital Medical Collage | O.T. Light Single Dome | MODEL NOT AVAILABLE | 3000040810 | Functional | Others
13216 | Balesar Phc | Hemoglobin meter | Model Not Available | 2000022503 | Functional | Others
13217 | Balesar Phc | Glucometer | Model not available | 2000022505 | Functional | Others
13218 | Maharana Bhopal Govt Hospital Medical Collage | Pulse Oxymeter | Model Not Available | 3000040812 | Functional | Others
13219 | Maharana Bhopal Govt Hospital Medical Collage | Suction Machine | Model Not Available | 3000040817 | Functional | Others
13220 | Maharana Bhopal Govt Hospital Medical Collage | Anesthesia Machine | MODEL NOT AVAILABLE | 3000040819 | Functional | Others
13221 | Maharana Bhopal Govt Hospital Medical Collage | Defibrillator | MODEL NOT AVAILABLE | 3000040824 | Functional | Others
13222 | Maharana Bhopal Govt Hospital Medical Collage | SPHYGMOMANOMETER(BP APPRATUS) | MODEL NOT AVAILABLE | 3000040836 | Functional | Others
13223 | Maharana Bhopal Govt Hospital Medical Collage | Syringe Needle Destroyer | Model not available | 3000040833 | Functional | Others
13224 | Maharana Bhopal Govt Hospital Medical Collage | Syringe Needle Destroyer | Model not available | 3000040834 | Functional | Others
13225 | Chc Phulera | ECG Machine (Three Channel ) | Model Not Available | 3000089170 | Functional | Aspen Diagnostics Pvt Ltd
13226 | Gudhagodji Chc | Binocular Microscope | Model Not Available | 2000019530 | Functional | Mlw Intermed
13227 | Chop Phc | Hemoglobin meter | Model Not Available | 2000022799 | Functional | Cmho Supply
13228 | Gudhagodji Chc | Radiant Heat Warmer | Zeal - RHW 2101A | RHW2101A/091312018 | Functional | Zeal Medical Pvt Ltd
13229 | Chop Phc | Ice lined refrigerator | MK - 142 | 14417530 | Functional | Vestfrost Solutions
13230 | Raisar Phc | Binocular Microscope | Model Not Available | 3000081004 | Functional | Others
13231 | Gudhagodji Chc | Weighing Machine | MODEL NOT AVAILABLE | 2000019562 | Functional | Others
13232 | Gudhagodji Chc | SPHYGMOMANOMETER(BP APPRATUS) | MODEL NOT AVAILABLE | 2000019564 | Functional | Others
13233 | Gudhagodji Chc | Baby Weighing Machine | Model Not Available | 2000019566 | Functional | Crown Digital Scales Inc
13234 | Gudhagodji Chc | SPHYGMOMANOMETER(BP APPRATUS) | MODEL NOT AVAILABLE | 2000019567 | Functional | Others
13235 | Solana Phc | Centrifuge Machine ( 8 Tube) | Model Not Available | 2000021826 | Functional | Others
13236 | Gudhagodji Chc | Suction Machine | Model Not Available | 2000019555 | Non Functional Repairable | Others
13237 | Solana Phc | Hemoglobin meter | Model Not Available | 2000021828 | Functional | Others
13238 | Solana Phc | Glucometer | Model not available | 2000021829 | Functional | Others
13239 | Gudhagodji Chc | Weighing Machine | MODEL NOT AVAILABLE | 2000019545 | Functional | Precision Electronic Instruments Co
13240 | Bhawni Phc | Binocular Microscope | Model Not Available | 21876 | Functional | Cmho Supply
13241 | Gudhagodji Chc | Phototherepy Unit | MODEL NOT AVAILABLE | I-IJAK440237 | Functional | Fanem
13242 | Solana Phc | Syringe Needle Destroyer | Nulife - Dots | NB500715070 | Non Functional Repairable | Mrk Healthcare Pvt Ltd Delhi
13243 | Bhawni Phc | Binocular Microscope | Model Not Available | 2000022870 | Functional | Others
13244 | Jln Central Store Medical College | Syringe Infusion Pump | Injectomat Agilia | 20828888 | Functional | Others
13245 | Solana Phc | SPHYGMOMANOMETER(BP APPRATUS-Digital) | Model Not Available | 20130504337VG | Functional | Omron Health Care
13246 | Jln Central Store Medical College | Syringe Infusion Pump | SIMTEK - Infutek 405 | 2707104.5AJ01 | Functional | Simtek Medico Systems Pvt Ltd
13247 | Bhawni Phc | Glucometer | Model not available | 2000022872 | Functional | Others
13248 | Solana Phc | SPHYGMOMANOMETER(BP APPRATUS) | Pagoda | 2000021833 | Functional | Elite Scientific Corporation
13249 | Jln Central Store Medical College | Multi-Para Monitor | Star 50 ( L and T ) | A105E00170 | Functional | Larsen And Tourbo Ltd
13250 | Gudhagodji Chc | SPHYGMOMANOMETER(BP APPRATUS) | MODEL NOT AVAILABLE | 2000019581 | Non Functional Repairable | Others
13251 | Bhawni Phc | Glucometer | SD Check Gold | 2000022876 | Functional | Sd Bio Standard Diagnostic Pvt Ltd
13252 | District Sahadat Hospital Tonk Dh | ELISA READR WITH WASHER | RT 2100C AND RT 2600C | 461500019 | Functional | Rayto Life And Analytical Sciences Co Ltd
13253 | M G Hospital Bhilwara Dh | Syringe Needle Destroyer | Nulife - Dots | 3000125008 | Functional | Others
13254 | District Hospital Chittorgarh Dh | ECG Machine (Single Channel) | Model Not Available | 3000121747 | Functional | Bpl Medical Technologies
13255 | Alsisar Phc | Instrument Sterilizer | Model Not Available | 2000021788 | Functional | Cmho Supply
13256 | Mathura Das Mathur Hospital Jdh | Operating Microscope | Model Not Available | 3000120545 | Functional | Others
13257 | District Sahadat Hospital Tonk Dh | VDRL Rotator (Rotor and Shaker) | Model Not Available | 3000088125 | Functional | Others
13258 | Jln Central Store Medical College | Ventilator | Model Not Available | EL2D1211010 | Functional | Others
13259 | Mathura Das Mathur Hospital Jdh | Pulse Oxymeter | Model Not Available | 3000120548 | Functional | Others
13260 | Dist Hospital Barmer Dh | ECG Machine (Single Channel) | BPL - Cardiart 108T | 4643 | Non Functional Not Repairable | Bpl Medical Technologies
13261 | Bhgera Phc | SPHYGMOMANOMETER(BP APPRATUS) | MODEL NOT AVAILABLE | 2000019622 | Functional | Others
13262 | Jln Central Store Medical College | Multi-Para Monitor | Star 50 ( L and T ) | A10SE00161 | Functional | Larsen And Tourbo Ltd
13263 | Badau Chc Jhunjunu | Syringe Needle Destroyer | Model not available | 2000021845 | Functional | Others
13264 | Badau Chc Jhunjunu | Instrument Sterilizer | Model Not Available | 2000021846 | Functional | Others
13265 | Maharana Bhopal Govt Hospital Medical Collage | Centrifuge Machine ( 16 Tube ) | Model not available | 3000040887 | Functional | Others
13266 | Maharana Bhopal Govt Hospital Medical Collage | Centrifuge Machine ( 16 Tube ) | Model not available | 3000040884 | Functional | Others
13267 | Maharana Bhopal Govt Hospital Medical Collage | Centrifuge Machine ( 16 Tube ) | Model not available | 3000040882 | Functional | Others
13268 | Maharana Bhopal Govt Hospital Medical Collage | Centrifuge Machine ( 16 Tube ) | Model not available | 300004083 | Functional | Others
13269 | Maharana Bhopal Govt Hospital Medical Collage | Centrifuge Machine ( 16 Tube ) | Model not available | 3000040892 | Functional | Others
13270 | Maharana Bhopal Govt Hospital Medical Collage | Centrifuge Machine ( 16 Tube ) | Model not available | 3000040893 | Functional | Others
13271 | Maharana Bhopal Govt Hospital Medical Collage | Centrifuge Machine ( 16 Tube ) | Model not available | 3000040895 | Functional | Others
13272 | Maharana Bhopal Govt Hospital Medical Collage | Centrifuge Machine ( 16 Tube ) | Model not available | 3000040888 | Functional | Others
13273 | Maharana Bhopal Govt Hospital Medical Collage | Centrifuge Machine ( 16 Tube ) | Model not available | 3000040889 | Functional | Others
13274 | Maharana Bhopal Govt Hospital Medical Collage | Centrifuge Machine ( 16 Tube ) | Model not available | 3000040890 | Functional | Others
13275 | Maharana Bhopal Govt Hospital Medical Collage | Centrifuge Machine ( 16 Tube ) | Model not available | 3000202477 | Functional | Others
13276 | Titnwara Phc | SPHYGMOMANOMETER(BP APPRATUS) | MODEL NOT AVAILABLE | 2000019517 | Functional | Others
13277 | Chaksu Chc | Autoclave | Model not available | 21A3 | Functional | Rhsdp Supply
13278 | Dudu Chc | Labour Table | Model Not Available | 2000024907 | Functional | Others
13279 | Titnwara Phc | Spot Light ( Portable ) | Model Not Available | 2000019518 | Functional | Cmho Supply
13280 | Achrol Phc | Syringe Needle Destroyer | Microsil - ND350 | 2000025346 | Functional | Cmho Supply
13281 | Titnwara Phc | Instrument Sterilizer | Model Not Available | 2000019519 | Functional | Others
13282 | Maharana Bhopal Govt Hospital Medical Collage | Syringe Infusion Pump | Model not available | 3000052188 | Functional | Others
13283 | Maharana Bhopal Govt Hospital Medical Collage | Pulse Oxymeter | Model Not Available | 3000043758 | Functional | Others
13284 | Maharana Bhopal Govt Hospital Medical Collage | Pulse Oxymeter | Model Not Available | 3000043764 | Functional | Others
13285 | Maharana Bhopal Govt Hospital Medical Collage | Pulse Oxymeter | Model Not Available | 3000043767 | Functional | Others
13286 | Chc Phulera | Semi Automated Chemistry Analyzer | Robonik - Prietest Touch | PEL0550613RBK | Functional | Others
13287 | Nawalgarh Satellite Hospital | Dental X-Ray Machine | Model Not Available | 13/545 | Functional | Rhsdp Supply
13288 | Titnwara Phc | Syringe Needle Destroyer | Microsil - ND350 | 2000019522 | Functional | Others
13289 | Maharana Bhopal Govt Hospital Medical Collage | Defibrillator | MODEL NOT AVAILABLE | 3000052179 | Functional | Others
13290 | Chc Phulera | Glucometer | Model not available | 7769 | Functional | Others
13291 | Achrol Phc | O.T. Light Single Dome | MODEL NOT AVAILABLE | 20000253451 | Functional | Cmho Supply
13292 | Maharana Bhopal Govt Hospital Medical Collage | Cautry Machine | Model Not Available | 3000052181 | Functional | Others
13293 | Chandlai Phc | Instrument Sterilizer | Model Not Available | 3000230605 | Functional | Others
13294 | Maharana Bhopal Govt Hospital Medical Collage | Pulse Oxymeter | Model Not Available | 3000052182 | Functional | Others
13295 | Chandlai Phc | Weighing Machine | Crown | 3000230607 | Functional | Others
13296 | Achrol Phc | FOOT OPERATED SUCTION MACHINE | MODEL NOT AVAILABLE | 20000253450 | Functional | Cmho Supply
13297 | Achrol Phc | SPHYGMOMANOMETER(BP APPRATUS) | MODEL NOT AVAILABLE | 20000253453 | Functional | Others
13298 | Achrol Phc | Binocular Microscope | Labomed - Vision 2000 | 20000253454 | Functional | Others
13299 | Dhanwara Phc | Hemoglobin meter | Model Not Available | 2000003455 | Functional | Others
13300 | Chaksu Chc | Freezes | MODEL NOT AVAILABLE | R6654PAD506576M | Functional | Others
13301 | Chc Phulera | Syringe Needle Destroyer | Model not available | 3000089186 | Functional | Others
13302 | Gudhagodji Chc | FOGGING MACHINE | MODEL NOT AVAILABLE | 1260 | Functional | Others
13303 | Duni Chc | Glucometer | Model not available | 3000080028 | Functional | Others
13304 | Chop Phc | Binocular Microscope | RSL - 4B | 27079 | Functional | Cmho Supply
13305 | Duni Chc | Spot Light ( Portable ) | Model Not Available | 3000080044 | Functional | Others
13306 | Chop Phc | SPHYGMOMANOMETER(BP APPRATUS) | Pagoda | 286852 | Functional | Elite Scientific Corporation
13307 | Raisar Phc | Blood Bank Refrigerator | MF114 | 91005142 | Functional | Vestfrost Solutions
13308 | Gudhagodji Chc | Fetal Doppler | ND - 102 | 2000019551 | Functional | Niscomed Electro Medical Devices
13309 | Raisar Phc | Weighing Machine | MODEL NOT AVAILABLE | 2000022864 | Functional | Others
13310 | Solana Phc | Binocular Microscope | PZB 22 | 2000021827 | Functional | Others
13311 | Jamwa Ramgarh Chc | Mobile ( Portable ) X-Ray Machine | Allengers - MARS 3.5 | 9903557 | Functional | Allengers Medical Systems Ltd
13312 | Chaksu Chc | Weighing Machine | MODEL NOT AVAILABLE | 3000230531 | Non Functional Repairable | Cmho Supply
13313 | Jamwa Ramgarh Chc | Colorimeter | MODEL NOT AVAILABLE | 2000022922 | Functional | Metro Traiding Corporation
13314 | Chaksu Chc | Blood Bank Refrigerator | MF114 | 91010559 | Functional | Vestfrost Solutions
13315 | Chaksu Chc | Syringe Needle Destroyer | Microsil - ND350 | 3000230535 | Functional | Linco Scientific Instruments And Chemicals (P) Ltd
13316 | Papurna Phc | Syringe Needle Destroyer | BS-949 | 2000021870 | Functional | Bhasin Sons Private Limited
13317 | Chaksu Chc | Syringe Needle Destroyer | Model not available | 15C1023 | Functional | Cmho Supply
13318 | Papurna Phc | SPHYGMOMANOMETER(BP APPRATUS) | Pagoda | 2000021884 | Functional | Elite Scientific Corporation
13319 | Papurna Phc | Instrument Sterilizer | Model Not Available | 2000021878 | Functional | Others
13320 | Papurna Phc | Monocular Microscope | Monocular - M L W | 2000021873 | Functional | Others
13321 | Papurna Phc | Glucometer | Model not available | 1013E001459 | Functional | Bio Laboratories Pvt Ltd
13322 | Papurna Phc | Hemoglobin meter | Model Not Available | 2000021877 | Non Functional Repairable | Others
13323 | Badiyal Kalan Phc | SPHYGMOMANOMETER(BP APPRATUS) | MODEL NOT AVAILABLE | 181558 | Functional | Others
13324 | Chaksu Chc | ECG Machine (Single Channel) | Medicaid - Cardio Fax | C613335 | Functional | Medicaid Systems
13325 | Chaksu Chc | Syringe Needle Destroyer | Model not available | 698596 | Functional | Cmho Supply
13326 | Badiyal Kalan Phc | Centrifuge Machine ( 4 Tube ) | Model not available | 3000081357 | Functional | Others
13327 | Dist Hospital Barmer Dh | Suction Machine | Model Not Available | 3000124562 | Non Functional Not Repairable | Anand Medicaids Pvt Ltd
13328 | District Sahadat Hospital Tonk Dh | Instrument Sterilizer | Model Not Available | 3000088263 | Non Functional Repairable | York Scientific Industries Pvt Ltd
13329 | Jln Central Store Medical College | Multi-Para Monitor | Model not available | 2000033111 | Functional | Others
13330 | Jln Central Store Medical College | Ventilator | HAMILTON-C2 | 6794 | Functional | Others
13331 | Gudhagodji Chc | Glucometer | Model not available | 2000019534 | Functional | Others
13332 | Gudhagodji Chc | Syringe Needle Destroyer | Microsil ND 20 | 2000019536 | Functional | Mrk Healthcare Pvt Ltd Delhi
13333 | Bhawni Phc | Nebulizer | MODEL NOT AVAILABLE | 2000022881 | Functional | Others
13334 | Jamwa Ramgarh Chc | Blood Cell Counter - 3 part | Horiba - ABX Micros ES 60 | 304esoh05492 | Functional | Horiba India Pvt Ltd
13335 | Hetamsar Phc | Autoclave | Model not available | 2000021894 | Functional | Others
13336 | Jamwa Ramgarh Chc | Blood Mixer ( Roller Mixer ) | Model not available | 2000022884 | Functional | Yorco Sales Pvt Ltd
13337 | Hetamsar Phc | SPHYGMOMANOMETER(BP APPRATUS) | MODEL NOT AVAILABLE | 2000021895 | Non Functional Repairable | Others
13338 | Narayanpur Chc | Blood Cell Counter - 3 part | Horiba - ABX Micros ES 60 | 5551 | Functional | Horiba India Pvt Ltd
13339 | Jamwa Ramgarh Chc | Hot Air Oven | DEL - 624 | 2000022896 | Functional | Deepak Enterprises
13340 | Hetamsar Phc | Binocular Microscope | Model Not Available | 2000021885 | Functional | Radical Scientific Instruments Pvt Ltd
13341 | Jamwa Ramgarh Chc | Blood Bank Refrigerator | JAR -31 | R0903732 | Functional | Jove Automation Ltd
13342 | Chaksu Chc | 100mA X-Ray Machine | Siemens - Nanophos 100 | 1717524 | Functional | Cmho Supply
13343 | Jamwa Ramgarh Chc | Autoclave | Model not available | 2000022918 | Functional | Surgicoin Medequip Pvt Ltd
13344 | Hetamsar Phc | Hemoglobin meter | Model Not Available | 2000021888 | Functional | Others
13345 | Jamwa Ramgarh Chc | Hydraulic Operation Table | Surgicoin | 17 | Functional | Surgicoin Medequip Pvt Ltd
13346 | Jamwa Ramgarh Chc | O.T. Light Single Dome | MODEL NOT AVAILABLE | 2000022915 | Functional | Cmho Supply
13347 | Narayanpur Chc | Glucometer | Model not available | 34 | Functional | Others
13348 | Chaksu Chc | O.T. Light Double Dome | MODEL NOT AVAILABLE | 3000230516 | Non Functional Repairable | Cmho Supply
13349 | Jamwa Ramgarh Chc | Instrument Sterilizer | Model Not Available | 2000022917 | Functional | Others
13350 | Hetamsar Phc | Instrument Sterilizer | Model Not Available | 2000021893 | Functional | Others
13351 | Chaksu Chc | Baby Weighing Machine | Model Not Available | 3000230517 | Functional | Crown Digital Scales Inc
13352 | Hetamsar Phc | SPHYGMOMANOMETER(BP APPRATUS) | MODEL NOT AVAILABLE | 2000021899 | Functional | Others
13353 | Umaid Hospital Jodhpur Medical College Hospital | Fully Automated Clinical Chemistry Analyzer | Transasia - EM 360 | 3000120371 | Non Functional Repairable | Others
13354 | Mathura Das Mathur Hospital Jdh | Blood Bank Refrigerator | Model not available | 3000120533 | Functional | Others
13355 | M G Hospital Bhilwara Dh | Hydraulic Operation Table | MODEL NOT AVAILABLE | 3000125005 | Functional | Others
13356 | Mathura Das Mathur Hospital Jdh | YAG Laser | Model Not Available | 3000120542 | Functional | Others
13357 | Alsisar Phc | Suction Machine | Model Not Available | 2000021787 | Non Functional Repairable | Others
13358 | District Hospital Pratapgarh Dh | 500mA X-Ray Machine | Model not available | 2KB1031 | Non Functional Not Repairable | Picks Medical Systems Ltd
13359 | District Sahadat Hospital Tonk Dh | C-Arm Image Intensifier | Model Not Available | 09K855 | Non Functional Repairable | Others
13360 | Dist Hospital Barmer Dh | ECG Machine (Single Channel) | Model Not Available | 63036 | Non Functional Not Repairable | Others
13361 | Bhgera Phc | Syringe Needle Destroyer | Microsil - ND350 | 2000019631 | Functional | Others
13362 | Maharana Bhopal Govt Hospital Medical Collage | Centrifuge Machine ( 16 Tube ) | Model not available | 3000040933 | Functional | Others
13363 | Maharana Bhopal Govt Hospital Medical Collage | Centrifuge Machine ( 16 Tube ) | Model not available | 3000040934 | Functional | Others
13364 | Maharana Bhopal Govt Hospital Medical Collage | Centrifuge Machine ( 16 Tube ) | Model not available | 3000040925 | Functional | Others
13365 | Maharana Bhopal Govt Hospital Medical Collage | Centrifuge Machine ( 16 Tube ) | Model not available | 3000040926 | Functional | Others
13366 | Maharana Bhopal Govt Hospital Medical Collage | Centrifuge Machine ( 16 Tube ) | Model not available | 3000040927 | Functional | Others
13367 | Maharana Bhopal Govt Hospital Medical Collage | Centrifuge Machine ( 16 Tube ) | Model not available | 3000040928 | Functional | Others
13368 | Maharana Bhopal Govt Hospital Medical Collage | Centrifuge Machine ( 16 Tube ) | Model not available | 3000040929 | Functional | Others
13369 | Maharana Bhopal Govt Hospital Medical Collage | Centrifuge Machine ( 16 Tube ) | Model not available | 3000040930 | Functional | Others
13370 | Maharana Bhopal Govt Hospital Medical Collage | Centrifuge Machine ( 16 Tube ) | Model not available | 3000040931 | Functional | Others
13371 | Maharana Bhopal Govt Hospital Medical Collage | Centrifuge Machine ( 16 Tube ) | Model not available | 3000040917 | Functional | Others
13372 | Maharana Bhopal Govt Hospital Medical Collage | Centrifuge Machine ( 16 Tube ) | Model not available | 3000040921 | Functional | Others
13373 | Maharana Bhopal Govt Hospital Medical Collage | Centrifuge Machine ( 16 Tube ) | Model not available | 3000040922 | Functional | Others
13374 | Maharana Bhopal Govt Hospital Medical Collage | Centrifuge Machine ( 16 Tube ) | Model not available | 3000040923 | Functional | Others
13375 | Maharana Bhopal Govt Hospital Medical Collage | Centrifuge Machine ( 16 Tube ) | Model not available | 3000040924 | Functional | Others
13376 | Maharana Bhopal Govt Hospital Medical Collage | Centrifuge Machine ( 16 Tube ) | Model not available | 3000040885 | Functional | Others
13377 | Maharana Bhopal Govt Hospital Medical Collage | Centrifuge Machine ( 16 Tube ) | Model not available | 3000040886 | Functional | Others
13378 | Ladusar Phc | Binocular Microscope | PZB 22 | 2000019429 | Functional | Others
13379 | District Hospital Chittorgarh Dh | O.T. Light Single Dome | MODEL NOT AVAILABLE | 3000121677 | Functional | Others
13380 | Maharana Bhopal Govt Hospital Medical Collage | Cautry Machine | Model Not Available | 3000052174 | Functional | Others
13381 | Kishangarh Renwal Chc | O.T. Light Double Dome | MODEL NOT AVAILABLE | 3000089522 | Functional | Cmho Supply
13382 | Achrol Phc | Glucometer | Model not available | 2000025359 | Functional | Metro Traiding Corporation
13383 | Chaksu Chc | Incubator | MODEL NOT AVAILABLE | 692 | Functional | Authentic Instruments Ltd
13384 | Ladusar Phc | Sahlis HB Meter | Model not available | 2000019430 | Functional | Others
13385 | Chaksu Chc | Centrifuge Machine (24 Tubes) | Model no available | 725 | Functional | Scientific India
13386 | Jln Central Store Medical College | Multi-Para Monitor | Model not available | 3300/102109 | Non Functional Repairable | Others
13387 | Maharana Bhopal Govt Hospital Medical Collage | Suction Machine | Model Not Available | 3000052166 | Functional | Others
13388 | Paharsar Phc | Hemoglobin meter | Model Not Available | 2000003323 | Non Functional Repairable | Others
13389 | Maharana Bhopal Govt Hospital Medical Collage | Syringe Infusion Pump | Model not available | 1403151 | Functional | Others
13390 | Maharana Bhopal Govt Hospital Medical Collage | Syringe Infusion Pump | Model not available | 1402203 | Functional | Others
13391 | Maharana Bhopal Govt Hospital Medical Collage | Syringe Infusion Pump | Model not available | 1402199 | Functional | Others
13392 | Maharana Bhopal Govt Hospital Medical Collage | Syringe Infusion Pump | Model not available | 1402229 | Functional | Others
13393 | Maharana Bhopal Govt Hospital Medical Collage | Syringe Infusion Pump | Model not available | 1402228 | Functional | Others
13394 | Maharana Bhopal Govt Hospital Medical Collage | Syringe Infusion Pump | Model not available | 1403103 | Functional | Others
13395 | Maharana Bhopal Govt Hospital Medical Collage | Syringe Infusion Pump | Model not available | 1403127 | Functional | Others
13396 | Maharana Bhopal Govt Hospital Medical Collage | Syringe Infusion Pump | Model not available | 1403128 | Functional | Others
13397 | Maharana Bhopal Govt Hospital Medical Collage | Syringe Infusion Pump | Model not available | 1402200 | Functional | Others
13398 | District Hospital Chittorgarh Dh | Syringe Needle Destroyer | Microsil - ND350 | 3000121673 | Functional | Others
13399 | Chaksu Chc | Blood Bank Refrigerator | Model not available | 3000230505 | Functional | Authentic Instruments Ltd
13400 | Achrol Phc | Syringe Needle Destroyer | Model not available | 2000025361 | Functional | Others
13401 | Maharana Bhopal Govt Hospital Medical Collage | Nebulizer | MODEL NOT AVAILABLE | 3000052168 | Functional | Others
13402 | Maharana Bhopal Govt Hospital Medical Collage | Nebulizer | MODEL NOT AVAILABLE | 3000052169 | Functional | Others
13403 | Maharana Bhopal Govt Hospital Medical Collage | Hydraulic Operation Table | MODEL NOT AVAILABLE | 3000040302 | Functional | Others
13404 | Mandawa Chc | Syringe Needle Destroyer | Microsil - ND350 | 6287 | Functional | Others
13405 | Mathura Das Mathur Hospital Jdh | Suction Machine | Model Not Available | 3000120607 | Functional | Others
13406 | Mathura Das Mathur Hospital Jdh | Suction Machine | Model Not Available | 3000120608 | Functional | Others
13407 | Mathura Das Mathur Hospital Jdh | X-Ray Viewer Box | Model Not Available | 3000120609 | Functional | Others
13408 | Maharana Bhopal Govt Hospital Medical Collage | SPHYGMOMANOMETER(BP APPRATUS) | MODEL NOT AVAILABLE | 3000044928 | Functional | Others
13409 | Maharana Bhopal Govt Hospital Medical Collage | SPHYGMOMANOMETER(BP APPRATUS) | MODEL NOT AVAILABLE | 3000044929 | Functional | Others
13410 | Maharana Bhopal Govt Hospital Medical Collage | SPHYGMOMANOMETER(BP APPRATUS) | MODEL NOT AVAILABLE | 3000044930 | Functional | Others
13411 | Maharana Bhopal Govt Hospital Medical Collage | SPHYGMOMANOMETER(BP APPRATUS) | MODEL NOT AVAILABLE | 3000044932 | Functional | Others
13412 | Maharana Bhopal Govt Hospital Medical Collage | SPHYGMOMANOMETER(BP APPRATUS) | MODEL NOT AVAILABLE | 3000044940 | Functional | Others
13413 | Maharana Bhopal Govt Hospital Medical Collage | SPHYGMOMANOMETER(BP APPRATUS) | MODEL NOT AVAILABLE | 3000044892 | Functional | Others
13414 | Maharana Bhopal Govt Hospital Medical Collage | SPHYGMOMANOMETER(BP APPRATUS) | MODEL NOT AVAILABLE | 3000044893 | Functional | Others
13415 | Maharana Bhopal Govt Hospital Medical Collage | SPHYGMOMANOMETER(BP APPRATUS) | MODEL NOT AVAILABLE | 3000044894 | Functional | Others
13416 | Maharana Bhopal Govt Hospital Medical Collage | SPHYGMOMANOMETER(BP APPRATUS) | MODEL NOT AVAILABLE | 3000044907 | Functional | Others
13417 | Maharana Bhopal Govt Hospital Medical Collage | SPHYGMOMANOMETER(BP APPRATUS) | MODEL NOT AVAILABLE | 3000044847 | Functional | Others
13418 | Maharana Bhopal Govt Hospital Medical Collage | SPHYGMOMANOMETER(BP APPRATUS) | MODEL NOT AVAILABLE | 3000044848 | Functional | Others
13419 | Maharana Bhopal Govt Hospital Medical Collage | SPHYGMOMANOMETER(BP APPRATUS) | MODEL NOT AVAILABLE | 3000044849 | Functional | Others
13420 | Maharana Bhopal Govt Hospital Medical Collage | SPHYGMOMANOMETER(BP APPRATUS) | MODEL NOT AVAILABLE | 3000044850 | Functional | Others
13421 | Maharana Bhopal Govt Hospital Medical Collage | SPHYGMOMANOMETER(BP APPRATUS) | MODEL NOT AVAILABLE | 3000044851 | Functional | Others
13422 | Maharana Bhopal Govt Hospital Medical Collage | SPHYGMOMANOMETER(BP APPRATUS) | MODEL NOT AVAILABLE | 3000044852 | Functional | Others
13423 | Maharana Bhopal Govt Hospital Medical Collage | SPHYGMOMANOMETER(BP APPRATUS) | MODEL NOT AVAILABLE | 3000044839 | Functional | Others
13424 | Maharana Bhopal Govt Hospital Medical Collage | SPHYGMOMANOMETER(BP APPRATUS) | MODEL NOT AVAILABLE | 3000044840 | Functional | Others
13425 | Maharana Bhopal Govt Hospital Medical Collage | SPHYGMOMANOMETER(BP APPRATUS) | MODEL NOT AVAILABLE | 3000044780 | Functional | Others
13426 | Maharana Bhopal Govt Hospital Medical Collage | SPHYGMOMANOMETER(BP APPRATUS) | MODEL NOT AVAILABLE | 3000044781 | Functional | Others
13427 | Maharana Bhopal Govt Hospital Medical Collage | SPHYGMOMANOMETER(BP APPRATUS) | MODEL NOT AVAILABLE | 3000044782 | Functional | Others
13428 | Maharana Bhopal Govt Hospital Medical Collage | SPHYGMOMANOMETER(BP APPRATUS) | MODEL NOT AVAILABLE | 3000044783 | Functional | Others
13429 | Maharana Bhopal Govt Hospital Medical Collage | SPHYGMOMANOMETER(BP APPRATUS) | MODEL NOT AVAILABLE | 3000044786 | Functional | Others
13430 | District Hospital Pratapgarh Dh | Ventilator | Model Not Available | 3000130000 | Functional | Schiller Healthcare India Pvt Ltd
13431 | Mathura Das Mathur Hospital Jdh | 500mA X-Ray Machine | Model not available | 3000131055 | Functional | Others
13432 | Maharana Bhopal Govt Hospital Medical Collage | Multi-Para Monitor | Model not available | 3000052360 | Functional | Others
13433 | Maharana Bhopal Govt Hospital Medical Collage | Multi-Para Monitor | Model not available | 3000040573 | Functional | Others
13434 | Maharana Bhopal Govt Hospital Medical Collage | Multi-Para Monitor | Model not available | 3000040574 | Functional | Others
13435 | Maharana Bhopal Govt Hospital Medical Collage | Multi-Para Monitor | Model not available | 3000040575 | Functional | Others
13436 | Maharana Bhopal Govt Hospital Medical Collage | Multi-Para Monitor | Model not available | 3000052366 | Functional | Others
13437 | Maharana Bhopal Govt Hospital Medical Collage | Multi-Para Monitor | Model not available | 3000052367 | Functional | Others
13438 | Maharana Bhopal Govt Hospital Medical Collage | Multi-Para Monitor | Model not available | 3000052368 | Functional | Others
13439 | Maharana Bhopal Govt Hospital Medical Collage | Multi-Para Monitor | Model not available | 3000052369 | Functional | Others
13440 | Maharana Bhopal Govt Hospital Medical Collage | Multi-Para Monitor | Model not available | 3000052370 | Functional | Others
13441 | Maharana Bhopal Govt Hospital Medical Collage | Multi-Para Monitor | Model not available | 3000052361 | Functional | Others
13442 | Maharana Bhopal Govt Hospital Medical Collage | Multi-Para Monitor | Model not available | 3000052362 | Functional | Others
13443 | Maharana Bhopal Govt Hospital Medical Collage | Multi-Para Monitor | Model not available | 3000052363 | Functional | Others
13444 | Maharana Bhopal Govt Hospital Medical Collage | Multi-Para Monitor | Model not available | 3000052364 | Functional | Others
13445 | Maharana Bhopal Govt Hospital Medical Collage | Multi-Para Monitor | Model not available | 3000052365 | Functional | Others
13446 | District Hospital Pratapgarh Dh | Autoclave | Model not available | 2406 | Functional | Others
13447 | M G Hospital Bhilwara Dh | Freezes | MODEL NOT AVAILABLE | 3000125108 | Functional | Others
13448 | District Hospital Chittorgarh Dh | Pulse Oxymeter | Model Not Available | CMMH2M8944 | Functional | Bpl Medical Technologies
13449 | M G Hospital Bhilwara Dh | Fully Automated Clinical Chemistry Analyzer | Randox - RX IMOLA | 3000125110 | Functional | Others
13450 | Jln Central Store Medical College | O.T. Light Single Dome | MODEL NOT AVAILABLE | 2000033109 | Functional | Others
13451 | Mathura Das Mathur Hospital Jdh | Dental Chair Unit | Model Not Available | 30001220577 | Functional | Confidental Dental Equipments Ltd
13452 | Maharana Bhopal Govt Hospital Medical Collage | Ventilator | Model Not Available | 3000044873 | Functional | Others
13453 | Mathura Das Mathur Hospital Jdh | Suction Machine | Model Not Available | 1750206 | Functional | Others
13454 | Chaksu Chc | Radiant Heat Warmer | Zeal - RHW 2101A | 0913/973 | Functional | Others
13455 | M G Hospital Bhilwara Dh | Syringe Needle Destroyer | Model not available | 30000125092 | Functional | Others
13456 | Maharana Bhopal Govt Hospital Medical Collage | Binocular Microscope | Model Not Available | 3000040985 | Functional | Others
13457 | Maharana Bhopal Govt Hospital Medical Collage | Binocular Microscope | Model Not Available | 3000040986 | Functional | Others
13458 | Maharana Bhopal Govt Hospital Medical Collage | Binocular Microscope | Model Not Available | 3000040987 | Functional | Others
13459 | Maharana Bhopal Govt Hospital Medical Collage | Binocular Microscope | Model Not Available | 3000040988 | Functional | Others
13460 | Maharana Bhopal Govt Hospital Medical Collage | Binocular Microscope | Model Not Available | 3000040989 | Functional | Others
13461 | Maharana Bhopal Govt Hospital Medical Collage | Binocular Microscope | Model Not Available | 3000040990 | Functional | Others
13462 | Maharana Bhopal Govt Hospital Medical Collage | Binocular Microscope | Model Not Available | 3000040991 | Functional | Others
13463 | Maharana Bhopal Govt Hospital Medical Collage | Binocular Microscope | Model Not Available | 3000044681 | Functional | Others
13464 | Maharana Bhopal Govt Hospital Medical Collage | Binocular Microscope | Model Not Available | 3000044682 | Functional | Others
13465 | Maharana Bhopal Govt Hospital Medical Collage | Binocular Microscope | Model Not Available | 3000044683 | Functional | Others
13466 | Maharana Bhopal Govt Hospital Medical Collage | Binocular Microscope | Model Not Available | 3000044684 | Functional | Others
13467 | Maharana Bhopal Govt Hospital Medical Collage | Binocular Microscope | Model Not Available | 3000044685 | Functional | Others
13468 | Maharana Bhopal Govt Hospital Medical Collage | Binocular Microscope | Model Not Available | 3000044686 | Functional | Others
13469 | Maharana Bhopal Govt Hospital Medical Collage | Binocular Microscope | Model Not Available | 3000044687 | Functional | Others
13470 | Bhgera Phc | Binocular Microscope | Model Not Available | 2000019613 | Functional | Others
13471 | District Hospital Pratapgarh Dh | Autoclave | Model not available | 3000129985 | Functional | Others
13472 | Mathura Das Mathur Hospital Jdh | C R System | Model not available | 3000131063 | Functional | Others
13473 | M G Hospital Bhilwara Dh | VDRL Rotator (Rotor and Shaker) | Model Not Available | 30000125093 | Functional | Others
13474 | M G Hospital Bhilwara Dh | Semi Automated Chemistry Analyzer | CPC - STAT FAX 3300 | 30000125094 | Functional | Others
13475 | Maharana Bhopal Govt Hospital Medical Collage | Defibrillator | MODEL NOT AVAILABLE | 3000040566 | Functional | Others
13476 | Maharana Bhopal Govt Hospital Medical Collage | Defibrillator | MODEL NOT AVAILABLE | 3000040348 | Functional | Others
13477 | Maharana Bhopal Govt Hospital Medical Collage | Defibrillator | MODEL NOT AVAILABLE | 3000040349 | Functional | Others
13478 | Jln Central Store Medical College | Binocular Microscope | Model Not Available | 6613510042 | Functional | Others
13479 | M G Hospital Bhilwara Dh | Freezes | MODEL NOT AVAILABLE | 30000125095 | Functional | Others
13480 | Bhgera Phc | Glucometer | Model not available | 100007004 | Functional | Others
13481 | Maharana Bhopal Govt Hospital Medical Collage | Hydraulic Operation Table | MODEL NOT AVAILABLE | 3000040303 | Functional | Others
13482 | Maharana Bhopal Govt Hospital Medical Collage | Hydraulic Operation Table | MODEL NOT AVAILABLE | 3000040304 | Functional | Others
13483 | Maharana Bhopal Govt Hospital Medical Collage | Hydraulic Operation Table | MODEL NOT AVAILABLE | 3000040305 | Functional | Others
13484 | Maharana Bhopal Govt Hospital Medical Collage | Hydraulic Operation Table | MODEL NOT AVAILABLE | 3000040295 | Functional | Others
13485 | Maharana Bhopal Govt Hospital Medical Collage | Hydraulic Operation Table | MODEL NOT AVAILABLE | 3000040296 | Functional | Others
13486 | Maharana Bhopal Govt Hospital Medical Collage | Hydraulic Operation Table | MODEL NOT AVAILABLE | 3000040297 | Functional | Others
13487 | Maharana Bhopal Govt Hospital Medical Collage | Hydraulic Operation Table | MODEL NOT AVAILABLE | 3000040298 | Functional | Others
13488 | Maharana Bhopal Govt Hospital Medical Collage | Hydraulic Operation Table | MODEL NOT AVAILABLE | 3000040299 | Functional | Others
13489 | Maharana Bhopal Govt Hospital Medical Collage | Hydraulic Operation Table | MODEL NOT AVAILABLE | 3000040300 | Functional | Others
13490 | Maharana Bhopal Govt Hospital Medical Collage | Hydraulic Operation Table | MODEL NOT AVAILABLE | 3000040301 | Functional | Others
13491 | Maharana Bhopal Govt Hospital Medical Collage | Spot Light ( Portable ) | Model Not Available | 3000052393 | Functional | Others
13492 | Maharana Bhopal Govt Hospital Medical Collage | Spot Light ( Portable ) | Model Not Available | 3000052389 | Functional | Others
13493 | Maharana Bhopal Govt Hospital Medical Collage | Spot Light ( Portable ) | Model Not Available | 3000052392 | Functional | Others
13494 | Maharana Bhopal Govt Hospital Medical Collage | Spot Light ( Portable ) | Model Not Available | 3000052415 | Functional | Others
13495 | Jln Central Store Medical College | Multi-Para Monitor | Model not available | 3300/102102 | Non Functional Repairable | Others
13496 | Maharana Bhopal Govt Hospital Medical Collage | Autorefractometer | Model Not Available | 3000052080 | Functional | Others
13497 | Chc Phulera | Syringe Needle Destroyer | Microsil - ND350 | 6987 | Functional | Linco Scientific Instruments And Chemicals (P) Ltd
13498 | Maharana Bhopal Govt Hospital Medical Collage | SPHYGMOMANOMETER(BP APPRATUS) | Allied - Syrn 200 | ASSVRN201420006 | Functional | Alleid Medical Limited
13499 | Mahwa Chc | Binocular Microscope | PZB 22 | 58769 | Functional | Quality Scientific And Mechanical Works Pvt Ltd
13500 | Maharana Bhopal Govt Hospital Medical Collage | Instrument Sterilizer | Model Not Available | 3000052128 | Functional | Others
13501 | Ladusar Phc | Weighing Machine | MODEL NOT AVAILABLE | GC15056789 | Functional | Others
13502 | Maharana Bhopal Govt Hospital Medical Collage | Syringe Needle Destroyer | Model not available | 3000052129 | Functional | Others
13503 | Maharana Bhopal Govt Hospital Medical Collage | Slit Lamp | Model Not Available | 3000052069 | Functional | Others
13504 | Titriya Phc | SPHYGMOMANOMETER(BP APPRATUS) | Pagoda | 3000230628 | Functional | Others
13505 | Kishangarh Renwal Chc | SPHYGMOMANOMETER(BP APPRATUS) | MODEL NOT AVAILABLE | 98139372 | Functional | Suprime Enterprises
13506 | Malpura Chc | Nebulizer | MODEL NOT AVAILABLE | MBO41A1107150422 | Functional | Others
13507 | Maharana Bhopal Govt Hospital Medical Collage | Binocular Microscope | RSL - 4B | 404143 | Functional | Others
13508 | Maharana Bhopal Govt Hospital Medical Collage | Binocular Microscope | RSL - 4B | 40446 | Functional | Others
13509 | Maharana Bhopal Govt Hospital Medical Collage | Binocular Microscope | RSL - 4B | 40427 | Functional | Others
13510 | Maharana Bhopal Govt Hospital Medical Collage | Binocular Microscope | RSL - 4B | 23838 | Functional | Others
13511 | Maharana Bhopal Govt Hospital Medical Collage | Binocular Microscope | RSL - 4B | 23831 | Functional | Others
13512 | Maharana Bhopal Govt Hospital Medical Collage | Binocular Microscope | RSL - 4B | 3000040951 | Functional | Others
13513 | Maharana Bhopal Govt Hospital Medical Collage | Binocular Microscope | RSL - 4B | 3000040952 | Functional | Others
13514 | Maharana Bhopal Govt Hospital Medical Collage | Binocular Microscope | RSL - 4B | 3000040953 | Functional | Others
13515 | Maharana Bhopal Govt Hospital Medical Collage | Binocular Microscope | RSL - 4B | 3000040954 | Functional | Others
13516 | Maharana Bhopal Govt Hospital Medical Collage | Binocular Microscope | RSL - 4B | 3000040955 | Functional | Others
13517 | Maharana Bhopal Govt Hospital Medical Collage | Binocular Microscope | RSL - 4B | 3000040956 | Functional | Others
13518 | Maharana Bhopal Govt Hospital Medical Collage | Binocular Microscope | RSL - 4B | 3000044756 | Functional | Others
13519 | Maharana Bhopal Govt Hospital Medical Collage | Binocular Microscope | RSL - 4B | 3000044772 | Functional | Others
13520 | Mathura Das Mathur Hospital Jdh | Suction Machine | Model Not Available | 3000120606 | Functional | Others
13521 | Maharana Bhopal Govt Hospital Medical Collage | SPHYGMOMANOMETER(BP APPRATUS) | MODEL NOT AVAILABLE | 3000044787 | Functional | Others
13522 | Maharana Bhopal Govt Hospital Medical Collage | SPHYGMOMANOMETER(BP APPRATUS) | MODEL NOT AVAILABLE | 3000044797 | Functional | Others
13523 | Maharana Bhopal Govt Hospital Medical Collage | SPHYGMOMANOMETER(BP APPRATUS) | MODEL NOT AVAILABLE | 3000044798 | Functional | Others
13524 | Maharana Bhopal Govt Hospital Medical Collage | SPHYGMOMANOMETER(BP APPRATUS) | MODEL NOT AVAILABLE | 3000044799 | Functional | Others
13525 | Maharana Bhopal Govt Hospital Medical Collage | SPHYGMOMANOMETER(BP APPRATUS) | MODEL NOT AVAILABLE | 3000044800 | Functional | Others
13526 | Mathura Das Mathur Hospital Jdh | YAG Laser | Model Not Available | 3000120611 | Functional | Others
13527 | Mathura Das Mathur Hospital Jdh | YAG Laser | Model Not Available | 3000120616 | Functional | Others
13528 | Maharana Bhopal Govt Hospital Medical Collage | Syringe Needle Destroyer | Model not available | 3000044853 | Functional | Others
13529 | R K District Hospital Rajsamand Dh | Ice lined refrigerator | Model Not Available | 3000052602 | Functional | Others
13530 | Maharana Bhopal Govt Hospital Medical Collage | ECG Machine (Three Channel ) | Model Not Available | 3000040604 | Functional | Others
13531 | Maharana Bhopal Govt Hospital Medical Collage | ECG Machine (Three Channel ) | Model Not Available | 3000040605 | Functional | Others
13532 | Jamwa Ramgarh Chc | Labour Table | Model Not Available | 2000022909 | Functional | Others
13533 | Jamwa Ramgarh Chc | Instrument Sterilizer | Model Not Available | 2000022910 | Functional | Others
13534 | Chaksu Chc | Phototherepy Unit | Meditrin - Digital Bilitimer Phototherapy | NRHM/PT09/109 | Functional | Meditrin Instruments
13535 | Jamwa Ramgarh Chc | 300mA X-Ray Machine | GME - CM/I | 2000022904 | Functional | Cmho Supply
13536 | Papurna Phc | Syringe Needle Destroyer | Nulife - Dots | NBSD0725812 | Functional | Mrk Healthcare Pvt Ltd Delhi
13537 | Chaksu Chc | Oxygen Concentrator | BPL - OG 4203 | B4872 | Functional | Bpl Medical Technologies
13538 | Chaksu Chc | SPHYGMOMANOMETER(BP APPRATUS) | MODEL NOT AVAILABLE | 98134511 | Functional | Suprime Enterprises
13539 | Papurna Phc | Syringe Needle Destroyer | Nulife - Dots | 2000021881 | Non Functional Repairable | Mrk Healthcare Pvt Ltd Delhi
13540 | Papurna Phc | Syringe Needle Destroyer | Nulife - Dots | 2000021883 | Non Functional Repairable | Mrk Healthcare Pvt Ltd Delhi
13541 | Bichoon Chc | SPHYGMOMANOMETER(BP APPRATUS) | MODEL NOT AVAILABLE | 2000024993 | Functional | Others
13542 | Bichoon Chc | Freezes | MODEL NOT AVAILABLE | 48716 | Functional | Others
13543 | Bichoon Chc | Fetal Monitor | EDAN F-6 | 2000024984 | Functional | Anupam Surgicals
13544 | Bichoon Chc | Spot Light ( Portable ) | Model Not Available | 2000024986 | Functional | Cmho Supply
13545 | Bichoon Chc | Syringe Needle Destroyer | Model not available | 7210 | Functional | Linco Scientific Instruments And Chemicals (P) Ltd
13546 | Bichoon Chc | Ice lined refrigerator | MF - 144 | 5379 | Functional | Vestfrost Solutions
13547 | Bichoon Chc | SPHYGMOMANOMETER(BP APPRATUS) | MODEL NOT AVAILABLE | 2000024995 | Functional | Others
13548 | Bichoon Chc | Instrument Sterilizer | Model Not Available | 2000024996 | Functional | Others
13549 | Chhan Chc | Binocular Microscope | Model Not Available | 3000080047 | Functional | Others
13550 | Bhatavali Phc | Centrifuge Machine ( 4 Tube ) | Model not available | 2000003440 | Functional | Others
13551 | Bhatavali Phc | Glucometer | Model not available | 2000003438 | Functional | Others
13552 | Bhatavali Phc | Hemoglobin meter | Model Not Available | 2000003437 | Functional | Others
13553 | Chaksu Chc | Baby Weighing Machine | Model Not Available | 3000230547 | Functional | Others
13554 | Chaksu Chc | Weighing Machine | Crown | 3000230549 | Functional | Cmho Supply
13555 | Chaksu Chc | SPHYGMOMANOMETER(BP APPRATUS) | Pagoda | 290607 | Functional | Cmho Supply
13556 | Chandlai Phc | Instrument Sterilizer | Model Not Available | 3000230614 | Functional | Others
13557 | Mathura Das Mathur Hospital Jdh | Semi Automated Chemistry Analyzer | Model not Available | 3000120380 | Functional | Others
13558 | Mathura Das Mathur Hospital Jdh | Endoscope | MODEL NOT AVAILABLE | 3000120605 | Functional | Others
13559 | District Hospital Chittorgarh Dh | Nebulizer | MODEL NOT AVAILABLE | 3000121756 | Functional | Others
13560 | Mathura Das Mathur Hospital Jdh | C R System | Model not available | 3000131060 | Functional | Others
13561 | Jln Central Store Medical College | Binocular Microscope | Model Not Available | 310796004 | Functional | Others
13562 | Bhgera Phc | Baby Weighing Machine | Model Not Available | 2000019617 | Functional | Crown Digital Scales Inc
13563 | M G Hospital Bhilwara Dh | Urine Test Strip Analyzer | Model Not Available | 3000125097 | Functional | Others
13564 | Mathura Das Mathur Hospital Jdh | Mobile ( Portable ) X-Ray Machine | Model not available | 3000131053 | Functional | Others
13565 | Maharana Bhopal Govt Hospital Medical Collage | Binocular Microscope | Model Not Available | 3000040980 | Functional | Others
13566 | Maharana Bhopal Govt Hospital Medical Collage | Binocular Microscope | Model Not Available | 30000409781 | Functional | Others
13567 | Maharana Bhopal Govt Hospital Medical Collage | Binocular Microscope | Model Not Available | 3000040982 | Functional | Others
13568 | Maharana Bhopal Govt Hospital Medical Collage | Binocular Microscope | Model Not Available | 3000040983 | Functional | Others
13569 | Maharana Bhopal Govt Hospital Medical Collage | Binocular Microscope | Model Not Available | 3000040984 | Functional | Others
13570 | Mathura Das Mathur Hospital Jdh | 300mA X-Ray Machine | Model not available | 3000117411 | Functional | Others
13571 | R K District Hospital Rajsamand Dh | Phototherepy Unit | Fenam, Bilitron Sky 5006 | 3000052654 | Functional | Others
13572 | Jln Central Store Medical College | Syringe Infusion Pump | Model not available | 177469 | Functional | Others
13573 | Maharana Bhopal Govt Hospital Medical Collage | Hot Air Oven | Model not available | 3000040977 | Functional | Others
13574 | R K District Hospital Rajsamand Dh | Suction Machine | Model Not Available | 3000052659 | Functional | Others
13575 | Jln Central Store Medical College | Syringe Infusion Pump | Model not available | 187167 | Functional | Others
13576 | Mathura Das Mathur Hospital Jdh | Suction Machine | Model Not Available | 3000131684 | Functional | Others
13577 | District Hospital Chittorgarh Dh | Semi Automated Chemistry Analyzer | Model not Available | 3000121515 | Functional | Others
13578 | District Hospital Chittorgarh Dh | Nebulizer | MODEL NOT AVAILABLE | 201411041637 | Functional | Others
13579 | Bugala Phc Jhunjhunu | SPHYGMOMANOMETER(BP APPRATUS-Digital) | Injectomat Agilia | 21270554 | Functional | Fresenius Kabi India Pvt Limited
13580 | District Sahadat Hospital Tonk Dh | 500mA X-Ray Machine | PICKS - 512 D | 2K81027 | Functional | Picks Medical Systems Ltd
13581 | Maharana Bhopal Govt Hospital Medical Collage | Digital Photo Calorimeter | Model not available | 3000040937 | Functional | Others
13582 | Maharana Bhopal Govt Hospital Medical Collage | Incubator | MODEL NOT AVAILABLE | 3000040874 | Functional | Others
13583 | Chaksu Chc | Centrifuge Machine ( 8 Tube) | Model Not Available | 81023310 | Functional | Scientific India
13584 | Titriya Phc | SPHYGMOMANOMETER(BP APPRATUS) | MODEL NOT AVAILABLE | 3000230629 | Functional | Others
13585 | Chaksu Chc | Freezes | MODEL NOT AVAILABLE | 03323N | Functional | Others
13586 | Maharana Bhopal Govt Hospital Medical Collage | A Scan Ultrasonic Biometer | Model Not Available | 3000052071 | Not in use | Others
13587 | Ladusar Phc | Glucometer | Model not available | GC15056789 | Functional | Others
13588 | District Hospital Chittorgarh Dh | Multi-Para Monitor | Schiller - Truscope Classic | 3000121668 | Functional | Schiller Healthcare India Pvt Ltd
13589 | Chc Phulera | Radiant Heat Warmer | Meditrin - Heat Warmer | 2015-11-19 | Functional | Meditrin Instruments
13590 | Titriya Phc | Baby Weighing Machine | Model Not Available | 3000230632 | Functional | Others
13591 | Maharana Bhopal Govt Hospital Medical Collage | Autorefractometer | Model Not Available | 3000052074 | Not in use | Others
13592 | Maharana Bhopal Govt Hospital Medical Collage | Phototherepy Unit | MODEL NOT AVAILABLE | 3000043904 | Functional | Others
13593 | Titriya Phc | Centrifuge Machine ( 4 Tube ) | Model not available | 3000230633 | Functional | Others
13594 | Achrol Phc | Autoclave | Model not available | 2000025348 | Functional | Others
13595 | District Hospital Chittorgarh Dh | Pulse Oxymeter | Model Not Available | 3000121667 | Functional | Others
13596 | Chc Phulera | Syringe Needle Destroyer | Microsil - ND350 | 7775 | Functional | Cmho Supply
13597 | Titriya Phc | Syringe Needle Destroyer | Model not available | 3000230636 | Functional | Others
13598 | Paharsar Phc | Freezes | MODEL NOT AVAILABLE | 2000003315 | Functional | Others
13599 | Ladusar Phc | Weighing Machine | MODEL NOT AVAILABLE | 2000019434 | Functional | Others
13600 | Lotwara Phc | Monocular Microscope | Model not available | 3000081340 | Functional | Others
13601 | Chc Phulera | Suction Machine | Model Not Available | 3000089195 | Functional | Cmho Supply
13602 | Maharana Bhopal Govt Hospital Medical Collage | Freezes | MODEL NOT AVAILABLE | 3000044959 | Functional | Others
13603 | Maharana Bhopal Govt Hospital Medical Collage | Dental Chair Unit | Model Not Available | 3000052058 | Functional | Others
13604 | Ladusar Phc | Suction Machine | Model Not Available | 2000019436 | Functional | Others
13605 | Chc Phulera | Autoclave | Model not available | 3000089196 | Functional | Others
13606 | Maharana Bhopal Govt Hospital Medical Collage | Autorefractometer | Model Not Available | 3000052062 | Functional | Others
13607 | Tamkor Phc | SPHYGMOMANOMETER(BP APPRATUS) | Pagoda | 2000019387 | Functional | Others
13608 | Chc Phulera | Suction Machine | Model Not Available | 3000089197 | Functional | Others
13609 | Mathura Das Mathur Hospital Jdh | Centrifuge Machine ( 8 Tube) | REMI - R 8C | 3000120394 | Functional | Others
13610 | Mathura Das Mathur Hospital Jdh | Centrifuge Machine ( 8 Tube) | REMI - R 8C | 3000120396 | Functional | Others
13611 | Mathura Das Mathur Hospital Jdh | Multi-Para Monitor | Model not available | 2000034973 | Functional | Others
13612 | Mathura Das Mathur Hospital Jdh | Multi-Para Monitor | Model not available | 2000034974 | Functional | Others
13613 | Mathura Das Mathur Hospital Jdh | C-Arm Machine | Model Not Available | 3000131047 | Functional | Others
13614 | Aligarh Chc | Baby Weighing Machine | Model Not Available | 3000080002 | Functional | Others
13615 | R K District Hospital Rajsamand Dh | Hemoglobin meter | HB 301 | 1341813094 | Functional | Others
13616 | Mathura Das Mathur Hospital Jdh | YAG Laser | Model Not Available | 3000120612 | Functional | Others
13617 | Maharana Bhopal Govt Hospital Medical Collage | Pulse Oxymeter | Model Not Available | 3000044784 | Functional | Others
13618 | Mandawa Chc | Blood Cell Counter - 3 part | Horiba - ABX Micros ES 60 | 2000021903 | Functional | Horiba India Pvt Ltd
13619 | Mathura Das Mathur Hospital Jdh | YAG Laser | BPMR-112 | 3000202475 | Functional | Cmho Supply
13620 | R K District Hospital Rajsamand Dh | Ice lined refrigerator | Model Not Available | 3000052601 | Functional | Others
13621 | Mathura Das Mathur Hospital Jdh | Blood Bank Refrigerator | Model not available | 3000117412 | Functional | Others
13622 | Mathura Das Mathur Hospital Jdh | X-Ray Viewer Box | Model Not Available | 3000120619 | Functional | Others
13623 | Birmi Phc | Monocular Microscope | Model not available | 2000021991 | Functional | Zeal Medical Pvt Ltd
13624 | Mathura Das Mathur Hospital Jdh | STABILIZER | MODEL NOT AVAILABLE | 3000120620 | Functional | Others
13625 | Aligarh Chc | Centrifuge Machine ( 8 Tube) | Model Not Available | 8161 | Functional | Others
13626 | Mathura Das Mathur Hospital Jdh | Suction Machine | Model Not Available | 3000120622 | Functional | Others
13627 | Birmi Phc | Hemoglobin Analyzer | Model not available | 2000021993 | Functional | Others
13628 | Mathura Das Mathur Hospital Jdh | BLOOD DONOR COUCH | MODEL NOT AVAILABLE | 3000117416 | Functional | Others
13629 | Maharana Bhopal Govt Hospital Medical Collage | Syringe Needle Destroyer | Nulife - Dots | 3000052455 | Functional | Others
13630 | Maharana Bhopal Govt Hospital Medical Collage | Syringe Needle Destroyer | Nulife - Dots | 3000040793 | Functional | Others
13631 | Maharana Bhopal Govt Hospital Medical Collage | Syringe Needle Destroyer | Nulife - Dots | 3000040799 | Functional | Others
13632 | Maharana Bhopal Govt Hospital Medical Collage | Syringe Needle Destroyer | Nulife - Dots | 3000052468 | Functional | Others
13633 | Maharana Bhopal Govt Hospital Medical Collage | Syringe Needle Destroyer | Nulife - Dots | 3000052472 | Functional | Others
13634 | Badiyal Kalan Phc | SPHYGMOMANOMETER(BP APPRATUS) | MODEL NOT AVAILABLE | 6217823 | Functional | Others
13635 | Maharana Bhopal Govt Hospital Medical Collage | Suction Machine | Model Not Available | 44006 | Functional | Others
13636 | Dhanwara Phc | Hemoglobin meter | Model Not Available | 2000003456 | Functional | Others
13637 | Chaksu Chc | Defibrillator | MODEL NOT AVAILABLE | J09D153 | Functional | Schiller Healthcare India Pvt Ltd
13638 | Badiyal Kalan Phc | Glucometer | Model not available | 940024B00739 | Functional | Others
13639 | Chandlai Phc | Spot Light ( Portable ) | Model Not Available | 3000230615 | Functional | Others
13640 | Badiyal Kalan Phc | Hemoglobin meter | Model Not Available | 3000081353 | Functional | Others
13641 | Chaksu Chc | Pulse Oxymeter | RMS PHOEBUS P121 | 82 | Functional | Recorders And Medicaresystems Pvt Ltd
13642 | Maharana Bhopal Govt Hospital Medical Collage | Syringe Infusion Pump | Model not available | 3000043773 | Functional | Others
13643 | Maharana Bhopal Govt Hospital Medical Collage | Syringe Infusion Pump | Model not available | 3000043777 | Functional | Others
13644 | Maharana Bhopal Govt Hospital Medical Collage | Syringe Infusion Pump | Model not available | 3000043782 | Functional | Others
13645 | Chhan Chc | Oxygen Concentrator | Model Not Available | 3000080058 | Functional | Others
13646 | Chaksu Chc | Hydraulic Operation Table | MODEL NOT AVAILABLE | 10 | Functional | Cmho Supply
13647 | Chaksu Chc | Hot Air Oven | DEL - 624 | 3000230563 | Functional | Rhsdp Supply
13648 | Chc Phulera | Centrifuge Machine ( 8 Tube) | Model Not Available | 6ALC-32 | Functional | Cmho Supply
13649 | Titnwara Phc | Monocular Microscope | Model not available | 66516 | Functional | Others
13650 | Maharana Bhopal Govt Hospital Medical Collage | Pulse Oxymeter | Model Not Available | 3000043751 | Functional | Others
13651 | Chandlai Phc | Freezes | HRD-2055CMDGCC | 3000230617 | Functional | Others
13652 | Maharana Bhopal Govt Hospital Medical Collage | Glucometer | Model not available | 3000052139 | Functional | Others
13653 | Maharana Bhopal Govt Hospital Medical Collage | Ventilator | Model Not Available | 3000043752 | Not in use | Others
13654 | Chaksu Chc | Emergeny First Aid Kit | Medisys | 11107712237 | Functional | Premier Medical Systems And Devices Pvt Ltd
13655 | Kishangarh Renwal Chc | Hemoglobin meter | HB 301 | 1342813115 | Functional | Hemocue India
13656 | Chc Phulera | Binocular Microscope | Labomed - Vision 2000 | 3680 | Functional | Cmho Supply
13657 | Titnwara Phc | Glucometer | Model not available | 15618 | Functional | Others
13658 | Maharana Bhopal Govt Hospital Medical Collage | Radiant Heat Warmer | Model Not Available | 3000043753 | Functional | Others
13659 | Maharana Bhopal Govt Hospital Medical Collage | Radiant Heat Warmer | Model Not Available | 3000043754 | Functional | Others
13660 | Dudu Chc | O.T. Light Single Dome | MODEL NOT AVAILABLE | 2000024906 | Functional | Others
13661 | District Sahadat Hospital Tonk Dh | C R System | Classic CR+DV 6850 Printer | 3000088129 | Functional | Carestream Health India Pvt Ltd
13662 | District Hospital Chittorgarh Dh | Nebulizer | MODEL NOT AVAILABLE | 3000121744 | Functional | Others
13663 | Jln Central Store Medical College | ECG Monitor | Model Not Available | 2000021703 | Functional | Omron Health Care
13664 | District Hospital Chittorgarh Dh | Suction Machine | Model Not Available | 3000121906 | Functional | Others
13665 | Maharana Bhopal Govt Hospital Medical Collage | Syringe Infusion Pump | Model not available | 3000040803 | Functional | Others
13666 | Maharana Bhopal Govt Hospital Medical Collage | Syringe Infusion Pump | Model not available | 3000040804 | Functional | Others
13667 | Maharana Bhopal Govt Hospital Medical Collage | Syringe Infusion Pump | Model not available | 3000040805 | Functional | Others
13668 | Maharana Bhopal Govt Hospital Medical Collage | Syringe Infusion Pump | Model not available | 3000040806 | Functional | Others
13669 | Maharana Bhopal Govt Hospital Medical Collage | Radiant Heat Warmer | Meditrin - Heat Warmer | 3000052299 | Functional | Others
13670 | Maharana Bhopal Govt Hospital Medical Collage | Radiant Heat Warmer | Meditrin - Heat Warmer | 3000052300 | Functional | Others
13671 | Maharana Bhopal Govt Hospital Medical Collage | Automated Urine Analyzer | Model not available | 3000040904 | Functional | Others
13672 | Maharana Bhopal Govt Hospital Medical Collage | Glucometer | Model not available | 3000040852 | Functional | Others
13673 | Maharana Bhopal Govt Hospital Medical Collage | Suction Machine | Model Not Available | 3000052371 | Functional | Others
13674 | Maharana Bhopal Govt Hospital Medical Collage | Suction Machine | Model Not Available | 3000052372 | Functional | Others
13675 | Maharana Bhopal Govt Hospital Medical Collage | Suction Machine | Model Not Available | 3000052373 | Functional | Others
13676 | Maharana Bhopal Govt Hospital Medical Collage | Binocular Microscope | Model Not Available | 3000204024 | Functional | Others
13677 | Maharana Bhopal Govt Hospital Medical Collage | Syringe Needle Destroyer | Model not available | 30000204026 | Functional | Others
13678 | District Sahadat Hospital Tonk Dh | Dental X-ray unit | DENTAL X RAY | 2 | Functional | General Medical Equipment
13679 | Mathura Das Mathur Hospital Jdh | Oxygen Concentrator | Philips - Everflo | 3000131672 | Functional | Others
13680 | Maharana Bhopal Govt Hospital Medical Collage | Syringe Needle Destroyer | Model not available | 3000040641 | Functional | Others
13681 | Maharana Bhopal Govt Hospital Medical Collage | O.T. Light Single Dome | MODEL NOT AVAILABLE | 3000040642 | Functional | Others
13682 | Mathura Das Mathur Hospital Jdh | Intensive Care Bed | Janak | 3000131675 | Functional | Janak Healthcare Pvt Ltd
13683 | Mathura Das Mathur Hospital Jdh | Hot Air Oven | Model not available | 3000120516 | Functional | Others
13684 | Govt Bangur Hopital Pali Dh | Autoclave | Model not available | 3000124759 | Functional | Others
13685 | Maharana Bhopal Govt Hospital Medical Collage | Binocular Microscope | Model Not Available | 3000204007 | Functional | Others
13686 | Maharana Bhopal Govt Hospital Medical Collage | Water Bath | Model not available | 3000204010 | Functional | Others
13687 | Jln Central Store Medical College | Syringe Infusion Pump | AKAS Terumax RX | RY0315004 | Functional | Akas Medical
13688 | Maharana Bhopal Govt Hospital Medical Collage | Freezes | MODEL NOT AVAILABLE | 3000043992 | Functional | Others
13689 | Maharana Bhopal Govt Hospital Medical Collage | Freezes | MODEL NOT AVAILABLE | 3000043993 | Functional | Others
13690 | Maharana Bhopal Govt Hospital Medical Collage | Freezes | MODEL NOT AVAILABLE | 3000043994 | Functional | Others
13691 | Maharana Bhopal Govt Hospital Medical Collage | Freezes | MODEL NOT AVAILABLE | 3000043995 | Functional | Others
13692 | Maharana Bhopal Govt Hospital Medical Collage | Freezes | MODEL NOT AVAILABLE | 3000044680 | Functional | Others
13693 | Maharana Bhopal Govt Hospital Medical Collage | Freezes | MODEL NOT AVAILABLE | 3000052192 | Functional | Others
13694 | Maharana Bhopal Govt Hospital Medical Collage | Freezes | MODEL NOT AVAILABLE | 3000052419 | Functional | Others
13695 | Maharana Bhopal Govt Hospital Medical Collage | Freezes | MODEL NOT AVAILABLE | 3000052193 | Functional | Others
13696 | Maharana Bhopal Govt Hospital Medical Collage | Syringe Needle Destroyer | Model not available | 3000044829 | Functional | Others
13697 | Jln Central Store Medical College | Syringe Infusion Pump | AKAS Terumax RX | RY03150003 | Functional | Akas Medical
13698 | District Hospital Chittorgarh Dh | Syringe Needle Destroyer | Model not available | 3000121919 | Functional | Others
13699 | Maharana Bhopal Govt Hospital Medical Collage | Radiant Heat Warmer | Model Not Available | 3000043901 | Functional | Others
13700 | Chaksu Chc | O.T. Light Double Dome | MODEL NOT AVAILABLE | DL-2540 | Non Functional Repairable | Others
13701 | Maharana Bhopal Govt Hospital Medical Collage | ECG Machine (Single Channel) | Model Not Available | 3000044943 | Functional | Others
13702 | Maharana Bhopal Govt Hospital Medical Collage | Syringe Needle Destroyer | Model not available | 3000044832 | Functional | Others
13703 | Ladusar Phc | Syringe Needle Destroyer | Model not available | 2000021821 | Functional | Others
13704 | Kaant Phc | Centrifuge Machine ( 8 Tube) | Model Not Available | 2000019339 | Functional | Others
13705 | Maharana Bhopal Govt Hospital Medical Collage | Neubaurs Chamber | Model not available | 3000044950 | Functional | Others
13706 | Maharana Bhopal Govt Hospital Medical Collage | Single Puncture Laparoscope with Console Unit | 26034AAV | 3000044951 | Functional | Others
13707 | Maharana Bhopal Govt Hospital Medical Collage | Multi-Para Monitor | Star 50 ( L and T ) | 3000052216 | Functional | Others
13708 | Maharana Bhopal Govt Hospital Medical Collage | Multi-Para Monitor | Star 50 ( L and T ) | 3000052211 | Functional | Others
13709 | Maharana Bhopal Govt Hospital Medical Collage | Multi-Para Monitor | Star 50 ( L and T ) | 3000052410 | Functional | Others
13710 | Maharana Bhopal Govt Hospital Medical Collage | Multi-Para Monitor | Star 50 ( L and T ) | 3000052400 | Functional | Others
13711 | Maharana Bhopal Govt Hospital Medical Collage | Multi-Para Monitor | Star 50 ( L and T ) | 3000052420 | Functional | Others
13712 | Maharana Bhopal Govt Hospital Medical Collage | Syringe Needle Destroyer | Nulife - Dots | 9069/03 | Functional | Others
13713 | Aligarh Chc | Blood Component Separator | MODEL NOT AVAILABLE | 3000080013 | Functional | Others
13714 | Mandawa Chc | Radiant Heat Warmer | Zeal - RHW 2101A | RHW2101A/09131/2026 | Functional | Zeal Medical Pvt Ltd
13715 | Mathura Das Mathur Hospital Jdh | Hot Air Oven | Model not available | 3000117417 | Functional | Others
13716 | R K District Hospital Rajsamand Dh | Syringe Needle Destroyer | Model not available | 3395 | Functional | Others
13717 | Birmi Phc | Syringe Needle Destroyer | Nulife - Dots | 14100 | Functional | Others
13718 | Mathura Das Mathur Hospital Jdh | Hot Air Oven | Yorco - YSI - 431D | 3000117418 | Functional | Others
13719 | Aligarh Chc | Glucometer | Model not available | aw06036846a | Functional | Others
13720 | Birmi Phc | Suction Machine | Model Not Available | 2000021996 | Non Functional Not Repairable | Zeal Medical Pvt Ltd
13721 | Mathura Das Mathur Hospital Jdh | Centrifuge Machine ( 4 Tube ) | Model not available | 3000117422 | Functional | Others
13722 | Mandawa Chc | Syringe Needle Destroyer | Microsil - ND350 | 7678 | Functional | Others
13723 | Aligarh Chc | Nebulizer | MODEL NOT AVAILABLE | 54278 | Functional | Others
13724 | Sunder Singh Bhandari Hospital Chandpole Dh | Incubator | MODEL NOT AVAILABLE | 3000043594 | Functional | Others
13725 | Mandawa Chc | Syringe Needle Destroyer | Microsil - ND350 | 5980 | Functional | Others
13726 | Maharana Bhopal Govt Hospital Medical Collage | Glucometer | Accu Chek Performa | 3000044898 | Functional | Others
13727 | Maharana Bhopal Govt Hospital Medical Collage | Glucometer | Accu Chek Performa | 3000044906 | Functional | Others
13728 | Aligarh Chc | Autoclave | Model not available | 300080004 | Functional | Others
13729 | Mathura Das Mathur Hospital Jdh | Freezes | MODEL NOT AVAILABLE | 3000117432 | Functional | Others
13730 | Mandawa Chc | Phototherepy Unit | Fenam, Bilitron Sky 5006 | 2000021952 | Functional | Others
13731 | Mandawa Chc | FOOT OPERATED SUCTION MACHINE | MODEL NOT AVAILABLE | 2000021919 | Functional | Others
13732 | Sunder Singh Bhandari Hospital Chandpole Dh | Centrifuge Machine ( 8 Tube) | Model Not Available | CGLC-4465 | Functional | Remi Electrotechnik Ltd
13733 | Mathura Das Mathur Hospital Jdh | Intensive Care Bed | Janak | 3000131676 | Functional | Others
13734 | R K District Hospital Rajsamand Dh | Radiant Heat Warmer | Meditrin - Heat Warmer | NRHM/WM09/256 | Functional | Others
13735 | Sunder Singh Bhandari Hospital Chandpole Dh | Freezes | MODEL NOT AVAILABLE | 3000043617 | Functional | Others
13736 | Sunder Singh Bhandari Hospital Chandpole Dh | Freezes | MODEL NOT AVAILABLE | 3000043618 | Functional | Others
13737 | R K District Hospital Rajsamand Dh | Radiant Heat Warmer | Meditrin - Heat Warmer | NRHM/WM09/263 | Functional | Others
13738 | Chaksu Chc | Radiant Heat Warmer | Meditrin - Heat Warmer | 106 | Functional | Meditrin Instruments
13739 | Mandawa Chc | Baby Weighing Machine | Model Not Available | 5G2227 | Functional | Rhsdp Supply
13740 | District Hospital Chittorgarh Dh | Cautry Machine | Model Not Available | 3000121560 | Functional | Alan Electronic Systems Pvt Ltd
13741 | Chandlai Phc | SPHYGMOMANOMETER(BP APPRATUS) | MODEL NOT AVAILABLE | 3000230622 | Functional | Others
13742 | Kishangarh Renwal Chc | Freezes | MODEL NOT AVAILABLE | 3293 | Functional | Others
13743 | District Hospital Chittorgarh Dh | C-Arm Machine | Model Not Available | 3000121557 | Functional | Allengers Medical Systems Ltd
13744 | Chandlai Phc | Ice lined refrigerator | MF - 144 | 3000230625 | Functional | Others
13745 | Achrol Phc | Radiant Heat Warmer | Model Not Available | 2000025349 | Functional | Cmho Supply
13746 | Titnwara Phc | Suction Machine | Model Not Available | 7226 | Functional | Others
13747 | District Hospital Chittorgarh Dh | Anesthesia Machine | MODEL NOT AVAILABLE | 3000121555 | Functional | Alleid Medical Limited
13748 | Maharana Bhopal Govt Hospital Medical Collage | Phototherepy Unit | MODEL NOT AVAILABLE | 3000043760 | Functional | Others
13749 | Maharana Bhopal Govt Hospital Medical Collage | Phototherepy Unit | MODEL NOT AVAILABLE | 3000043761 | Functional | Others
13750 | Maharana Bhopal Govt Hospital Medical Collage | Phototherepy Unit | MODEL NOT AVAILABLE | 3000043762 | Functional | Others
13751 | Titnwara Phc | Syringe Needle Destroyer | Microsil - ND350 | 9260 | Functional | Others
13752 | Chandlai Phc | Instrument Sterilizer | Model Not Available | 3000230606 | Functional | Others
13753 | Chaksu Chc | Binocular Microscope | Model Not Available | 3000230492 | Functional | Mlw Intermed
13754 | Titnwara Phc | Syringe Needle Destroyer | Nulife - Dots | NBSDO714057 | Functional | Mrk Healthcare Pvt Ltd Delhi
13755 | Maharana Bhopal Govt Hospital Medical Collage | Syringe Infusion Pump | Model not available | 3000043765 | Functional | Others
13756 | Titnwara Phc | SPHYGMOMANOMETER(BP APPRATUS) | MODEL NOT AVAILABLE | 2000019515 | Functional | Others
13757 | District Hospital Chittorgarh Dh | Phaco Emulsi Fication System | Model Not Available | 3000121680 | Functional | Oertli Instrumente Ag
13758 | Chc Phulera | Freezes | Kelvinator KGE 193 | 3000089184 | Functional | Others
13759 | Titnwara Phc | SPHYGMOMANOMETER(BP APPRATUS) | MODEL NOT AVAILABLE | 2000019516 | Functional | Others
13760 | Chaksu Chc | Blood Cell Counter - 3 part | Horiba - ABX Micros ES 60 | 3000230494 | Functional | Horiba India Pvt Ltd
13761 | Titnwara Phc | Binocular Microscope | Model Not Available | 23374 | Non Functional Repairable | Cmho Supply
13762 | Titnwara Phc | Monocular Microscope | Model not available | 50043 | Non Functional Repairable | Others
13763 | Maharana Bhopal Govt Hospital Medical Collage | Binocular Microscope | Model Not Available | 3000052175 | Functional | Others
13764 | District Hospital Pratapgarh Dh | Baby Weighing Machine | Model Not Available | 3000129979 | Functional | Crown Digital Scales Inc
13765 | Sunder Singh Bhandari Hospital Chandpole Dh | Syringe Needle Destroyer | Model not available | 09-225 | Functional | Others
13766 | District Hospital Chittorgarh Dh | Defibrillator with Cardiac Monitor | Schiller - Defigard 400 | J14D256 | Functional | Schiller Healthcare India Pvt Ltd
13767 | Maharana Bhopal Govt Hospital Medical Collage | Syringe Infusion Pump | MODEL NOT AVAILABLE | 3000055855 | Functional | Others
13768 | Maharana Bhopal Govt Hospital Medical Collage | Syringe Infusion Pump | Model not available | 3000040337 | Functional | Others
13769 | Maharana Bhopal Govt Hospital Medical Collage | Syringe Infusion Pump | Model not available | 3000040338 | Functional | Others
13770 | Maharana Bhopal Govt Hospital Medical Collage | Syringe Infusion Pump | Model not available | 3000040339 | Functional | Others
13771 | Maharana Bhopal Govt Hospital Medical Collage | Syringe Infusion Pump | Model not available | 3000040340 | Functional | Others
13772 | Maharana Bhopal Govt Hospital Medical Collage | Syringe Infusion Pump | Model not available | 3000040341 | Functional | Others
13773 | Maharana Bhopal Govt Hospital Medical Collage | Syringe Infusion Pump | Model not available | 3000040342 | Functional | Others
13774 | Maharana Bhopal Govt Hospital Medical Collage | Syringe Infusion Pump | Model not available | 3000040343 | Functional | Others
13775 | Maharana Bhopal Govt Hospital Medical Collage | Syringe Infusion Pump | Model not available | 3000040344 | Functional | Others
13776 | Maharana Bhopal Govt Hospital Medical Collage | Syringe Infusion Pump | Model not available | 3000040345 | Functional | Others
13777 | Maharana Bhopal Govt Hospital Medical Collage | Syringe Infusion Pump | Model not available | 3000040346 | Functional | Others
13778 | Maharana Bhopal Govt Hospital Medical Collage | Syringe Infusion Pump | Model not available | 3000040347 | Functional | Others
13779 | Maharana Bhopal Govt Hospital Medical Collage | Syringe Infusion Pump | Model not available | 2000021203 | Functional | Others
13780 | Maharana Bhopal Govt Hospital Medical Collage | Syringe Infusion Pump | Model not available | 3000040349 | Functional | Others
13781 | Maharana Bhopal Govt Hospital Medical Collage | Syringe Infusion Pump | Model Not Available | 2711007031 | Functional | Others
13782 | Maharana Bhopal Govt Hospital Medical Collage | Syringe Infusion Pump | Model not available | 3000040330 | Functional | Others
13783 | Maharana Bhopal Govt Hospital Medical Collage | Syringe Infusion Pump | Model not available | 3000040331 | Functional | Others
13784 | Maharana Bhopal Govt Hospital Medical Collage | Syringe Infusion Pump | Model not available | 3000040332 | Functional | Others
13785 | Maharana Bhopal Govt Hospital Medical Collage | Syringe Infusion Pump | Model not available | 3000040333 | Functional | Others
13786 | Maharana Bhopal Govt Hospital Medical Collage | Syringe Infusion Pump | Model not available | 3000040334 | Functional | Others
13787 | Maharana Bhopal Govt Hospital Medical Collage | Syringe Infusion Pump | Model not available | 3000040335 | Functional | Others
13788 | Maharana Bhopal Govt Hospital Medical Collage | Syringe Infusion Pump | Model not available | 3000040323 | Functional | Others
13789 | Maharana Bhopal Govt Hospital Medical Collage | Syringe Infusion Pump | Model not available | 3000040324 | Functional | Others
13790 | Maharana Bhopal Govt Hospital Medical Collage | Multi-Para Monitor | Star 50 ( L and T ) | 3000040547 | Functional | Others
13791 | Maharana Bhopal Govt Hospital Medical Collage | Multi-Para Monitor | Star 50 ( L and T ) | 3000040548 | Functional | Others
13792 | Maharana Bhopal Govt Hospital Medical Collage | Multi-Para Monitor | Star 50 ( L and T ) | 3000040551 | Functional | Others
13793 | Chc Sambhar | SPHYGMOMANOMETER(BP APPRATUS) | MODEL NOT AVAILABLE | 3000089328 | Functional | Bhasin Sons Private Limited
13794 | Kishangarh Renwal Chc | Weighing Machine | MODEL NOT AVAILABLE | 3000089537 | Functional | Others
13795 | Chc Phulera | Hydraulic Operation Table | MODEL NOT AVAILABLE | 3000089200 | Functional | Cmho Supply
13796 | Maharana Bhopal Govt Hospital Medical Collage | Urine Test Strip Analyzer | Model Not Available | 3000052018 | Functional | Others
13797 | Maharana Bhopal Govt Hospital Medical Collage | Pulse Oxymeter | Comet - P (L and T) | 505P22672 | Functional | Others
13798 | Maharana Bhopal Govt Hospital Medical Collage | Pulse Oxymeter | Comet - P (L and T) | 505P22673 | Functional | Others
13799 | Maharana Bhopal Govt Hospital Medical Collage | Pulse Oxymeter | Comet - P (L and T) | 1101069 | Functional | Others
13800 | Maharana Bhopal Govt Hospital Medical Collage | Syringe Infusion Pump | Model not available | 3000040534 | Functional | Others
13801 | Maharana Bhopal Govt Hospital Medical Collage | Syringe Infusion Pump | Model not available | 3000040537 | Functional | Others
13802 | Maharana Bhopal Govt Hospital Medical Collage | Semi Automated Chemistry Analyzer | Model not Available | 17468 | Functional | Others
13803 | Maharana Bhopal Govt Hospital Medical Collage | Semi Automated Chemistry Analyzer | Model not Available | 3000043997 | Functional | Others
13804 | Maharana Bhopal Govt Hospital Medical Collage | Semi Automated Chemistry Analyzer | Model not Available | 3000043998 | Functional | Others
13805 | Setellite Hospital Banipark Satellite | Radiant Heat Warmer | Meditrin - Heat Warmer | 9170 | Functional | Meditrin Instruments
13806 | Maharana Bhopal Govt Hospital Medical Collage | Pulse Oxymeter | Model Not Available | 3000052212 | Functional | Others
13807 | Shivard Phc | Ice lined refrigerator | MF - 144 | 20032300102 | Functional | Vestfrost Solutions
13808 | Jln Central Store Medical College | Syringe Infusion Pump | Model not available | 7187367 | Functional | Others
13809 | Maharana Bhopal Govt Hospital Medical Collage | Pulse Oxymeter | Model Not Available | 3000052215 | Functional | Others
13810 | Maharana Bhopal Govt Hospital Medical Collage | Nebulizer | MODEL NOT AVAILABLE | 81251 | Functional | Others
13811 | Maharana Bhopal Govt Hospital Medical Collage | Nebulizer | MODEL NOT AVAILABLE | 88914 | Functional | Others
13812 | Maharana Bhopal Govt Hospital Medical Collage | Nebulizer | MODEL NOT AVAILABLE | 86950 | Functional | Others
13813 | Maharana Bhopal Govt Hospital Medical Collage | Nebulizer | MODEL NOT AVAILABLE | 26019 | Functional | Others
13814 | Jln Central Store Medical College | Syringe Infusion Pump | Model not available | 177665 | Functional | Others
13815 | Sangria Chc | Ice lined refrigerator | Model Not Available | 20032200470 | Functional | Vestfrost Solutions
13816 | Ajadi Kalan Phc Jhunjunu | Syringe Needle Destroyer | Model not available | 2000019605 | Functional | Others
13817 | Ajadi Kalan Phc Jhunjunu | Hemoglobin Analyzer | Model not available | 2000019606 | Functional | Alleid Medical Limited
13818 | District Hospital Pratapgarh Dh | Suction Machine | Model Not Available | 3000129978 | Functional | Others
13819 | Sunder Singh Bhandari Hospital Chandpole Dh | Instrument Sterilizer | Model Not Available | 3000040033 | Functional | Others
13820 | Sunder Singh Bhandari Hospital Chandpole Dh | Autoclave | Yorco : YSI - 401 | 3000040034 | Functional | Yorco Sales Pvt Ltd
13821 | District Hospital Chittorgarh Dh | Suction Machine | Model Not Available | 3000121663 | Functional | Others
13822 | Mathura Das Mathur Hospital Jdh | Phacoemulsification Machine | CataRhex SwissTech | 3000120549 | Functional | Others
13823 | Maharana Bhopal Govt Hospital Medical Collage | Phototherepy Unit | MODEL NOT AVAILABLE | 3000044366 | Functional | Others
13824 | Maharana Bhopal Govt Hospital Medical Collage | Phototherepy Unit | MODEL NOT AVAILABLE | 3000044367 | Functional | Others
13825 | Maharana Bhopal Govt Hospital Medical Collage | Phototherepy Unit | MODEL NOT AVAILABLE | 3000044368 | Functional | Others
13826 | Maharana Bhopal Govt Hospital Medical Collage | Phototherepy Unit | MODEL NOT AVAILABLE | 3000044369 | Functional | Others
13827 | Maharana Bhopal Govt Hospital Medical Collage | Phototherepy Unit | MODEL NOT AVAILABLE | 3000044370 | Functional | Others
13828 | Maharana Bhopal Govt Hospital Medical Collage | Phototherepy Unit | MODEL NOT AVAILABLE | 3000044371 | Functional | Others
13829 | Maharana Bhopal Govt Hospital Medical Collage | Dialysis Unit | MODEL NOT AVAILABLE | 3000052083 | Functional | Others
13830 | Maharana Bhopal Govt Hospital Medical Collage | Dialysis Unit | MODEL NOT AVAILABLE | 3000052084 | Functional | Others
13831 | Maharana Bhopal Govt Hospital Medical Collage | Dialysis Unit | MODEL NOT AVAILABLE | 3000052085 | Functional | Others
13832 | Maharana Bhopal Govt Hospital Medical Collage | Dialysis Unit | MODEL NOT AVAILABLE | 3000052086 | Functional | Others
13833 | Maharana Bhopal Govt Hospital Medical Collage | Dialysis Unit | MODEL NOT AVAILABLE | 300052087 | Functional | Others
13834 | Maharana Bhopal Govt Hospital Medical Collage | Dialysis Unit | MODEL NOT AVAILABLE | 3000052088 | Functional | Others
13835 | Maharana Bhopal Govt Hospital Medical Collage | Dialysis Unit | MODEL NOT AVAILABLE | 3000052106 | Functional | Others
13836 | Maharana Bhopal Govt Hospital Medical Collage | Dialysis Unit | MODEL NOT AVAILABLE | 3000052107 | Functional | Others
13837 | Maharana Bhopal Govt Hospital Medical Collage | Dialysis Unit | MODEL NOT AVAILABLE | 2000029491 | Non Functional Not Repairable | Zeal Medical Pvt Ltd
13838 | Maharana Bhopal Govt Hospital Medical Collage | Dialysis Unit | MODEL NOT AVAILABLE | 3000052109 | Functional | Others
13839 | Maharana Bhopal Govt Hospital Medical Collage | Dialysis Unit | MODEL NOT AVAILABLE | 3000052110 | Functional | Others
13840 | Maharana Bhopal Govt Hospital Medical Collage | Dialysis Unit | MODEL NOT AVAILABLE | 3000052089 | Functional | Others
13841 | Maharana Bhopal Govt Hospital Medical Collage | Dialysis Unit | MODEL NOT AVAILABLE | 3000052090 | Functional | Others
13842 | Maharana Bhopal Govt Hospital Medical Collage | Binocular Microscope | Model Not Available | 3000052176 | Functional | Others
13843 | Maharana Bhopal Govt Hospital Medical Collage | Multi-Para Monitor | Model not available | 3000052165 | Functional | Others
13844 | Jln Central Store Medical College | Multi-Para Monitor | Model not available | 3300/102110 | Non Functional Repairable | Others
13845 | Maharana Bhopal Govt Hospital Medical Collage | Syringe Infusion Pump | Model not available | 3000040775 | Functional | Others
13846 | Maharana Bhopal Govt Hospital Medical Collage | Syringe Infusion Pump | Model not available | 3000040776 | Functional | Others
13847 | Maharana Bhopal Govt Hospital Medical Collage | Syringe Infusion Pump | Model not available | 3000040777 | Functional | Others
13848 | Maharana Bhopal Govt Hospital Medical Collage | Syringe Infusion Pump | Model not available | 3000040778 | Functional | Others
13849 | Maharana Bhopal Govt Hospital Medical Collage | Syringe Infusion Pump | Model not available | 3000040780 | Functional | Others
13850 | Maharana Bhopal Govt Hospital Medical Collage | Syringe Infusion Pump | Model not available | 1402198 | Functional | Others
13851 | Maharana Bhopal Govt Hospital Medical Collage | Syringe Infusion Pump | Model not available | 14022185 | Functional | Others
13852 | Maharana Bhopal Govt Hospital Medical Collage | Syringe Infusion Pump | Model not available | 3000052196 | Functional | Others
13853 | Maharana Bhopal Govt Hospital Medical Collage | Syringe Infusion Pump | Model not available | 1402214 | Functional | Others
13854 | Maharana Bhopal Govt Hospital Medical Collage | Syringe Infusion Pump | Model not available | 1403141 | Functional | Others
13855 | Maharana Bhopal Govt Hospital Medical Collage | Syringe Infusion Pump | Model not available | 3000040545 | Functional | Others
13856 | Maharana Bhopal Govt Hospital Medical Collage | Syringe Infusion Pump | Model not available | 1402231 | Functional | Others
13857 | Maharana Bhopal Govt Hospital Medical Collage | Syringe Infusion Pump | Model not available | 1403125 | Functional | Others
13858 | Maharana Bhopal Govt Hospital Medical Collage | Syringe Infusion Pump | Model not available | 3000040656 | Functional | Others
13859 | Maharana Bhopal Govt Hospital Medical Collage | Syringe Infusion Pump | Model not available | 3000040659 | Functional | Others
13860 | Maharana Bhopal Govt Hospital Medical Collage | Syringe Infusion Pump | Model Not Available | 3000085025 | Functional | Others
13861 | Maharana Bhopal Govt Hospital Medical Collage | Syringe Infusion Pump | Model not available | 3000040661 | Functional | Others
13862 | Achrol Phc | SPHYGMOMANOMETER(BP APPRATUS) | MODEL NOT AVAILABLE | 2000025362 | Functional | Cmho Supply
13863 | Dhanwara Phc | SPHYGMOMANOMETER(BP APPRATUS) | MODEL NOT AVAILABLE | 51234 | Functional | Others
13864 | District Hospital Chittorgarh Dh | Suction Machine | Model Not Available | 3000121672 | Functional | Others
13865 | Chaksu Chc | Binocular Microscope | Model not available | 20049 | Functional | Others
13866 | Achrol Phc | Radiant Heat Warmer | Model Not Available | 2000025363 | Functional | Others
13867 | Nawalgarh Satellite Hospital | Hemoglobin meter | Model Not Available | 2000019638 | Functional | Others
13868 | Maharana Bhopal Govt Hospital Medical Collage | Syringe Infusion Pump | Model not available | 3000040325 | Functional | Others
13869 | Maharana Bhopal Govt Hospital Medical Collage | Syringe Infusion Pump | Model not available | 3000040326 | Functional | Others
13870 | Maharana Bhopal Govt Hospital Medical Collage | Syringe Infusion Pump | Model not available | 3000040327 | Functional | Others
13871 | Maharana Bhopal Govt Hospital Medical Collage | Syringe Infusion Pump | Model not available | 3000040328 | Functional | Others
13872 | District Hospital Chittorgarh Dh | Defibrillator with Cardiac Monitor | Schiller - Defigard 400 | 314D268 | Functional | Schiller Healthcare India Pvt Ltd
13873 | District Hospital Pratapgarh Dh | ECG Machine (Single Channel) | Model Not Available | 3000129972 | Functional | Others
13874 | Maharana Bhopal Govt Hospital Medical Collage | Radiant Heat Warmer | Model Not Available | 3000044372 | Functional | Others
13875 | M G Hospital Bhilwara Dh | SPHYGMOMANOMETER(BP APPRATUS) | MODEL NOT AVAILABLE | 3000125008 | Functional | Others
13876 | Badau Chc Jhunjunu | Radiant Heat Warmer | Zeal - RHW 2101A | 2000021839 | Functional | Others
13877 | Sunder Singh Bhandari Hospital Chandpole Dh | SPHYGMOMANOMETER(BP APPRATUS-Digital) | Model Not Available | 12002994 | Functional | Others
13878 | Sunder Singh Bhandari Hospital Chandpole Dh | SPHYGMOMANOMETER(BP APPRATUS) | Elpro - Stallion 100 Simplex Table | 95602 | Non Functional Repairable | G E Medical Systems
13879 | Sunder Singh Bhandari Hospital Chandpole Dh | 100mA X-Ray Machine | Microsil - ND350 | 3000202472 | Functional | Others
13880 | Bhgera Phc | Nebulizer | MODEL NOT AVAILABLE | 214708 | Functional | Others
13881 | District Sahadat Hospital Tonk Dh | Multi-Para Monitor | Model not available | M014E005731 | Functional | Schiller Healthcare India Pvt Ltd
13882 | District Hospital Pratapgarh Dh | Autoclave | Model not available | 3000129984 | Functional | Others
13883 | Mathura Das Mathur Hospital Jdh | YAG Laser | Model Not Available | 3000120538 | Functional | Others
13884 | Dist Hospital Barmer Dh | Syringe Infusion Pump | SIMTEK - Infutek 405 | 810104 | Functional | Simtek Medico Systems Pvt Ltd
13885 | Mathura Das Mathur Hospital Jdh | C R System | MODEL NOT AVAILABLE | 2000033130 | Functional | Others
13886 | Jln Central Store Medical College | Binocular Microscope | Model Not Available | 248101 | Functional | Others
13887 | District Hospital Pratapgarh Dh | Hydraulic Operation Table | MODEL NOT AVAILABLE | 3000129986 | Functional | Others
13888 | Mathura Das Mathur Hospital Jdh | C R System | Model not available | 3000131061 | Functional | Others
13889 | District Hospital Chittorgarh Dh | Hot Air Oven | Maharana | 6697 | Functional | Maharana Instruments Manufacturing Company
13890 | District Hospital Pratapgarh Dh | Suction Machine | Model Not Available | 3000129989 | Functional | Anand Medicaids Pvt Ltd
13891 | District Hospital Chittorgarh Dh | Mobile ( Portable ) X-Ray Machine | Allengers - MARS 3.5 | 2K11030310O-X/HF | Functional | Allengers Medical Systems Ltd
13892 | Mathura Das Mathur Hospital Jdh | Ultra Sonography (USG) & Colour Dopler Machine | Model not available | 3000131052 | Functional | Others
13893 | Maharana Bhopal Govt Hospital Medical Collage | Blood Cell Counter - 3 part | Model not available | 3000044674 | Functional | Others
13894 | Maharana Bhopal Govt Hospital Medical Collage | Blood Cell Counter - 3 part | Model not available | 3000044675 | Functional | Others
13895 | Maharana Bhopal Govt Hospital Medical Collage | Blood Cell Counter - 3 part | Model not available | 3000044676 | Functional | Others
13896 | Maharana Bhopal Govt Hospital Medical Collage | Blood Cell Counter - 3 part | Model not available | 3000044677 | Functional | Others
13897 | Maharana Bhopal Govt Hospital Medical Collage | Blood Cell Counter - 3 part | Model not available | 3000044678 | Functional | Others
13898 | Maharana Bhopal Govt Hospital Medical Collage | SPHYGMOMANOMETER(BP APPRATUS) | MODEL NOT AVAILABLE | 3000044992 | Functional | Others
13899 | Maharana Bhopal Govt Hospital Medical Collage | Pulse Oxymeter | Model Not Available | 3000044993 | Functional | Others
13900 | Maharana Bhopal Govt Hospital Medical Collage | Pulse Oxymeter | Model Not Available | 3000044994 | Functional | Others
13901 | Maharana Bhopal Govt Hospital Medical Collage | Pulse Oxymeter | Model Not Available | 3000044995 | Functional | Others
13902 | Maharana Bhopal Govt Hospital Medical Collage | Pulse Oxymeter | Model Not Available | 3000044996 | Functional | Others
13903 | Maharana Bhopal Govt Hospital Medical Collage | Pulse Oxymeter | Model Not Available | 3000040375 | Functional | Others
13904 | Maharana Bhopal Govt Hospital Medical Collage | Pulse Oxymeter | Model Not Available | 3000040409 | Functional | Others
13905 | Maharana Bhopal Govt Hospital Medical Collage | Pulse Oxymeter | Model Not Available | 3000040377 | Functional | Others
13906 | Maharana Bhopal Govt Hospital Medical Collage | Pulse Oxymeter | Model Not Available | 3000040378 | Functional | Others
13907 | Setellite Hospital Banipark Satellite | Fetal Doppler | MODEL NOT AVAILABLE | 2000024007 | Functional | Gayatri Sales Corporation Jaipur
13908 | Maharana Bhopal Govt Hospital Medical Collage | ECG Machine (Three Channel ) | Model Not Available | 3000040404 | Functional | Others
13909 | Phalodi Phc | Suction Machine | Model Not Available | 2000020106 | Functional | Cmho Supply
13910 | Maharana Bhopal Govt Hospital Medical Collage | Suction Machine | Model Not Available | 3000044698 | Functional | Others
13911 | Maharana Bhopal Govt Hospital Medical Collage | Suction Machine | Model Not Available | 3000044706 | Functional | Others
13912 | Phalodi Phc | Freezes | MODEL NOT AVAILABLE | 2000020106 | Functional | Others
13913 | Phalodi Phc | Freezes | MODEL NOT AVAILABLE | 2000020108 | Functional | Others
13914 | Chc Phulera | Dental Chair Unit | Model Not Available | 3000089203 | Functional | Others
13915 | Kishangarh Renwal Chc | Autoclave | Model not available | 3000089544 | Functional | Cmho Supply
13916 | Maharana Bhopal Govt Hospital Medical Collage | ECG Machine (Single Channel) | Model Not Available | 3000044999 | Functional | Others
13917 | Maharana Bhopal Govt Hospital Medical Collage | ECG Machine (Single Channel) | Model Not Available | 300004445000 | Functional | Others
13918 | Maharana Bhopal Govt Hospital Medical Collage | ECG Machine (Single Channel) | Model Not Available | 3000040373 | Functional | Others
13919 | Maharana Bhopal Govt Hospital Medical Collage | Dialysis Unit | MODEL NOT AVAILABLE | 3000052091 | Functional | Others
13920 | Maharana Bhopal Govt Hospital Medical Collage | Dialysis Unit | MODEL NOT AVAILABLE | 3000052092 | Functional | Others
13921 | Maharana Bhopal Govt Hospital Medical Collage | Dialysis Unit | MODEL NOT AVAILABLE | 3000052093 | Functional | Others
13922 | Maharana Bhopal Govt Hospital Medical Collage | Dialysis Unit | MODEL NOT AVAILABLE | 3000052100 | Functional | Others
13923 | Maharana Bhopal Govt Hospital Medical Collage | Dialysis Unit | MODEL NOT AVAILABLE | 300052101 | Functional | Others
13924 | Maharana Bhopal Govt Hospital Medical Collage | Dialysis Unit | MODEL NOT AVAILABLE | 3000052102 | Functional | Others
13925 | Maharana Bhopal Govt Hospital Medical Collage | Dialysis Unit | MODEL NOT AVAILABLE | 3000052103 | Functional | Others
13926 | Maharana Bhopal Govt Hospital Medical Collage | Dialysis Unit | MODEL NOT AVAILABLE | 3000052104 | Functional | Others
13927 | Maharana Bhopal Govt Hospital Medical Collage | Dialysis Unit | MODEL NOT AVAILABLE | 3000052105 | Functional | Others
13928 | Sunder Singh Bhandari Hospital Chandpole Dh | Nebulizer | NE-C28 | 20120906063UF | Functional | Omron Health Care
13929 | M G Hospital Bhilwara Dh | Pulse Oxymeter | Model Not Available | 3000125010 | Functional | Others
13930 | M G Hospital Bhilwara Dh | Pulse Oxymeter | Model Not Available | 3000125011 | Functional | Others
13931 | Jln Central Store Medical College | Ventilator | Model Not Available | EL2D1211006 | Functional | Others
13932 | Alsisar Phc | SPHYGMOMANOMETER(BP APPRATUS) | MODEL NOT AVAILABLE | 2000021791 | Non Functional Repairable | Others
13933 | M G Hospital Bhilwara Dh | Syringe Needle Destroyer | Nulife - Dots | 3000125012 | Functional | Others
13934 | District Hospital Chittorgarh Dh | Oxygen Concentrator | MODEL NOT AVAILABLE | 2000029498 | Non Functional Not Repairable | Others
13935 | Mathura Das Mathur Hospital Jdh | Multi-Para Monitor | MODEL NOT AVAILABLE | 2000029500 | Non Functional Not Repairable | Others
13936 | Mathura Das Mathur Hospital Jdh | Binocular Microscope | Model Not Available | 3000120539 | Functional | Others
13937 | Badau Chc Jhunjunu | Baby Weighing Machine | Model Not Available | 2000021840 | Functional | Others
13938 | Jln Central Store Medical College | Multi-Para Monitor | Star 50 ( L and T ) | A10SE00158 | Functional | Larsen And Tourbo Ltd
13939 | Dist Hospital Barmer Dh | Syringe Infusion Pump | SIMTEK - Infutek 405 | 08101045A-P09 | Functional | Simtek Medico Systems Pvt Ltd
13940 | Mathura Das Mathur Hospital Jdh | C R System | Model not available | 3000131059 | Functional | Others
13941 | Badau Chc Jhunjunu | Binocular Microscope | PZB 22 | 2000021848 | Functional | Others
13942 | M G Hospital Bhilwara Dh | Centrifuge Machine ( 4 Tube ) | Model not available | 3000125098 | Functional | Others
13943 | Jln Central Store Medical College | Binocular Microscope | Model Not Available | 2000033091 | Functional | Others
13944 | District Sahadat Hospital Tonk Dh | C-Arm Machine | MODEL NOT AVAILABLE | 3000202620 | Functional | Others
13945 | Maharana Bhopal Govt Hospital Medical Collage | Indirect Ophthalmoscope | Model Not Available | 3000052082 | Functional | Others
13946 | District Hospital Chittorgarh Dh | O.T. Light Single Dome | MODEL NOT AVAILABLE | 3000121671 | Functional | Cognate India
13947 | Achrol Phc | Syringe Needle Destroyer | Microsil - ND350 | 7234 | Functional | Cmho Supply
13948 | Chaksu Chc | Freezes | MODEL NOT AVAILABLE | 3000230506 | Functional | Electro Pvt Ltd Hydrabad
13949 | Maharana Bhopal Govt Hospital Medical Collage | Pulse Oxymeter | Model Not Available | 3000043899 | Functional | Others
13950 | Maharana Bhopal Govt Hospital Medical Collage | Pulse Oxymeter | Model Not Available | 3000043903 | Functional | Others
13951 | Maharana Bhopal Govt Hospital Medical Collage | Pulse Oxymeter | Model Not Available | 3000043905 | Functional | Others
13952 | Maharana Bhopal Govt Hospital Medical Collage | Pulse Oxymeter | Model Not Available | 3000040321 | Functional | Others
13953 | Maharana Bhopal Govt Hospital Medical Collage | Pulse Oxymeter | Model Not Available | 3000040320 | Functional | Others
13954 | Achrol Phc | Radiant Heat Warmer | Model Not Available | 911 | Functional | Cmho Supply
13955 | Maharana Bhopal Govt Hospital Medical Collage | A Scan Ultrasonic Biometer | Model Not Available | 3000052070 | Functional | Others
13956 | Chc Phulera | Radiant Heat Warmer | Zeal - RHW 2101A | 0913/1983 | Functional | Zeal Medical Pvt Ltd
13957 | Paharsar Phc | Binocular Microscope | Model Not Available | 2000003320 | Functional | Others
13958 | Jhel Ka Bada Phc | SPHYGMOMANOMETER(BP APPRATUS-Digital) | Model Not Available | 3000086087 | Functional | Others
13959 | Kishangarh Renwal Chc | Hydraulic Operation Table | MODEL NOT AVAILABLE | 3000089531 | Functional | Surgi Sun
13960 | Kishangarh Renwal Chc | Syringe Needle Destroyer | Model not available | 3000089532 | Functional | Others
13961 | Maharana Bhopal Govt Hospital Medical Collage | SPHYGMOMANOMETER(BP APPRATUS) | MODEL NOT AVAILABLE | 3000044955 | Functional | Others
13962 | Paharsar Phc | SPHYGMOMANOMETER(BP APPRATUS) | MODEL NOT AVAILABLE | 2000003313 | Functional | Elite Scientific Corporation
13963 | Lalsot Chc | ECG Monitor | Schiller - Truscope Mini | 3000081554 | Functional | Schiller Healthcare India Pvt Ltd
13964 | Lotwara Phc | SPHYGMOMANOMETER(BP APPRATUS) | MODEL NOT AVAILABLE | 3000081341 | Functional | Cmho Supply
13965 | Maharana Bhopal Govt Hospital Medical Collage | ECG Machine (Single Channel) | Model Not Available | 3000044961 | Functional | Others
13966 | Maharana Bhopal Govt Hospital Medical Collage | ECG Machine (Single Channel) | Model Not Available | 3000040315 | Functional | Others
13967 | Maharana Bhopal Govt Hospital Medical Collage | ECG Machine (Single Channel) | Model Not Available | 3000040316 | Functional | Others
13968 | Maharana Bhopal Govt Hospital Medical Collage | ECG Machine (Single Channel) | Model Not Available | 3000040317 | Functional | Others
13969 | Maharana Bhopal Govt Hospital Medical Collage | ECG Machine (Single Channel) | Model Not Available | 3000040318 | Functional | Others
13970 | Maharana Bhopal Govt Hospital Medical Collage | ECG Machine (Single Channel) | Model Not Available | 3000040511 | Functional | Others
13971 | District Hospital Chittorgarh Dh | Syringe Needle Destroyer | Model not available | 3000121743 | Functional | Others
13972 | Jln Central Store Medical College | ECG Monitor | Model not available | 632WA | Functional | Others
13973 | Maharana Bhopal Govt Hospital Medical Collage | Binocular Microscope | Model Not Available | 3000040943 | Functional | Others
13974 | Maharana Bhopal Govt Hospital Medical Collage | Binocular Microscope | Model Not Available | 3000040944 | Functional | Others
13975 | Maharana Bhopal Govt Hospital Medical Collage | Binocular Microscope | Model Not Available | 3000040945 | Functional | Others
13976 | Duni Chc | Blood Cell Counter - 3 part | Horiba - ABX Micros ES 60 | 3000080019 | Functional | Horiba India Pvt Ltd
13977 | Mathura Das Mathur Hospital Jdh | STABILIZER | MODEL NOT AVAILABLE | 3000120588 | Functional | Others
13978 | Maharana Bhopal Govt Hospital Medical Collage | Hot Air Oven | Yorco - YSI - 431D | 3000040946 | Functional | Others
13979 | Gudhagodji Chc | SPHYGMOMANOMETER(BP APPRATUS) | MODEL NOT AVAILABLE | 2000019577 | Non Functional Repairable | Others
13980 | Mathura Das Mathur Hospital Jdh | STABILIZER | MODEL NOT AVAILABLE | 30001220587 | Functional | Others
13981 | Mathura Das Mathur Hospital Jdh | Syringe Infusion Pump | Allied - Syrn 200 | 3000131690 | Functional | Alleid Medical Limited
13982 | Mathura Das Mathur Hospital Jdh | Syringe Infusion Pump | Allied - Syrn 200 | 3000131694 | Functional | Alleid Medical Limited
13983 | Maharana Bhopal Govt Hospital Medical Collage | ECG Machine (Single Channel) | Model Not Available | 3000040627 | Not in use | Others
13984 | Mathura Das Mathur Hospital Jdh | Nebulizer | Model not available | 2000022256 | Functional | Others
13985 | Mathura Das Mathur Hospital Jdh | Mobile ( Portable ) X-Ray Machine | Allengers - MARS 3.5 | 3000131697 | Functional | Others
13986 | Govt Bangur Hopital Pali Dh | Autoclave | Model not available | 3000124763 | Functional | Others
13987 | Maharana Bhopal Govt Hospital Medical Collage | Centrifuge Machine ( 4 Tube ) | Model not available | 3000204011 | Functional | Others
13988 | Maharana Bhopal Govt Hospital Medical Collage | Centrifuge Machine ( 4 Tube ) | Model not available | 3000204012 | Functional | Others
13989 | Mathura Das Mathur Hospital Jdh | Multi-Para Monitor | Microlux - 16 | BJ13169 | Functional | Others
13990 | Maharana Bhopal Govt Hospital Medical Collage | Nebulizer | MODEL NOT AVAILABLE | 3000040632 | Functional | Others
13991 | District Sahadat Hospital Tonk Dh | Instrument Sterilizer | Model Not Available | 3000088247 | Functional | Others
13992 | Mathura Das Mathur Hospital Jdh | Centrifuge Machine ( 4 Tube ) | Model not available | 1078 | Functional | Remi Electrotechnik Ltd
13993 | Govt Bangur Hopital Pali Dh | Defibrillator with Cardiac Monitor | Schiller - Defigard 400 | 3000131583 | Functional | Schiller Healthcare India Pvt Ltd
13994 | Maharana Bhopal Govt Hospital Medical Collage | Defibrillator | MODEL NOT AVAILABLE | 3000040615 | Functional | Others
13995 | District Sahadat Hospital Tonk Dh | Syringe Needle Destroyer | Model not available | 3000088250 | Functional | Others
13996 | Govt Bangur Hopital Pali Dh | Blood Bank Refrigerator | Model not available | BE04G4E26000B2A56014 | Functional | Haier Appliances India Pvt
13997 | Maharana Bhopal Govt Hospital Medical Collage | Baby Weighing Machine | Model Not Available | 3000052480 | Functional | Others
13998 | Boraj Phc | Syringe Needle Destroyer | Microsil ND 20 | 289 | Functional | Cmho Supply
13999 | Gangori Hospital | SPHYGMOMANOMETER(BP APPRATUS) | MODEL NOT AVAILABLE | 3000230689 | Functional | Others
14000 | Bhonawas Phc | Centrifuge Machine ( 4 Tube ) | Model not available | 2000022219 | Functional | Others
14001 | Maharana Bhopal Govt Hospital Medical Collage | Multi-Para Monitor | Model not available | 3000052201 | Functional | Others
14002 | Maharana Bhopal Govt Hospital Medical Collage | Multi-Para Monitor | Model not available | 3000052401 | Functional | Others
14003 | Maharana Bhopal Govt Hospital Medical Collage | Radiant Heat Warmer | Model Not Available | 3000043857 | Functional | Others
14004 | Maharana Bhopal Govt Hospital Medical Collage | Radiant Heat Warmer | Model Not Available | 3000043858 | Functional | Others
14005 | Maharana Bhopal Govt Hospital Medical Collage | Radiant Heat Warmer | Model Not Available | 3000043859 | Functional | Others
14006 | Maharana Bhopal Govt Hospital Medical Collage | Radiant Heat Warmer | Model Not Available | 3000043860 | Functional | Others
14007 | Chc Phulera | Labour Table | Model Not Available | 3000089207 | Functional | Others
14008 | Phalodi Phc | Monocular Microscope | Model not available | 2000020111 | Functional | Cmho Supply
14009 | Gangori Hospital | Defibrillator | MODEL NOT AVAILABLE | 3000230718 | Functional | Others
14010 | Banethi Phc | Blood Bank Refrigerator | Model not available | 2000022357 | Functional | Haier Appliances India Pvt
14011 | Kishangarh Renwal Chc | Nebulizer | CN-01WB | 3000089549 | Functional | Infinity Mediquip India
14012 | Gangori Hospital | Defibrillator | MODEL NOT AVAILABLE | 3000230720 | Functional | Others
14013 | Kishangarh Renwal Chc | Centrifuge Machine ( 8 Tube) | REMI - R4C | 3000089551 | Functional | Cmho Supply
14014 | Maharana Bhopal Govt Hospital Medical Collage | Multi-Para Monitor | ND - 102 | 3000056577 | Functional | Others
14015 | Maharana Bhopal Govt Hospital Medical Collage | Multi-Para Monitor | INNOAVA | 3000040759 | Functional | Others
14016 | Maharana Bhopal Govt Hospital Medical Collage | Multi-Para Monitor | INNOAVA | 3000040760 | Functional | Others
14017 | Maharana Bhopal Govt Hospital Medical Collage | Multi-Para Monitor | INNOAVA | 3000052356 | Functional | Others
14018 | Maharana Bhopal Govt Hospital Medical Collage | Multi-Para Monitor | INNOAVA | 3000052357 | Functional | Others
14019 | Maharana Bhopal Govt Hospital Medical Collage | Multi-Para Monitor | INNOAVA | 3000052358 | Functional | Others
14020 | Maharana Bhopal Govt Hospital Medical Collage | Multi-Para Monitor | INNOAVA | 3000052359 | Functional | Others
14021 | Bhonawas Phc | Syringe Needle Destroyer | Model not available | 2000022232 | Functional | Others
14022 | Badau Chc Jhunjunu | SPHYGMOMANOMETER(BP APPRATUS) | MODEL NOT AVAILABLE | 2000021836 | Functional | Others
14023 | Dist Hospital Barmer Dh | SPHYGMOMANOMETER(BP APPRATUS) | MODEL NOT AVAILABLE | 3000124561 | Functional | Others
14024 | Mathura Das Mathur Hospital Jdh | Mobile ( Portable ) X-Ray Machine | Model not available | 3000131051 | Functional | Others
14025 | District Hospital Pratapgarh Dh | SPHYGMOMANOMETER(BP APPRATUS) | Pagoda | 300012994 | Functional | Others
14026 | Jln Central Store Medical College | Binocular Microscope | Model Not Available | 2000033032 | Functional | Others
14027 | Bhgera Phc | Syringe Needle Destroyer | BS-949 | 2000019626 | Functional | Bhasin Sons Private Limited
14028 | Mathura Das Mathur Hospital Jdh | 300mA X-Ray Machine | Model not available | 3000131056 | Functional | Others
14029 | District Hospital Pratapgarh Dh | Syringe Needle Destroyer | Model not available | 3000129995 | Functional | Others
14030 | Bhgera Phc | Syringe Needle Destroyer | BS-949 | 2000019627 | Functional | Bhasin Sons Private Limited
14031 | Badau Chc Jhunjunu | SPHYGMOMANOMETER(BP APPRATUS) | Pagoda | 2000021837 | Non Functional Repairable | Others
14032 | District Hospital Chittorgarh Dh | Glucometer | Model not available | 3000121836 | Functional | Others
14033 | Dist Hospital Barmer Dh | Spot Light ( Portable ) | Model Not Available | 3000131485 | Non Functional Not Repairable | Cognate India
14034 | District Hospital Pratapgarh Dh | Suction Machine | Model Not Available | 3000129997 | Functional | Others
14035 | M G Hospital Bhilwara Dh | Incubator | MODEL NOT AVAILABLE | 3000125103 | Functional | Others
14036 | District Hospital Chittorgarh Dh | Freezes | MODEL NOT AVAILABLE | 3000121838 | Functional | Rhsdp Supply
14037 | Maharana Bhopal Govt Hospital Medical Collage | Radiant Heat Warmer | Model Not Available | 3000043920 | Functional | Others
14038 | Maharana Bhopal Govt Hospital Medical Collage | Radiant Heat Warmer | Model Not Available | 3000043921 | Functional | Others
14039 | Maharana Bhopal Govt Hospital Medical Collage | Radiant Heat Warmer | Model Not Available | 3000043923 | Functional | Others
14040 | Maharana Bhopal Govt Hospital Medical Collage | Radiant Heat Warmer | Model Not Available | 3000043925 | Functional | Others
14041 | Maharana Bhopal Govt Hospital Medical Collage | Radiant Heat Warmer | Model Not Available | 3000043926 | Functional | Others
14042 | Maharana Bhopal Govt Hospital Medical Collage | Radiant Heat Warmer | Model Not Available | 3000043863 | Functional | Others
14043 | Maharana Bhopal Govt Hospital Medical Collage | Radiant Heat Warmer | Model Not Available | 3000043864 | Functional | Others
14044 | Maharana Bhopal Govt Hospital Medical Collage | Radiant Heat Warmer | Model Not Available | 3000043865 | Functional | Others
14045 | Maharana Bhopal Govt Hospital Medical Collage | Radiant Heat Warmer | Model Not Available | 3000043866 | Functional | Others
14046 | Maharana Bhopal Govt Hospital Medical Collage | Radiant Heat Warmer | Model Not Available | 3000043867 | Functional | Others
14047 | Maharana Bhopal Govt Hospital Medical Collage | Radiant Heat Warmer | Model Not Available | 3000043868 | Functional | Others
14048 | Paharsar Phc | Weighing Machine | MODEL NOT AVAILABLE | 2000003311 | Non Functional Repairable | Others
14049 | Lotwara Phc | SPHYGMOMANOMETER(BP APPRATUS) | MODEL NOT AVAILABLE | 3000081343 | Functional | Cmho Supply
14050 | Maharana Bhopal Govt Hospital Medical Collage | YAG Laser | Model Not Available | 3000052060 | Functional | Others
14051 | Ladusar Phc | SPHYGMOMANOMETER(BP APPRATUS-Digital) | Model Not Available | 2000019437 | Functional | Others
14052 | Jhel Ka Bada Phc | Hemoglobin meter | Model Not Available | 3000086083 | Functional | Others
14053 | Lotwara Phc | Radiant Heat Warmer | Zeal - RHW 2101A | 1091311881 | Functional | Cmho Supply
14054 | Maharana Bhopal Govt Hospital Medical Collage | Nebulizer | MODEL NOT AVAILABLE | 3000040696 | Functional | Others
14055 | Maharana Bhopal Govt Hospital Medical Collage | Nebulizer | MODEL NOT AVAILABLE | 3000040697 | Functional | Others
14056 | Maharana Bhopal Govt Hospital Medical Collage | Nebulizer | MODEL NOT AVAILABLE | 3000040698 | Functional | Others
14057 | Maharana Bhopal Govt Hospital Medical Collage | Echocardiography System | Model Not Available | 3000044949 | Functional | Others
14058 | Maharana Bhopal Govt Hospital Medical Collage | SPHYGMOMANOMETER(BP APPRATUS) | MODEL NOT AVAILABLE | 3000044835 | Functional | Others
14059 | Maharana Bhopal Govt Hospital Medical Collage | Multi-Para Monitor | Star 50 ( L and T ) | 3000040510 | Functional | Others
14060 | Maharana Bhopal Govt Hospital Medical Collage | Baby Weighing Machine | Model Not Available | 3000044836 | Functional | Others
14061 | Maharana Bhopal Govt Hospital Medical Collage | Syringe Needle Destroyer | Model not available | 3000044837 | Functional | Others
14062 | Maharana Bhopal Govt Hospital Medical Collage | Pulse Oxymeter | Model Not Available | 3000043798 | Functional | Others
14063 | Maharana Bhopal Govt Hospital Medical Collage | Pulse Oxymeter | Model Not Available | 3000043796 | Functional | Others
14064 | Maharana Bhopal Govt Hospital Medical Collage | Pulse Oxymeter | Model Not Available | 3000043794 | Functional | Others
14065 | Maharana Bhopal Govt Hospital Medical Collage | Pulse Oxymeter | Model Not Available | 3000040769 | Functional | Others
14066 | Maharana Bhopal Govt Hospital Medical Collage | Pulse Oxymeter | Model Not Available | 3000040770 | Functional | Others
14067 | Maharana Bhopal Govt Hospital Medical Collage | Pulse Oxymeter | Model Not Available | 3000040771 | Functional | Others
14068 | Maharana Bhopal Govt Hospital Medical Collage | Pulse Oxymeter | Model Not Available | 3000040772 | Functional | Others
14069 | Shivard Phc | Freezes | MODEL NOT AVAILABLE | 11101135 | Functional | Cmho Supply
14070 | Maharana Bhopal Govt Hospital Medical Collage | Multi-Para Monitor | Star 50 ( L and T ) | 3000040531 | Functional | Others
14071 | Maharana Bhopal Govt Hospital Medical Collage | Multi-Para Monitor | Star 50 ( L and T ) | 3000040533 | Functional | Others
14072 | Maharana Bhopal Govt Hospital Medical Collage | Multi-Para Monitor | Star 50 ( L and T ) | 3000040535 | Functional | Others
14073 | District Hospital Chittorgarh Dh | Suction Machine | Model Not Available | 3000121776 | Functional | Others
14074 | Maharana Bhopal Govt Hospital Medical Collage | Centrifuge Machine ( 4 Tube ) | Model not available | 3000040913 | Functional | Others
14075 | Govt Bangur Hopital Pali Dh | SPHYGMOMANOMETER(BP APPRATUS) | MODEL NOT AVAILABLE | 12N287 | Functional | Others
14076 | Maharana Bhopal Govt Hospital Medical Collage | Ventilator | Model Not Available | 3000040616 | Functional | Others
14077 | District Sahadat Hospital Tonk Dh | Slit Lamp | Model Not Available | 3000088252 | Non Functional Repairable | Others
14078 | Maharana Bhopal Govt Hospital Medical Collage | SPHYGMOMANOMETER(BP APPRATUS) | MODEL NOT AVAILABLE | 3000044891 | Functional | Others
14079 | Maharana Bhopal Govt Hospital Medical Collage | SPHYGMOMANOMETER(BP APPRATUS) | MODEL NOT AVAILABLE | 30000406334 | Functional | Others
14080 | Maharana Bhopal Govt Hospital Medical Collage | Nebulizer | MODEL NOT AVAILABLE | 3000044882 | Functional | Others
14081 | Maharana Bhopal Govt Hospital Medical Collage | Syringe Needle Destroyer | Model not available | 3000044883 | Functional | Others
14082 | District Sahadat Hospital Tonk Dh | Slit Lamp | Model Not Available | 3000088255 | Functional | Others
14083 | Govt Bangur Hopital Pali Dh | Weighing Machine | MODEL NOT AVAILABLE | 2000035095 | Functional | Others
14084 | Maharana Bhopal Govt Hospital Medical Collage | Suction Machine | Model Not Available | 3000044846 | Functional | Others
14085 | Govt Bangur Hopital Pali Dh | SPHYGMOMANOMETER(BP APPRATUS) | MODEL NOT AVAILABLE | 2000035098 | Functional | Others
14086 | Mathura Das Mathur Hospital Jdh | Slit Lamp | Model Not Available | 7701015 | Functional | Labomed
14087 | Govt Bangur Hopital Pali Dh | Syringe Needle Destroyer | Model not available | 2000035097 | Functional | Others
14088 | Govt Bangur Hopital Pali Dh | Labour Table | Model Not Available | 2000035098 | Functional | Others
14089 | Mathura Das Mathur Hospital Jdh | Slit Lamp | Model Not Available | 3000120555 | Functional | Others
14090 | Maharana Bhopal Govt Hospital Medical Collage | Ventilator | Model Not Available | 3000040639 | Functional | Others
14091 | Govt Bangur Hopital Pali Dh | Spot Light ( Portable ) | Model Not Available | 2000035099 | Functional | Others
14092 | Maharana Bhopal Govt Hospital Medical Collage | Monocular Microscope | Model not available | 3000044913 | Functional | Others
14093 | Maharana Bhopal Govt Hospital Medical Collage | Pulse Oxymeter | Model Not Available | 3000040640 | Functional | Others
14094 | Maharana Bhopal Govt Hospital Medical Collage | Freezes | MODEL NOT AVAILABLE | 3000040635 | Functional | Others
14095 | Maharana Bhopal Govt Hospital Medical Collage | Syringe Needle Destroyer | Model not available | 3000044777 | Functional | Others
14096 | Maharana Bhopal Govt Hospital Medical Collage | Nebulizer | MODEL NOT AVAILABLE | 3000040695 | Functional | Others
14097 | Maharana Bhopal Govt Hospital Medical Collage | Glucometer | Model not available | 3000040685 | Functional | Others
14098 | Balesar Phc | Binocular Microscope | RSL - 4B | 2000022500 | Functional | Radical Scientific Instruments Pvt Ltd
14099 | Maharana Bhopal Govt Hospital Medical Collage | Pulse Oxymeter | Model Not Available | 3000040683 | Functional | Others
14100 | Balesar Phc | Centrifuge Machine ( 8 Tube) | Model Not Available | 2000022501 | Functional | Others
14101 | Bhonawas Phc | Blood Bank Refrigerator | Model not available | 2000022233 | Functional | Others
14102 | Bhonawas Phc | Blood Bank Refrigerator | Model not available | 2000022234 | Functional | Others
14103 | Bhonawas Phc | Suction Machine | Model Not Available | 2000022235 | Functional | Others
14104 | Dispensary Mini Secretariat City | Syringe Needle Destroyer | Model not available | 4470 | Functional | Others
14105 | Maharana Bhopal Govt Hospital Medical Collage | Dental Chair Unit | Model Not Available | 3000052056 | Functional | Others
14106 | Jln Central Store Medical College | Instrument Sterilizer | Model Not Available | 33111273 | Functional | Others
14107 | Chc Phulera | FOGGING MACHINE | MODEL NOT AVAILABLE | 3000089213 | Non Functional Not Repairable | Linco Scientific Instruments And Chemicals (P) Ltd
14108 | District Hospital Chittorgarh Dh | ECG Machine (Single Channel) | Model Not Available | 3000121915 | Functional | Bpl Medical Technologies
14109 | Boraj Phc | Binocular Microscope | Model Not Available | 3000089141 | Functional | Cmho Supply
14110 | Maharana Bhopal Govt Hospital Medical Collage | O.T. Light Single Dome | MODEL NOT AVAILABLE | 3000052487 | Not in use | Others
14111 | Karansar Phc | Spot Light ( Portable ) | Model Not Available | 3000089083 | Functional | Others
14112 | Boraj Phc | X-Ray Viewer Box | Model Not Available | 3000089148 | Functional | Others
14113 | Shivard Phc | Suction Machine | Model Not Available | 3000084064 | Non Functional Repairable | Cmho Supply
14114 | Maharana Bhopal Govt Hospital Medical Collage | Phototherepy Unit | MODEL NOT AVAILABLE | 3000043878 | Not in use | Others
14115 | Maharana Bhopal Govt Hospital Medical Collage | Phototherepy Unit | MODEL NOT AVAILABLE | 3000043879 | Not in use | Others
14116 | Nohar Chc | Syringe Needle Destroyer | Model not available | 5232 | Functional | Others
14117 | Maharana Bhopal Govt Hospital Medical Collage | Defibrillator | MODEL NOT AVAILABLE | 3000052375 | Functional | Others
14118 | Maharana Bhopal Govt Hospital Medical Collage | Defibrillator | MODEL NOT AVAILABLE | 3000052378 | Functional | Others
14119 | Karansar Phc | Baby Weighing Machine | Model Not Available | 3000089084 | Functional | Cmho Supply
14120 | Kishangarh Renwal Chc | SPHYGMOMANOMETER(BP APPRATUS) | MODEL NOT AVAILABLE | 981320636 | Functional | Cmho Supply
14121 | Maharana Bhopal Govt Hospital Medical Collage | Blood Bank Refrigerator | Model not available | 3000040450 | Functional | Others
14122 | Maharana Bhopal Govt Hospital Medical Collage | Radiant Heat Warmer | Model Not Available | 3000043881 | Functional | Others
14123 | Bhonawas Phc | SPHYGMOMANOMETER(BP APPRATUS) | MODEL NOT AVAILABLE | 2000022224 | Functional | Others
14124 | Karansar Phc | Fetal Doppler | MODEL NOT AVAILABLE | 3000089085 | Functional | Others
14125 | Chandawaji Phc | SPHYGMOMANOMETER(BP APPRATUS) | MODEL NOT AVAILABLE | 1122006120260 | Non Functional Repairable | Others
14126 | Maharana Bhopal Govt Hospital Medical Collage | Radiant Heat Warmer | Model Not Available | 3000043869 | Functional | Others
14127 | Maharana Bhopal Govt Hospital Medical Collage | Radiant Heat Warmer | Model Not Available | 3000043813 | Functional | Others
14128 | Maharana Bhopal Govt Hospital Medical Collage | Radiant Heat Warmer | Model Not Available | 3000043814 | Functional | Others
14129 | Maharana Bhopal Govt Hospital Medical Collage | Radiant Heat Warmer | Model Not Available | 3000043817 | Functional | Others
14130 | Maharana Bhopal Govt Hospital Medical Collage | Radiant Heat Warmer | Model Not Available | 3000043818 | Functional | Others
14131 | Maharana Bhopal Govt Hospital Medical Collage | Radiant Heat Warmer | Model Not Available | 3000043819 | Functional | Others
14132 | Maharana Bhopal Govt Hospital Medical Collage | Radiant Heat Warmer | Model Not Available | 3000052257 | Functional | Others
14133 | Maharana Bhopal Govt Hospital Medical Collage | Radiant Heat Warmer | Model Not Available | 3000052258 | Functional | Others
14134 | Maharana Bhopal Govt Hospital Medical Collage | Radiant Heat Warmer | Model Not Available | 3000052259 | Functional | Others
14135 | Maharana Bhopal Govt Hospital Medical Collage | Radiant Heat Warmer | Model Not Available | 3000052260 | Functional | Others
14136 | Maharana Bhopal Govt Hospital Medical Collage | Radiant Heat Warmer | Model Not Available | 3000052261 | Functional | Others
14137 | Maharana Bhopal Govt Hospital Medical Collage | Radiant Heat Warmer | Model Not Available | 3000052262 | Functional | Others
14138 | Dist Hospital Barmer Dh | Multi-Para Monitor | Model not available | 5207 | Functional | Larsen And Tourbo Ltd
14139 | District Hospital Chittorgarh Dh | Binocular Microscope | Model Not Available | 3000121524 | Functional | Ajay Optical India
14140 | M G Hospital Bhilwara Dh | Fully Automated Clinical Chemistry Analyzer | Transasia - ERBA XL 300 | 3000125106 | Functional | Others
14141 | Jln Central Store Medical College | Instrument Sterilizer | Model Not Available | 2000032317 | Functional | Others
14142 | District Hospital Chittorgarh Dh | Freezes | MODEL NOT AVAILABLE | 3000121856 | Functional | Others
14143 | District Hospital Pratapgarh Dh | Mobile ( Portable ) X-Ray Machine | Model not available | 2K1101303109X/HF | Functional | Allengers Medical Systems Ltd
14144 | Mathura Das Mathur Hospital Jdh | Syringe Infusion Pump | Allied - Syrn 200 | 3000131682 | Functional | Others
14145 | Jln Central Store Medical College | ECG Machine (Single Channel) | Model Not Available | 2000032319 | Functional | Others
14146 | Mathura Das Mathur Hospital Jdh | ENT Patient Chair | Model not available | 3000131665 | Functional | Others
14147 | R K District Hospital Rajsamand Dh | Defibrillator with Cardiac Monitor | BPL - DF 2389 | A10SE0332 | Functional | Others
14148 | Bugala Phc Jhunjhunu | Weighing Machine | MODEL NOT AVAILABLE | 2000019608 | Functional | Others
14149 | R K District Hospital Rajsamand Dh | Pulse Oxymeter | Model Not Available | C09P0298/0296/0299 | Functional | Others
14150 | Mandawa Chc | Syringe Needle Destroyer | Microsil - ND350 | 6136 | Functional | Others
14151 | Bhgera Phc | Syringe Needle Destroyer | Nulife - Dots | 2000019629 | Functional | Mrk Healthcare Pvt Ltd Delhi
14152 | Karansar Phc | Centrifuge Machine ( 8 Tube) | Model Not Available | 3000089065 | Functional | Others
14153 | Shivard Phc | Freezes | MODEL NOT AVAILABLE | 3000084041 | Functional | Cmho Supply
14154 | Banethi Phc | Glucometer | Model not available | 2000022345 | Functional | Others
14155 | Shivard Phc | Syringe Needle Destroyer | Microsil - ND350 | 9317 | Functional | Cmho Supply
14156 | Banethi Phc | Centrifuge Machine ( 8 Tube) | Model Not Available | 2000022344 | Functional | Remi Electrotechnik Ltd
14157 | Shivard Phc | Weighing Machine | MODEL NOT AVAILABLE | 3000084044 | Functional | Cmho Supply
14158 | District Hospital Chittorgarh Dh | Suction Machine | Model Not Available | 3000121773 | Functional | Others
14159 | Karansar Phc | Hemoglobin meter | Model Not Available | 3000089069 | Functional | Others
14160 | Shivard Phc | Autoclave | Model not available | 2423 | Functional | Cmho Supply
14161 | Banethi Phc | ESR Stand | Model not available | 2000022348 | Functional | Others
14162 | Gangori Hospital | SPHYGMOMANOMETER(BP APPRATUS) | MODEL NOT AVAILABLE | 3000230694 | Functional | Others
14163 | Karansar Phc | Binocular Microscope | RSL - 4B | 3000089071 | Non Functional Repairable | Cmho Supply
14164 | Boraj Phc | Binocular Microscope | Redical - RLX 48 | 3000089126 | Functional | Cmho Supply
14165 | Banethi Phc | Spot Light ( Portable ) | Model Not Available | 2000022350 | Functional | Others
14166 | Gangori Hospital | SPHYGMOMANOMETER(BP APPRATUS) | MODEL NOT AVAILABLE | 3000230704 | Functional | Others
14167 | Maharana Bhopal Govt Hospital Medical Collage | Multi-Para Monitor | Schiller - Truscope Classic | 3000040773 | Functional | Others
14168 | Banethi Phc | Labour Table | Model Not Available | 2000022354 | Functional | Others
14169 | Shivard Phc | Labour Table | Model Not Available | 3000084046 | Functional | Others
14170 | Shivard Phc | Syringe Needle Destroyer | Model not available | 3000084049 | Functional | Cmho Supply
14171 | Gangori Hospital | Defibrillator | MODEL NOT AVAILABLE | 3000230693 | Functional | Others
14172 | Maharana Bhopal Govt Hospital Medical Collage | ECG Machine (Three Channel ) | Medicaid - CardioFax 3R | 3000052484 | Functional | Others
14173 | Boraj Phc | Syringe Needle Destroyer | Model not available | 3715 | Functional | Cmho Supply
14174 | District Hospital Chittorgarh Dh | ECG Machine (Single Channel) | Model Not Available | 3000121769 | Functional | Others
14175 | Maharana Bhopal Govt Hospital Medical Collage | Incubator | MODEL NOT AVAILABLE | 3000043979 | Functional | Others
14176 | Karansar Phc | Ice lined refrigerator | MF - 144 | 90405901 | Functional | Others
14177 | Maharana Bhopal Govt Hospital Medical Collage | C. T. Scanner | TSX-021B | 3000040512 | Functional | Others
14178 | Maharana Bhopal Govt Hospital Medical Collage | Pulse Oxymeter | Model Not Available | 3000040684 | Not in use | Others
14179 | Maharana Bhopal Govt Hospital Medical Collage | SPHYGMOMANOMETER(BP APPRATUS) | MODEL NOT AVAILABLE | 3000044918 | Functional | Others
14180 | Mathura Das Mathur Hospital Jdh | YAG Laser | Model Not Available | 3000120560 | Functional | Appasamy Assoicates
14181 | Govt Bangur Hopital Pali Dh | Binocular Microscope | Model Not Available | 2000035104 | Functional | Others
14182 | Maharana Bhopal Govt Hospital Medical Collage | SPHYGMOMANOMETER(BP APPRATUS) | MODEL NOT AVAILABLE | 3000044922 | Functional | Others
14183 | Maharana Bhopal Govt Hospital Medical Collage | SPHYGMOMANOMETER(BP APPRATUS) | MODEL NOT AVAILABLE | 3000044923 | Functional | Others
14184 | Maharana Bhopal Govt Hospital Medical Collage | SPHYGMOMANOMETER(BP APPRATUS) | MODEL NOT AVAILABLE | 3000044924 | Functional | Others
14185 | Maharana Bhopal Govt Hospital Medical Collage | Anesthesia Machine | MODEL NOT AVAILABLE | 3000040811 | Functional | Others
14186 | Mathura Das Mathur Hospital Jdh | Slit Lamp | Model Not Available | 35 | Functional | Others
14187 | Govt Bangur Hopital Pali Dh | Weighing Machine | MODEL NOT AVAILABLE | 200035106 | Functional | Others
14188 | Maharana Bhopal Govt Hospital Medical Collage | Nebulizer | MODEL NOT AVAILABLE | 3000044741 | Functional | Others
14189 | Maharana Bhopal Govt Hospital Medical Collage | SPHYGMOMANOMETER(BP APPRATUS) | MODEL NOT AVAILABLE | 3000044742 | Functional | Others
14190 | Maharana Bhopal Govt Hospital Medical Collage | O.T. Light Single Dome | MODEL NOT AVAILABLE | 3000040816 | Functional | Others
14191 | Balesar Phc | SPHYGMOMANOMETER(BP APPRATUS) | MODEL NOT AVAILABLE | 2000022508 | Functional | Others
14192 | Maharana Bhopal Govt Hospital Medical Collage | Syringe Needle Destroyer | Model not available | 3000044921 | Functional | Others
14193 | Mathura Das Mathur Hospital Jdh | Autorefractometer | Model Not Available | 3078014 | Functional | Others
14194 | Balesar Phc | Baby Weighing Machine | Model Not Available | 2000022509 | Functional | Ramon Surgical Company
14195 | Mathura Das Mathur Hospital Jdh | Autorefractometer | Model Not Available | 3000120566 | Functional | Others
14196 | Maharana Bhopal Govt Hospital Medical Collage | SPHYGMOMANOMETER(BP APPRATUS) | MODEL NOT AVAILABLE | 3000044745 | Functional | Others
14197 | Govt Bangur Hopital Pali Dh | Hydraulic Operation Table | MODEL NOT AVAILABLE | zbbt4728 | Functional | Remi Electrotechnik Ltd
14198 | Maharana Bhopal Govt Hospital Medical Collage | SPHYGMOMANOMETER(BP APPRATUS) | MODEL NOT AVAILABLE | 3000040821 | Functional | Others
14199 | Mathura Das Mathur Hospital Jdh | Binocular Microscope | PZB 22 | 66225 | Non Functional Not Repairable | Others
14200 | Maharana Bhopal Govt Hospital Medical Collage | Syringe Needle Destroyer | Model not available | 3000044755 | Functional | Others
14201 | Maharana Bhopal Govt Hospital Medical Collage | Syringe Needle Destroyer | Model not available | 3000040674 | Functional | Others
14202 | Maharana Bhopal Govt Hospital Medical Collage | Suction Machine | Model Not Available | 3000044750 | Functional | Others
14203 | Maharana Bhopal Govt Hospital Medical Collage | Defibrillator | MODEL NOT AVAILABLE | 3000040832 | Functional | Others
14204 | Mathura Das Mathur Hospital Jdh | Slit Lamp | Model Not Available | 13 | Functional | Labomed
14205 | Maharana Bhopal Govt Hospital Medical Collage | Ventilator | Model Not Available | 3000043882 | Functional | Others
14206 | Bhonawas Phc | Labour Table | Model Not Available | 2000022225 | Functional | Others
14207 | Maharana Bhopal Govt Hospital Medical Collage | Pulse Oxymeter | Model Not Available | 3000052489 | Functional | Others
14208 | Maharana Bhopal Govt Hospital Medical Collage | Pulse Oxymeter | Model Not Available | OV101312 | Functional | Others
14209 | Maharana Bhopal Govt Hospital Medical Collage | Anesthesia Machine | MODEL NOT AVAILABLE | 3000040452 | Functional | Others
14210 | Goneda Phc | Centrifuge Machine ( 4 Tube ) | Nulife - Dots | 3000218192 | Functional | Mrk Healthcare Pvt Ltd Delhi
14211 | Bhonawas Phc | Baby Weighing Machine | Model Not Available | 2000022226 | Functional | Others
14212 | Maharana Bhopal Govt Hospital Medical Collage | Pulse Oxymeter | Model Not Available | 3000043883 | Functional | Others
14213 | Karansar Phc | Suction Machine | Surgicoin | 3000089086 | Functional | Others
14214 | Chc Phulera | Syringe Needle Destroyer | Model not available | 231540 | Functional | Cmho Supply
14215 | Jln Central Store Medical College | Autoclave | Model not available | 8135 | Non Functional Repairable | Others
14216 | Chandawaji Phc | Syringe Needle Destroyer | Model not available | 2000025373 | Non Functional Repairable | Others
14217 | Dispensary Mini Secretariat City | Syringe Needle Destroyer | Model not available | 4569 | Functional | Others
14218 | Kishangarh Renwal Chc | SPHYGMOMANOMETER(BP APPRATUS) | Nutech Model | 43978 | Functional | Cmho Supply
14219 | Maharana Bhopal Govt Hospital Medical Collage | Suction Machine | Model Not Available | 3000043884 | Functional | Others
14220 | Bhonawas Phc | Radiant Heat Warmer | Model Not Available | 2000022228 | Functional | Others
14221 | Setellite Hospital Banipark Satellite | Nebulizer | MODEL NOT AVAILABLE | 23522 | Functional | Others
14222 | Chc Phulera | SPHYGMOMANOMETER(BP APPRATUS-Digital) | Model Not Available | 795 | Functional | Cmho Supply
14223 | Chandawaji Phc | Radiant Heat Warmer | Zeal - RHW 2101A | 2000025374 | Functional | Zeal Medical Pvt Ltd
14224 | Bhonawas Phc | Radiant Heat Warmer | Model Not Available | 2000022229 | Functional | Others
14225 | Maharana Bhopal Govt Hospital Medical Collage | Incubator | MODEL NOT AVAILABLE | 3000040856 | Functional | Others
14226 | Maharana Bhopal Govt Hospital Medical Collage | Incubator | MODEL NOT AVAILABLE | 3000040861 | Functional | Others
14227 | Maharana Bhopal Govt Hospital Medical Collage | Incubator | MODEL NOT AVAILABLE | 3000040862 | Functional | Others
14228 | Maharana Bhopal Govt Hospital Medical Collage | Freezes | MODEL NOT AVAILABLE | 3000043942 | Not in use | Others
14229 | Karansar Phc | Instrument Sterilizer | Model Not Available | 3000089087 | Functional | Others
14230 | Goneda Phc | Labour Table | Model Not Available | 2000022286 | Functional | Others
14231 | Kishangarh Renwal Chc | Freezes | MODEL NOT AVAILABLE | 138823 | Functional | Donation
14232 | R K District Hospital Rajsamand Dh | Phototherepy Unit | Delta Medical | 3000052656 | Functional | Others
14233 | Maharana Bhopal Govt Hospital Medical Collage | Freezes | MODEL NOT AVAILABLE | 3000040976 | Functional | Others
14234 | Mathura Das Mathur Hospital Jdh | Suction Machine | Model Not Available | 3000120876 | Functional | Others
14235 | Mathura Das Mathur Hospital Jdh | Suction Machine | Model Not Available | 3000120872 | Functional | Others
14236 | R K District Hospital Rajsamand Dh | Suction Machine | Model Not Available | 5609 | Functional | Others
14237 | District Hospital Dausa Dh | Ventilator | Model Not Available | 908005 | Non Functional Not Repairable | Others
14238 | District Hospital Chittorgarh Dh | Semi Automated Chemistry Analyzer | CHEM 5 PLUS | 3000121514 | Functional | Erba Diagnostics
14239 | Jln Central Store Medical College | Syringe Infusion Pump | Model not available | 187183 | Functional | Others
14240 | Jln Central Store Medical College | Syringe Infusion Pump | Model not available | 187362 | Functional | Others
14241 | Mathura Das Mathur Hospital Jdh | Pulse Oxymeter | Comet - P (L and T) | 3000122350 | Functional | Larsen And Tourbo Ltd
14242 | Mathura Das Mathur Hospital Jdh | Dental Chair Unit | Model Not Available | 30001220578 | Functional | Confidental Dental Equipments Ltd
14243 | District Hospital Chittorgarh Dh | Nebulizer | MODEL NOT AVAILABLE | 201411040447 | Functional | Others
14244 | Mathura Das Mathur Hospital Jdh | Pulse Oxymeter | Model Not Available | 3000122349 | Non Functional Repairable | Philips Electronics India Ltd
14245 | Maharana Bhopal Govt Hospital Medical Collage | Weighing Machine | MODEL NOT AVAILABLE | 3000040875 | Functional | Others
14246 | District Hospital Chittorgarh Dh | Instrument Sterilizer | Model Not Available | 3000121904 | Functional | Others
14247 | Maharana Bhopal Govt Hospital Medical Collage | Multi-Para Monitor | Model not available | 3000040802 | Functional | Others
14248 | Maharana Bhopal Govt Hospital Medical Collage | Multi-Para Monitor | Model not available | 3000040681 | Functional | Others
14249 | Maharana Bhopal Govt Hospital Medical Collage | Multi-Para Monitor | Model not available | 3000040682 | Functional | Others
14250 | District Hospital Chittorgarh Dh | Syringe Needle Destroyer | Microsil - ND350 | 3000121905 | Functional | Others
14251 | Maharana Bhopal Govt Hospital Medical Collage | Syringe Needle Destroyer | Model not available | 3000040938 | Functional | Others
14252 | Maharana Bhopal Govt Hospital Medical Collage | Syringe Needle Destroyer | Model not available | 3000040870 | Functional | Others
14253 | Maharana Bhopal Govt Hospital Medical Collage | Hemoglobin meter | Model Not Available | 3000040939 | Functional | Others
14254 | Jln Central Store Medical College | ECG Monitor | Model not available | 837WA | Functional | Others
14255 | District Hospital Chittorgarh Dh | Syringe Needle Destroyer | Model not available | 3000121909 | Functional | Others
14256 | Maharana Bhopal Govt Hospital Medical Collage | Binocular Microscope | Model Not Available | 3000040940 | Functional | Others
14257 | Jln Central Store Medical College | ECG Monitor | Model not available | 822WA | Functional | Others
14258 | Gangori Hospital | ECG Machine (Six Channel ) | BPL - Cardiart 8408 | 3000230705 | Functional | Others
14259 | Shivard Phc | SPHYGMOMANOMETER(BP APPRATUS) | Model not available | 3000046513 | Functional | Others
14260 | Banethi Phc | Weighing Machine | MODEL NOT AVAILABLE | 2000022359 | Functional | Others
14261 | Boraj Phc | Ice lined refrigerator | MF - 144 | 3000089135 | Functional | Others
14262 | Gangori Hospital | Intensive Care Bed | Janak | 3000230672 | Functional | Others
14263 | Gangori Hospital | Intensive Care Bed | Janak | 3000230673 | Functional | Others
14264 | Maharana Bhopal Govt Hospital Medical Collage | Suction Machine | Model Not Available | 3000040556 | Functional | Others
14265 | Gangori Hospital | Intensive Care Bed | Janak | 3000230674 | Functional | Others
14266 | District Hospital Chittorgarh Dh | ECG Machine (Single Channel) | Model Not Available | 3000121765 | Functional | Bpl Medical Technologies
14267 | Boraj Phc | Radiant Heat Warmer | Model Not Available | 3000089137 | Functional | Others
14268 | Karansar Phc | Nebulizer | MODEL NOT AVAILABLE | 536783 | Functional | Others
14269 | Maharana Bhopal Govt Hospital Medical Collage | Multi-Para Monitor | Model not available | 3000040557 | Functional | Others
14270 | Boraj Phc | Baby Weighing Machine | Model Not Available | 3000089138 | Functional | Others
14271 | Boraj Phc | Nebulizer | MODEL NOT AVAILABLE | 1341 | Functional | Others
14272 | Gangori Hospital | Intensive Care Bed | Janak | 3000230680 | Functional | Others
14273 | District Hospital Chittorgarh Dh | ECG Machine (Single Channel) | Model Not Available | 3000121914 | Functional | Bpl Medical Technologies
14274 | Shivard Phc | Syringe Needle Destroyer | Model not available | 3000084058 | Functional | Cmho Supply
14275 | Boraj Phc | SPHYGMOMANOMETER(BP APPRATUS) | MODEL NOT AVAILABLE | 3000089143 | Non Functional Repairable | Others
14276 | District Hospital Chittorgarh Dh | Glucometer | Model not available | 3000121913 | Functional | Others
14277 | Boraj Phc | SPHYGMOMANOMETER(BP APPRATUS) | MODEL NOT AVAILABLE | 3000089144 | Non Functional Repairable | Others
14278 | Shivard Phc | Syringe Needle Destroyer | Nulife - Dots | 3000084062 | Functional | Cmho Supply
14279 | Jln Central Store Medical College | Instrument Sterilizer | Model Not Available | 2000033371 | Functional | Others
14280 | Karansar Phc | Baby Weighing Machine | Crown | 3000089082 | Functional | Others
14281 | Goneda Phc | Glucometer | Model not available | 2000022279 | Non Functional Repairable | Others
14282 | Jln Central Store Medical College | Autoclave | Model not available | 67 | Non Functional Repairable | Others
14283 | Jln Central Store Medical College | ECG Machine (Single Channel) | Medicaid - Cardio Fax | A21402 | Functional | Medicaid Systems
14284 | Maharana Bhopal Govt Hospital Medical Collage | Centrifuge Machine ( 8 Tube) | Model Not Available | 3000040607 | Functional | Others
14285 | Maharana Bhopal Govt Hospital Medical Collage | Glucometer | Model not available | 3000040609 | Functional | Others
14286 | Mathura Das Mathur Hospital Jdh | Optical Coherence Tomography | Model Not Available | 3000120571 | Functional | Others
14287 | Maharana Bhopal Govt Hospital Medical Collage | Suction Machine | Model Not Available | 3000044818 | Functional | Others
14288 | Maharana Bhopal Govt Hospital Medical Collage | Syringe Infusion Pump | Model not available | 3000044816 | Functional | Others
14289 | Maharana Bhopal Govt Hospital Medical Collage | Syringe Infusion Pump | Model not available | 3000044830 | Functional | Others
14290 | Maharana Bhopal Govt Hospital Medical Collage | Syringe Infusion Pump | Model not available | 3000044831 | Functional | Others
14291 | Maharana Bhopal Govt Hospital Medical Collage | Ventilator | Model Not Available | 3000044814 | Functional | Others
14292 | Maharana Bhopal Govt Hospital Medical Collage | Nebulizer | MODEL NOT AVAILABLE | 3000044815 | Functional | Others
14293 | Mathura Das Mathur Hospital Jdh | Slit Lamp | Model Not Available | 1 | Functional | Labomed
14294 | Maharana Bhopal Govt Hospital Medical Collage | Pulse Oxymeter | Model Not Available | 3000044972 | Functional | Others
14295 | Maharana Bhopal Govt Hospital Medical Collage | SPHYGMOMANOMETER(BP APPRATUS) | MODEL NOT AVAILABLE | 3000044812 | Functional | Others
14296 | Maharana Bhopal Govt Hospital Medical Collage | ECG Holter Electrocardiogram | Model Not Available | 3000044973 | Functional | Others
14297 | Mathura Das Mathur Hospital Jdh | Slit Lamp | Model Not Available | 3000120574 | Non Functional Not Repairable | Others
14298 | Maharana Bhopal Govt Hospital Medical Collage | Glucometer | Model not available | 3000044808 | Functional | Others
14299 | Maharana Bhopal Govt Hospital Medical Collage | Defibrillator | MODEL NOT AVAILABLE | 3000044985 | Functional | Others
14300 | Maharana Bhopal Govt Hospital Medical Collage | Suction Machine | Model Not Available | 3000044869 | Functional | Others
14301 | Maharana Bhopal Govt Hospital Medical Collage | Suction Machine | Model Not Available | 3000044870 | Functional | Others
14302 | Maharana Bhopal Govt Hospital Medical Collage | Suction Machine | Model Not Available | 3000044871 | Functional | Others
14303 | Maharana Bhopal Govt Hospital Medical Collage | SPHYGMOMANOMETER(BP APPRATUS) | MODEL NOT AVAILABLE | 3000044878 | Functional | Others
14304 | Maharana Bhopal Govt Hospital Medical Collage | Blood Bank Refrigerator | Model not available | 3000043974 | Functional | Others
14305 | Chc Phulera | 300mA X-Ray Machine | Model not available | 3000089171 | Functional | Allengers Medical Systems Ltd
14306 | Maharana Bhopal Govt Hospital Medical Collage | Syringe Infusion Pump | Model not available | 3000044982 | Functional | Others
14307 | Maharana Bhopal Govt Hospital Medical Collage | Incubator | MODEL NOT AVAILABLE | 3000044669 | Functional | Others
14308 | Kishangarh Renwal Chc | Blood Cell Counter - 3 part | Horiba - ABX Micros ES 60 | 5288 | Functional | Horiba India Pvt Ltd
14309 | Maharana Bhopal Govt Hospital Medical Collage | Ventilator | Model Not Available | 3000044965 | Functional | Others
14310 | Maharana Bhopal Govt Hospital Medical Collage | Ventilator | Model Not Available | 3000044968 | Functional | Others
14311 | Maharana Bhopal Govt Hospital Medical Collage | O.T. Light Double Dome | MODEL NOT AVAILABLE | 3000052350 | Functional | Others
14312 | Dispensary Mini Secretariat City | SPHYGMOMANOMETER(BP APPRATUS) | MODEL NOT AVAILABLE | 3000087074 | Functional | Others
14313 | Chc Phulera | Hemoglobin meter | HB 301 | 1342613116 | Functional | Hemocue India
14314 | Maharana Bhopal Govt Hospital Medical Collage | Freezes | MODEL NOT AVAILABLE | 3000043943 | Not in use | Others
14315 | Jln Central Store Medical College | Monocular Microscope | Model not available | 220201003 | Functional | Leica Microsystems
14316 | Maharana Bhopal Govt Hospital Medical Collage | Anesthesia Machine | MODEL NOT AVAILABLE | 3000052351 | Functional | Others
14317 | Goneda Phc | Labour Table | Model Not Available | 2000022287 | Functional | Others
14318 | Dispensary Mini Secretariat City | Syringe Needle Destroyer | Microsil - ND350 | 7160 | Functional | Others
14319 | Karansar Phc | Labour Table | Model Not Available | 3000089088 | Functional | Others
14320 | Maharana Bhopal Govt Hospital Medical Collage | Centrifuge Machine ( 8 Tube) | Model Not Available | 3000040860 | Functional | Others
14321 | Maharana Bhopal Govt Hospital Medical Collage | Hydraulic Operation Table | MODEL NOT AVAILABLE | 3000052352 | Functional | Others
14322 | Kishangarh Renwal Chc | O.T. Light Double Dome | MODEL NOT AVAILABLE | 3000089572 | Functional | Cmho Supply
14323 | Maharana Bhopal Govt Hospital Medical Collage | Centrifuge Machine ( 8 Tube) | Model Not Available | 3000040863 | Functional | Others
14324 | Dispensary Mini Secretariat City | Syringe Needle Destroyer | Microsil - ND350 | 7183 | Functional | Others
14325 | Maharana Bhopal Govt Hospital Medical Collage | Freezes | MODEL NOT AVAILABLE | 40818197 | Not in use | Others
14326 | Maharana Bhopal Govt Hospital Medical Collage | Freezes | MODEL NOT AVAILABLE | 40818198 | Not in use | Others
14327 | Karansar Phc | Syringe Needle Destroyer | Model not available | 725238 | Non Functional Not Repairable | Others
14328 | Goneda Phc | Instrument Sterilizer | Model Not Available | 2000022290 | Functional | Others
14329 | Maharana Bhopal Govt Hospital Medical Collage | Suction Machine | Model Not Available | 3000052493 | Functional | Others
14330 | Chc Phulera | Pulse Oxymeter | Comet - P (L and T) | C11P2086 | Functional | Others
14331 | Kishangarh Renwal Chc | STABILIZER | MODEL NOT AVAILABLE | 3000089573 | Functional | Cmho Supply
14332 | Maharana Bhopal Govt Hospital Medical Collage | Blood Bank Refrigerator | Model not available | 3000043944 | Functional | Others
14333 | Chc Phulera | O.T. Light Double Dome | MODEL NOT AVAILABLE | 3000089231 | Functional | Balaji Enterprises
14334 | Karansar Phc | Syringe Needle Destroyer | Model not available | 3000089090 | Functional | Others
14335 | Goneda Phc | Blood Bank Refrigerator | Model not available | 2000022293 | Functional | Haier Appliances India Pvt
14336 | Jln Central Store Medical College | Suction Machine | Model Not Available | 2000032199 | Functional | Others
14337 | Chc Phulera | Spot Light ( Portable ) | Model Not Available | 3000089347 | Functional | Others
14338 | Maharana Bhopal Govt Hospital Medical Collage | Suction Machine | Model Not Available | 3000044931 | Functional | Others
14339 | Maharana Bhopal Govt Hospital Medical Collage | Suction Machine | Model Not Available | 3000044941 | Functional | Others
14340 | R K District Hospital Rajsamand Dh | Blood Bank Refrigerator | Model not available | BDIT1031 | Functional | Others
14341 | Aligarh Chc | O.T. Light Single Dome | MODEL NOT AVAILABLE | 3000080008 | Functional | Others
14342 | Maharana Bhopal Govt Hospital Medical Collage | ECG Machine (Single Channel) | Model Not Available | 3000044795 | Functional | Others
14343 | Birmi Phc | Weighing Machine | Crown | 2000021989 | Functional | Crown Digital Scales Inc
14344 | R K District Hospital Rajsamand Dh | Water Bath | Model not available | 3000052603 | Functional | Others
14345 | Mathura Das Mathur Hospital Jdh | X-Ray Viewer Box | Model Not Available | 3000120618 | Functional | Others
14346 | Birmi Phc | Centrifuge Machine ( 8 Tube) | Model Not Available | 2000021990 | Functional | Others
14347 | Maharana Bhopal Govt Hospital Medical Collage | Glucometer | Model not available | 3000044842 | Functional | Others
14348 | R K District Hospital Rajsamand Dh | Centrifuge Machine ( 8 Tube) | Model Not Available | 146508 | Functional | Others
14349 | R K District Hospital Rajsamand Dh | Blood Bank Refrigerator | Model not available | 3000052609 | Functional | Others
14350 | Sunder Singh Bhandari Hospital Chandpole Dh | Binocular Microscope | MLW - Easy View | 4125 | Functional | Mlw Intermed
14351 | Mathura Das Mathur Hospital Jdh | Centrifuge Machine ( 16 Tube ) | REMI (R8C + R83) | 3000117420 | Functional | Others
14352 | Sunder Singh Bhandari Hospital Chandpole Dh | Blood Cell Counter - 3 part | Model not available | 640403 | Functional | Others
14353 | Mathura Das Mathur Hospital Jdh | Centrifuge Machine ( 8 Tube) | REMI - R 8C | 3000117421 | Functional | Others
14354 | District Hospital Chittorgarh Dh | Freezes | MODEL NOT AVAILABLE | 3000121742 | Functional | Videocon Industries Ltd
14355 | Jln Central Store Medical College | ECG Monitor | Model not available | 316WA | Functional | Others
14356 | District Hospital Chittorgarh Dh | Nebulizer | MODEL NOT AVAILABLE | 3000121911 | Functional | Others
14357 | Maharana Bhopal Govt Hospital Medical Collage | Binocular Microscope | Model Not Available | 3000040941 | Functional | Others
14358 | Mathura Das Mathur Hospital Jdh | STABILIZER | MODEL NOT AVAILABLE | 300120583 | Functional | Others
14359 | Maharana Bhopal Govt Hospital Medical Collage | Binocular Microscope | Model Not Available | 3000040942 | Functional | Others
14360 | District Sahadat Hospital Tonk Dh | 300mA X-Ray Machine | Allengers - 300mA | 3000088130 | Functional | Allengers Medical Systems Ltd
14361 | Maharana Bhopal Govt Hospital Medical Collage | Centrifuge Machine ( 4 Tube ) | Model not available | 3000040908 | Functional | Others
14362 | Gudhagodji Chc | Syringe Needle Destroyer | Model not available | 2000019576 | Non Functional Repairable | Others
14363 | Gudhagodji Chc | SPHYGMOMANOMETER(BP APPRATUS) | MODEL NOT AVAILABLE | 2000019578 | Non Functional Repairable | Others
14364 | Goneda Phc | Baby Weighing Machine | Model Not Available | 2000022289 | Functional | Ramon Surgical Company
14365 | Vijaynagar Phc | SPHYGMOMANOMETER(BP APPRATUS) | MODEL NOT AVAILABLE | 30100149 | Functional | Cmho Supply
14366 | Karansar Phc | Syringe Needle Destroyer | Model not available | 3000089092 | Functional | Others
14367 | Jln Central Store Medical College | Centrifuge Machine ( 16 Tube ) | Model not available | KKI/08805 | Functional | Remi Electrotechnik Ltd
14368 | Maharana Bhopal Govt Hospital Medical Collage | Radiant Heat Warmer | Model Not Available | 3000052243 | Functional | Others
14369 | Maharana Bhopal Govt Hospital Medical Collage | Suction Machine | Model Not Available | 3000052494 | Functional | Others
14370 | Jln Central Store Medical College | O.T. Light Single Dome | MODEL NOT AVAILABLE | 2000032166 | Functional | Others
14371 | Maharana Bhopal Govt Hospital Medical Collage | Syringe Infusion Pump | Model not available | 1302113 | Functional | Others
14372 | Maharana Bhopal Govt Hospital Medical Collage | Syringe Infusion Pump | Model not available | 1302114 | Functional | Others
14373 | Maharana Bhopal Govt Hospital Medical Collage | Syringe Infusion Pump | Model not available | 1302115 | Functional | Others
14374 | Maharana Bhopal Govt Hospital Medical Collage | Syringe Infusion Pump | Model not available | 1302116 | Functional | Others
14375 | Maharana Bhopal Govt Hospital Medical Collage | Syringe Infusion Pump | Model not available | 1302117 | Functional | Others
14376 | Maharana Bhopal Govt Hospital Medical Collage | Syringe Infusion Pump | Model not available | 1302119 | Functional | Others
14377 | Gangori Hospital | Multi-Para Monitor | Model not available | 3000230682 | Functional | Others
14378 | Boraj Phc | SPHYGMOMANOMETER(BP APPRATUS-Digital) | Model Not Available | 3000089129 | Functional | Metro Traiding Corporation
14379 | Gangori Hospital | Multi-Para Monitor | Model not available | 3000230684 | Functional | Others
14380 | Karansar Phc | Syringe Needle Destroyer | Model not available | 3000089096 | Functional | Bhasin Sons Private Limited
14381 | Maharana Bhopal Govt Hospital Medical Collage | Freezes | MODEL NOT AVAILABLE | 3000052381 | Functional | Others
14382 | Jagatpura Phc | Syringe Needle Destroyer | Microsil - ND350 | 8649 | Functional | Others
14383 | Gangori Hospital | Multi-Para Monitor | Model not available | 3000230686 | Functional | Others
14384 | Maharana Bhopal Govt Hospital Medical Collage | Blood Bank Refrigerator | Model not available | 3000052445 | Functional | Others
14385 | Gangori Hospital | Pulse Oxymeter | Model Not Available | 3000230727 | Functional | Others
14386 | Bobas Phc | Weighing Machine | Crown | 3000089155 | Functional | Others
14387 | Jln Central Store Medical College | Multi-Para Monitor | Star 50 ( L and T ) | A1/0SE0263 | Functional | Larsen And Tourbo Ltd
14388 | Gangori Hospital | Ventilator | AVEA | 3000230666 | Functional | Others
14389 | Kalyanpura Phc | Glucometer | Model not available | 2000022270 | Functional | Others
14390 | Birmi Phc | Instrument Sterilizer | Model Not Available | 2000019466 | Functional | Others
14391 | Sunder Singh Bhandari Hospital Chandpole Dh | Centrifuge Machine ( 8 Tube) | REMI - C 854/8 | BCLO-785 | Functional | Remi Electrotechnik Ltd
14392 | Birmi Phc | Spot Light ( Portable ) | Model Not Available | 2000019467 | Non Functional Not Repairable | Zeal Medical Pvt Ltd
14393 | Sunder Singh Bhandari Hospital Chandpole Dh | ELISA READR WITH WASHER | RT 2100C AND RT 2600C | 2925 | Functional | Rayto Life And Analytical Sciences Co Ltd
14394 | Mathura Das Mathur Hospital Jdh | Intensive Care Bed | Janak | 3000131678 | Functional | Others
14395 | Sunder Singh Bhandari Hospital Chandpole Dh | Freezes | MODEL NOT AVAILABLE | 3000043615 | Functional | Others
14396 | Maharana Bhopal Govt Hospital Medical Collage | Multi-Para Monitor | Model not available | 3000040406 | Functional | Others
14397 | Maharana Bhopal Govt Hospital Medical Collage | Binocular Microscope | Model Not Available | 3000040971 | Functional | Others
14398 | Maharana Bhopal Govt Hospital Medical Collage | Binocular Microscope | Model Not Available | 3000040972 | Functional | Others
14399 | Maharana Bhopal Govt Hospital Medical Collage | Binocular Microscope | Model Not Available | 3000040973 | Functional | Others
14400 | Maharana Bhopal Govt Hospital Medical Collage | Binocular Microscope | Model Not Available | 3000040974 | Functional | Others
14401 | Maharana Bhopal Govt Hospital Medical Collage | Binocular Microscope | Model Not Available | 3000040975 | Functional | Others
14402 | Sunder Singh Bhandari Hospital Chandpole Dh | Sahlis HB Meter | Model not available | 3000043611 | Functional | Others
14403 | Mathura Das Mathur Hospital Jdh | Multi-Para Monitor | Model not available | 3000131692 | Functional | Others
14404 | Mandawa Chc | Syringe Needle Destroyer | Microsil - ND350 | 6982 | Functional | Others
14405 | R K District Hospital Rajsamand Dh | Freezes | Model not available | 2000029329 | Functional | Others
14406 | Bugala Phc Jhunjhunu | Weighing Machine | MODEL NOT AVAILABLE | 2000019609 | Functional | Others
14407 | R K District Hospital Rajsamand Dh | Phototherepy Unit | Delta Medical | 3000052655 | Functional | Others
14408 | Maharana Bhopal Govt Hospital Medical Collage | Radiant Heat Warmer | Model Not Available | 3000043842 | Functional | Others
14409 | Maharana Bhopal Govt Hospital Medical Collage | Radiant Heat Warmer | Model Not Available | 3000043843 | Functional | Others
14410 | Maharana Bhopal Govt Hospital Medical Collage | Radiant Heat Warmer | Model Not Available | 3000043844 | Functional | Others
14411 | Maharana Bhopal Govt Hospital Medical Collage | Radiant Heat Warmer | Model Not Available | 3000043845 | Functional | Others
14412 | Maharana Bhopal Govt Hospital Medical Collage | Radiant Heat Warmer | Model Not Available | 3000043846 | Functional | Others
14413 | Maharana Bhopal Govt Hospital Medical Collage | Radiant Heat Warmer | Model Not Available | 3000043847 | Functional | Others
14414 | Maharana Bhopal Govt Hospital Medical Collage | Radiant Heat Warmer | Model Not Available | 3000043848 | Functional | Others
14415 | Maharana Bhopal Govt Hospital Medical Collage | Radiant Heat Warmer | Model Not Available | 3000043849 | Functional | Others
14416 | Kishangarh Renwal Chc | STABILIZER | MODEL NOT AVAILABLE | 3000089574 | Functional | Cmho Supply
14417 | Maharana Bhopal Govt Hospital Medical Collage | Binocular Microscope | Model Not Available | 2000037318 | Functional | Others
14418 | Chandawaji Phc | Binocular Microscope | Redical - RLX 48 | 2000025375 | Functional | Others
14419 | Maharana Bhopal Govt Hospital Medical Collage | Ventilator | Model Not Available | 3000052347 | Functional | Others
14420 | Maharana Bhopal Govt Hospital Medical Collage | Ventilator | Model Not Available | 3000052348 | Functional | Others
14421 | Maharana Bhopal Govt Hospital Medical Collage | Binocular Microscope | Model Not Available | 3000044689 | Functional | Others
14422 | Kishangarh Renwal Chc | Glucometer | Easy Touch ET-101 | 101214004408 | Functional | Cmho Supply
14423 | Maharana Bhopal Govt Hospital Medical Collage | C-Arm Machine | Model Not Available | 3000052349 | Functional | Others
14424 | Chandawaji Phc | SPHYGMOMANOMETER(BP APPRATUS) | MODEL NOT AVAILABLE | 2000025368 | Functional | Others
14425 | Maharana Bhopal Govt Hospital Medical Collage | Multi-Para Monitor | Model not available | 3000052124 | Functional | Others
14426 | Boraj Phc | Blood Bank Refrigerator | Model not available | 3000089134 | Functional | Vestfrost Solutions
14427 | Maharana Bhopal Govt Hospital Medical Collage | Weighing Machine | MODEL NOT AVAILABLE | 3000052125 | Functional | Others
14428 | Jagatpura Phc | SPHYGMOMANOMETER(BP APPRATUS) | MODEL NOT AVAILABLE | 40496 | Non Functional Not Repairable | Bhasin Sons Private Limited
14429 | Gangori Hospital | Syringe Infusion Pump | SIMTEK - Infutek 405 | 3000230731 | Functional | Others
14430 | Maharana Bhopal Govt Hospital Medical Collage | Semi Automated Chemistry Analyzer | Model not Available | 3000040755 | Functional | Others
14431 | Fatehpur Phc Karauli | Binocular Microscope | Model Not Available | 13E839 | Functional | Others
14432 | Jagatpura Phc | SPHYGMOMANOMETER(BP APPRATUS) | MODEL NOT AVAILABLE | 27631 | Functional | Bhasin Sons Private Limited
14433 | Kerligadasia Chc | Defibrillator with Cardiac Monitor | Concept | 3000086073 | Functional | Others
14434 | Maharana Bhopal Govt Hospital Medical Collage | Suction Machine | Model Not Available | 3000044692 | Functional | Others
14435 | Maharana Bhopal Govt Hospital Medical Collage | Nebulizer | MODEL NOT AVAILABLE | 3000052126 | Functional | Others
14436 | Kerligadasia Chc | FOOT OPERATED SUCTION MACHINE | MODEL NOT AVAILABLE | 3000086074 | Functional | Others
14437 | Karansar Phc | Syringe Needle Destroyer | Model not available | 3000089094 | Functional | Bhasin Sons Private Limited
14438 | Kerligadasia Chc | Syringe Needle Destroyer | Model not available | 3000086075 | Functional | Others
14439 | Maharana Bhopal Govt Hospital Medical Collage | X-Ray Viewer Box | Model Not Available | 3000052238 | Functional | Others
14440 | Fatehpur Phc Karauli | Binocular Microscope | Model not available | 3000218449 | Functional | Others
14441 | Maharana Bhopal Govt Hospital Medical Collage | 100mA X-Ray Machine | Model not available | 3000040764 | Functional | Others
14442 | Maharana Bhopal Govt Hospital Medical Collage | 100mA X-Ray Machine | Model not available | 3000040766 | Functional | Others
14443 | Maharana Bhopal Govt Hospital Medical Collage | Radiant Heat Warmer | Model Not Available | 3000043854 | Functional | Others
14444 | Maharana Bhopal Govt Hospital Medical Collage | Radiant Heat Warmer | Model Not Available | 3000043855 | Functional | Others
14445 | Maharana Bhopal Govt Hospital Medical Collage | Binocular Microscope | Model Not Available | 3000204022 | Functional | Others
14446 | Maharana Bhopal Govt Hospital Medical Collage | Binocular Microscope | Model Not Available | 3000204023 | Functional | Others
14447 | Maharana Bhopal Govt Hospital Medical Collage | Baby Weighing Machine | Model Not Available | 3000044939 | Functional | Others
14448 | Maharana Bhopal Govt Hospital Medical Collage | Centrifuge Machine ( 4 Tube ) | Model not available | 3000204025 | Functional | Others
14449 | Maharana Bhopal Govt Hospital Medical Collage | Syringe Infusion Pump | Model not available | 3000044933 | Functional | Others
14450 | Maharana Bhopal Govt Hospital Medical Collage | Syringe Infusion Pump | Model not available | 3000044934 | Functional | Others
14451 | Maharana Bhopal Govt Hospital Medical Collage | Syringe Infusion Pump | Model not available | 3000044935 | Functional | Others
14452 | Maharana Bhopal Govt Hospital Medical Collage | Syringe Infusion Pump | Model not available | 3000044936 | Functional | Others
14453 | Maharana Bhopal Govt Hospital Medical Collage | Syringe Infusion Pump | Model not available | 3000044938 | Functional | Others
14454 | Maharana Bhopal Govt Hospital Medical Collage | Freezes | MODEL NOT AVAILABLE | 3000040958 | Functional | Others
14455 | Maharana Bhopal Govt Hospital Medical Collage | Freezes | MODEL NOT AVAILABLE | 3000040959 | Functional | Others
14456 | Maharana Bhopal Govt Hospital Medical Collage | SPHYGMOMANOMETER(BP APPRATUS) | MODEL NOT AVAILABLE | 300044855 | Functional | Others
14457 | Maharana Bhopal Govt Hospital Medical Collage | SPHYGMOMANOMETER(BP APPRATUS) | MODEL NOT AVAILABLE | 3000044865 | Functional | Others
14458 | Maharana Bhopal Govt Hospital Medical Collage | SPHYGMOMANOMETER(BP APPRATUS) | MODEL NOT AVAILABLE | 3000044868 | Functional | Others
14459 | Maharana Bhopal Govt Hospital Medical Collage | SPHYGMOMANOMETER(BP APPRATUS) | MODEL NOT AVAILABLE | 3000044872 | Functional | Others
14460 | Maharana Bhopal Govt Hospital Medical Collage | SPHYGMOMANOMETER(BP APPRATUS) | MODEL NOT AVAILABLE | 3000044854 | Functional | Others
14461 | District Sahadat Hospital Tonk Dh | Mobile ( Portable ) X-Ray Machine | Allengers - MARS 3.5 | 3000088131 | Functional | Allengers Medical Systems Ltd
14462 | District Sahadat Hospital Tonk Dh | Mobile ( Portable ) X-Ray Machine | Allengers - MARS 3.5 | 3000088132 | Functional | Allengers Medical Systems Ltd
14463 | Maharana Bhopal Govt Hospital Medical Collage | Centrifuge Machine ( 4 Tube ) | Model not available | 3000040999 | Functional | Others
14464 | Maharana Bhopal Govt Hospital Medical Collage | Blood Bank Refrigerator | Model not available | 3000041000 | Functional | Others
14465 | Maharana Bhopal Govt Hospital Medical Collage | Blood Bank Refrigerator | Model not available | 3000204001 | Functional | Others
14466 | Govt Bangur Hopital Pali Dh | Multi-Para Monitor | Star 50 ( L and T ) | A04550293 | Functional | Others
14467 | Govt Bangur Hopital Pali Dh | Suction Machine | Model Not Available | 3000124750 | Functional | Others
14468 | Maharana Bhopal Govt Hospital Medical Collage | Water Bath | Model not available | 3000204003 | Functional | Others
14469 | Gangori Hospital | Ventilator | Model Not Available | 3000230670 | Functional | Others
14470 | Kalyanpura Phc | Syringe Needle Destroyer | Model not available | 2000022268 | Functional | Mico
14471 | Mahansar Phc | Baby Weighing Machine | Crown | 2000019461 | Functional | Crown Digital Scales Inc
14472 | Gangori Hospital | Ventilator | AVEA | 3000230667 | Functional | Others
14473 | Kalyanpura Phc | Hemoglobin meter | Model Not Available | 2000022269 | Functional | Marienfeld
14474 | Gangori Hospital | Ventilator | Model Not Available | 3000230702 | Functional | Others
14475 | Bobas Phc | Syringe Needle Destroyer | Microsil - ND350 | 10167 | Functional | Cmho Supply
14476 | Mahansar Phc | Pulse Oxymeter | Model Not Available | ea07c00685 | Functional | Meditrin Instruments
14477 | Kalyanpura Phc | ESR Stand | Model not available | 2000022271 | Functional | Others
14478 | Gangori Hospital | Ventilator | Model Not Available | 3000230703 | Functional | Others
14479 | Bobas Phc | Syringe Needle Destroyer | Microsil - ND350 | 7968 | Functional | Cmho Supply
14480 | Mahansar Phc | Autoclave | Reico | 2000019463 | Functional | Reliance Instruments Corporation
14481 | Bobas Phc | Syringe Needle Destroyer | Model not available | 3000089169 | Functional | Cmho Supply
14482 | Mahansar Phc | SPHYGMOMANOMETER(BP APPRATUS) | MODEL NOT AVAILABLE | 2000019464 | Functional | Others
14483 | Gangori Hospital | Bi-pap Machine | MODEL NOT AVAILABLE | 3000230728 | Functional | Others
14484 | Kalyanpura Phc | Syringe Needle Destroyer | Model not available | 2000022275 | Functional | Others
14485 | Jagatpura Phc | Hemoglobin meter | Model Not Available | 2000025416 | Functional | Others
14486 | Jagatpura Phc | Fetal Doppler | MODEL NOT AVAILABLE | 2000025419 | Functional | Others
14487 | Bhadunda Kalan Phc | Glucometer | Model not available | SAGLQFFK | Functional | Others
14488 | Jagatpura Phc | Weighing Machine | MODEL NOT AVAILABLE | 2000025417 | Functional | Others
14489 | Jagatpura Phc | Baby Weighing Machine | Model Not Available | 2000025418 | Functional | Others
14490 | Tb Clinic Karoli | Syringe Needle Destroyer | Model not available | 3000138340 | Functional | Others
14491 | Tb Clinic Karoli | Binocular Microscope | Labomed - Vision 2000 | 3000138342 | Functional | Others
14492 | Astavan Phc | Freezes | MODEL NOT AVAILABLE | 32225 | Functional | Others
14493 | Tb Clinic Karoli | Binocular Microscope | Labomed - Vision 2000 | 3000138343 | Functional | Cmho Supply
14494 | Astavan Phc | Centrifuge Machine ( 4 Tube ) | Model not available | 2000003230 | Functional | Remi Electrotechnik Ltd
14495 | District Hospital Pratapgarh Dh | Syringe Needle Destroyer | Microsil ND 20 | 3000129970 | Functional | Linco Scientific Instruments And Chemicals (P) Ltd
14496 | Mathura Das Mathur Hospital Jdh | ELECTRIC OT TABLE | MODEL NOT AVAILABLE | 3000117481 | Functional | Others
14497 | Mathura Das Mathur Hospital Jdh | ELECTRIC OT TABLE | MODEL NOT AVAILABLE | 3000117482 | Functional | Others
14498 | Mathura Das Mathur Hospital Jdh | ELECTRIC OT TABLE | MODEL NOT AVAILABLE | 3000117483 | Functional | Others
14499 | Mathura Das Mathur Hospital Jdh | ELECTRIC OT TABLE | MODEL NOT AVAILABLE | 3000117485 | Functional | Others
14500 | Mathura Das Mathur Hospital Jdh | ELECTRIC OT TABLE | MODEL NOT AVAILABLE | 3000117486 | Functional | Others
14501 | Mathura Das Mathur Hospital Jdh | ELECTRIC OT TABLE | MODEL NOT AVAILABLE | 3000117487 | Functional | Others
14502 | Mathura Das Mathur Hospital Jdh | ELECTRIC OT TABLE | MODEL NOT AVAILABLE | 3000117488 | Functional | Others
14503 | Mathura Das Mathur Hospital Jdh | ELECTRIC OT TABLE | MODEL NOT AVAILABLE | 3000117489 | Functional | Others
14504 | Mathura Das Mathur Hospital Jdh | ELECTRIC OT TABLE | MODEL NOT AVAILABLE | 3000117490 | Functional | Others
14505 | Mathura Das Mathur Hospital Jdh | ELECTRIC OT TABLE | MODEL NOT AVAILABLE | 3000117491 | Functional | Others
14506 | Mathura Das Mathur Hospital Jdh | ELECTRIC OT TABLE | MODEL NOT AVAILABLE | 3000117492 | Functional | Others
14507 | Mathura Das Mathur Hospital Jdh | ELECTRIC OT TABLE | MODEL NOT AVAILABLE | 3000117493 | Functional | Others
14508 | Sunder Singh Bhandari Hospital Chandpole Dh | Hydraulic Operation Table | MODEL NOT AVAILABLE | 3000040032 | Functional | Others
14509 | District Hospital Pratapgarh Dh | ECG Machine (Six Channel ) | Model Not Available | 20022248 | Functional | Others
14510 | District Hospital Chittorgarh Dh | Multi-Para Monitor | Model not available | 2K1301119359/M | Functional | Allengers Medical Systems Ltd
14511 | Dist Hospital Barmer Dh | Pulse Oxymeter | Model Not Available | 1833 | Functional | Larsen And Tourbo Ltd
14512 | District Hospital Chittorgarh Dh | Multi-Para Monitor | Model not available | 3000121662 | Functional | Others
14513 | Alsisar Phc | Weighing Machine | MODEL NOT AVAILABLE | 2000021786 | Functional | Others
14514 | District Hospital Chittorgarh Dh | ECG Machine (Single Channel) | Model Not Available | 3000121746 | Functional | Bpl Medical Technologies
14515 | District Sahadat Hospital Tonk Dh | Blood Bank Refrigerator | Model not available | 3000088122 | Functional | Remi Electrotechnik Ltd
14516 | M G Hospital Bhilwara Dh | Spot Light ( Portable ) | Model Not Available | 3000125007 | Functional | Others
14517 | Dist Hospital Barmer Dh | Pulse Oxymeter | Model Not Available | 1831 | Functional | Larsen And Tourbo Ltd
14518 | Maharana Bhopal Govt Hospital Medical Collage | Radiant Heat Warmer | Model Not Available | 3000043850 | Functional | Others
14519 | Maharana Bhopal Govt Hospital Medical Collage | Radiant Heat Warmer | Model Not Available | 3000043851 | Functional | Others
14520 | Maharana Bhopal Govt Hospital Medical Collage | Radiant Heat Warmer | Model Not Available | 3000043852 | Functional | Others
14521 | Gangori Hospital | Multi-Para Monitor | Model not available | 3000230683 | Functional | Others
14522 | Fatehpur Phc Karauli | Weighing Machine | MODEL NOT AVAILABLE | 3000138524 | Functional | Others
14523 | Maharana Bhopal Govt Hospital Medical Collage | Blood Bank Refrigerator | Model not available | 3000043948 | Functional | Others
14524 | Gangori Hospital | Multi-Para Monitor | Model not available | 3000230685 | Functional | Others
14525 | Kerligadasia Chc | O.T. Light Single Dome | MODEL NOT AVAILABLE | 3000086067 | Functional | Others
14526 | Jln Central Store Medical College | Ventilator | Model Not Available | MT5000732 | Functional | Others
14527 | Maharana Bhopal Govt Hospital Medical Collage | Binocular Microscope | Labomed - Vision 2000 | 3000043949 | Functional | Others
14528 | Maharana Bhopal Govt Hospital Medical Collage | Transport Incubator | Fenam - IT 158 TS | 3000052226 | Functional | Others
14529 | Maharana Bhopal Govt Hospital Medical Collage | Centrifuge Machine ( 4 Tube ) | Model not available | 3000043950 | Functional | Others
14530 | Maharana Bhopal Govt Hospital Medical Collage | Cold Light Source | MODEL NOT AVAILABLE | 3000052228 | Functional | Others
14531 | Gangori Hospital | Multi-Para Monitor | Model not available | 3000230687 | Functional | Others
14532 | Jagatpura Phc | Glucometer | Model not available | 58709 | Functional | Bio Laboratories Pvt Ltd
14533 | Gangori Hospital | Multi-Para Monitor | Model not available | 3000230688 | Functional | Others
14534 | Maharana Bhopal Govt Hospital Medical Collage | Weighing Machine | MODEL NOT AVAILABLE | 3000043951 | Functional | Others
14535 | Kerligadasia Chc | SPHYGMOMANOMETER(BP APPRATUS) | MODEL NOT AVAILABLE | 3000086069 | Functional | Others
14536 | Fatehpur Phc Karauli | Syringe Needle Destroyer | Nulife - Dots | 3000138526 | Functional | Others
14537 | Jln Central Store Medical College | Ventilator | Model Not Available | MT50/00734 | Functional | Others
14538 | Bobas Phc | Binocular Microscope | Model Not Available | 3000089149 | Functional | Metro Traiding Corporation
14539 | Maharana Bhopal Govt Hospital Medical Collage | Centrifuge Machine ( 4 Tube ) | Model not available | 3000043954 | Functional | Others
14540 | Jagatpura Phc | Glucometer | Model not available | 2000025408 | Functional | Others
14541 | Karansar Phc | Instrument Sterilizer | Model Not Available | 3000089582 | Functional | Others
14542 | Bobas Phc | Centrifuge Machine ( 4 Tube ) | Model not available | 3000089151 | Functional | Metro Traiding Corporation
14543 | Gangori Hospital | Ophthalmoscope | Model Not Available | 3000230698 | Functional | Others
14544 | Fatehpur Phc Karauli | Syringe Needle Destroyer | Model not available | 3000138529 | Functional | Others
14545 | Jagatpura Phc | Centrifuge Machine ( 4 Tube ) | Model not available | 2000025411 | Functional | Others
14546 | Maharana Bhopal Govt Hospital Medical Collage | ENT Patient Chair | Model not available | 3000040847 | Functional | Others
14547 | Maharana Bhopal Govt Hospital Medical Collage | Incubator | MODEL NOT AVAILABLE | 3000043959 | Functional | Others
14548 | Bhawni Phc | Autoclave | Model not available | 2000022871 | Functional | Others
14549 | Gudhagodji Chc | Instrument Sterilizer | Model Not Available | 2000019548 | Functional | Others
14550 | Gudhagodji Chc | Centrifuge Machine ( 8 Tube) | REMI - R4C | DPLC2921 | Functional | Remi Electrotechnik Ltd
14551 | Jamwa Ramgarh Chc | Centrifuge Machine ( 8 Tube) | REMI - R4C | CPLC-2217 | Functional | Remi Electrotechnik Ltd
14552 | Jamwa Ramgarh Chc | Semi Automated Chemistry Analyzer | CPC - STAT FAX 3300 | 2000022889 | Functional | Cpc Diagnostics Pvt Ltd
14553 | Hetamsar Phc | Nebulizer | MODEL NOT AVAILABLE | 2000021900 | Functional | Others
14554 | Jamwa Ramgarh Chc | Binocular Microscope | Quasmo | 2000022897 | Functional | Cmho Supply
14555 | Jamwa Ramgarh Chc | Centrifuge Machine ( 8 Tube) | Model Not Available | 2000022898 | Functional | Others
14556 | Hetamsar Phc | Centrifuge Machine ( 8 Tube) | Model Not Available | 2000021886 | Functional | Others
14557 | Hetamsar Phc | Glucometer | Model not available | 14080 | Functional | Others
14558 | Hetamsar Phc | Syringe Needle Destroyer | Model not available | 13H0059 | Functional | Others
14559 | Jamwa Ramgarh Chc | O.T. Light Double Dome | SCLH-4 DUO | 2000022914 | Functional | Cognate India
14560 | Hetamsar Phc | Baby Weighing Machine | Model Not Available | 2000021891 | Functional | Crown Digital Scales Inc
14561 | Jamwa Ramgarh Chc | Fetal Monitor | MODEL NOT AVAILABLE | 2000022919 | Functional | Cmho Supply
14562 | Hetamsar Phc | Weighing Machine | MODEL NOT AVAILABLE | 2000021897 | Functional | Crown Digital Scales Inc
14563 | Chaksu Chc | Fetal Doppler | ND - 102 | 411pq363671 | Functional | Niscomed Electro Medical Devices
14564 | Chaksu Chc | Fetal Doppler | ND - 102 | 3000230520 | Functional | Niscomed Electro Medical Devices
14565 | Chaksu Chc | Syringe Needle Destroyer | Model not available | 3000230522 | Functional | Cmho Supply
14566 | Jamwa Ramgarh Chc | Baby Weighing Machine | Crown | 2000022906 | Functional | Crown Digital Scales Inc
14567 | Jamwa Ramgarh Chc | Radiant Heat Warmer | Zeal - RHW 2101A | 0913/1921 | Functional | Zeal Medical Pvt Ltd
14568 | Chaksu Chc | Phototherepy Unit | Fenam, Bilitron Sky 5006 | I-IJAK440116 | Functional | Fanem
14569 | Chaksu Chc | Radiant Heat Warmer | Zeal - RHW 2101A | 0913/1972 | Functional | Others
14570 | Badiyal Kalan Phc | SPHYGMOMANOMETER(BP APPRATUS) | MODEL NOT AVAILABLE | 9814948 | Functional | Others
14571 | Chaksu Chc | Spot Light ( Portable ) | Model Not Available | 3000230524 | Functional | Others
14572 | Chandlai Phc | Syringe Needle Destroyer | Model not available | 3000230612 | Functional | Others
14573 | Maharana Bhopal Govt Hospital Medical Collage | SPHYGMOMANOMETER(BP APPRATUS) | MODEL NOT AVAILABLE | 3000052133 | Functional | Others
14574 | Mathura Das Mathur Hospital Jdh | ELECTRIC OT TABLE | MODEL NOT AVAILABLE | 2000034964 | Functional | Others
14575 | Mathura Das Mathur Hospital Jdh | ELECTRIC OT TABLE | MODEL NOT AVAILABLE | 2000034965 | Functional | Others
14576 | Mathura Das Mathur Hospital Jdh | ELECTRIC OT TABLE | MODEL NOT AVAILABLE | 2000034966 | Functional | Others
14577 | Mathura Das Mathur Hospital Jdh | Anesthesia Machine | MODEL NOT AVAILABLE | 3000134121 | Functional | Others
14578 | Mathura Das Mathur Hospital Jdh | X-Ray Viewer Box | MODEL NOT AVAILABLE | 2000029499 | Non Functional Not Repairable | Others
14579 | Maharana Bhopal Govt Hospital Medical Collage | Syringe Infusion Pump | Model not available | 1403116 | Functional | Others
14580 | Maharana Bhopal Govt Hospital Medical Collage | Syringe Infusion Pump | Model not available | 1402216 | Functional | Others
14581 | Maharana Bhopal Govt Hospital Medical Collage | Syringe Infusion Pump | Model not available | 1402181 | Functional | Others
14582 | Maharana Bhopal Govt Hospital Medical Collage | Syringe Infusion Pump | Model not available | 1403100 | Functional | Others
14583 | Maharana Bhopal Govt Hospital Medical Collage | Syringe Infusion Pump | Model not available | 1402202 | Functional | Others
14584 | Maharana Bhopal Govt Hospital Medical Collage | Syringe Infusion Pump | Model not available | 1402224 | Functional | Others
14585 | Maharana Bhopal Govt Hospital Medical Collage | Syringe Infusion Pump | Model not available | 107266 | Functional | Others
14586 | Maharana Bhopal Govt Hospital Medical Collage | Syringe Infusion Pump | Model not available | 3000044904 | Functional | Others
14587 | Maharana Bhopal Govt Hospital Medical Collage | Syringe Infusion Pump | Model not available | 3000044908 | Functional | Others
14588 | Maharana Bhopal Govt Hospital Medical Collage | Syringe Infusion Pump | Model not available | 3000044909 | Functional | Others
14589 | Maharana Bhopal Govt Hospital Medical Collage | Freezes | MODEL NOT AVAILABLE | 3000044845 | Functional | Others
14590 | Mathura Das Mathur Hospital Jdh | YAG Laser | Model Not Available | 3000120623 | Functional | Others
14591 | Mandawa Chc | Radiant Heat Warmer | Zeal - RHW 2101A | RHW2101A/09131/2025 | Functional | Zeal Medical Pvt Ltd
14592 | Mandawa Chc | Spot Light ( Portable ) | Model Not Available | 2000021918 | Functional | Others
14593 | Maharana Bhopal Govt Hospital Medical Collage | Suction Machine | Model Not Available | 3000040506 | Functional | Others
14594 | Maharana Bhopal Govt Hospital Medical Collage | Suction Machine | Model Not Available | 3000040507 | Functional | Others
14595 | Birmi Phc | Instrument Sterilizer | Model Not Available | 375 | Functional | Others
14596 | Sunder Singh Bhandari Hospital Chandpole Dh | VDRL Rotator (Rotor and Shaker) | Model Not Available | 3000043593 | Functional | Others
14597 | Birmi Phc | Syringe Needle Destroyer | Model not available | 2000021999 | Non Functional Not Repairable | Others
14598 | Sunder Singh Bhandari Hospital Chandpole Dh | Blood Cell Counter - 5 part | Model not available | 3000043613 | Functional | Others
14599 | Maharana Bhopal Govt Hospital Medical Collage | Freezes | MODEL NOT AVAILABLE | 3000040896 | Functional | Others
14600 | Maharana Bhopal Govt Hospital Medical Collage | Radiant Heat Warmer | Model Not Available | 3000043781 | Functional | Others
14601 | Maharana Bhopal Govt Hospital Medical Collage | Radiant Heat Warmer | Model Not Available | 3000043783 | Functional | Others
14602 | Chhan Chc | Spot Light ( Portable ) | Model Not Available | 3000080059 | Functional | Others
14603 | Mandawa Chc | Syringe Needle Destroyer | Microsil - ND350 | 6439 | Functional | Others
14604 | Maharana Bhopal Govt Hospital Medical Collage | SPHYGMOMANOMETER(BP APPRATUS) | MODEL NOT AVAILABLE | 9813453 | Functional | Others
14605 | Kishangarh Renwal Chc | Centrifuge Machine ( 8 Tube) | Model Not Available | 3000089514 | Functional | Cmho Supply
14606 | Mathura Das Mathur Hospital Jdh | Blood Gas Analyzer (ABG Machine) | Model not available | 3000052157 | Functional | Others
14607 | Maharana Bhopal Govt Hospital Medical Collage | Nebulizer | MODEL NOT AVAILABLE | 3000052451 | Functional | Others
14608 | Maharana Bhopal Govt Hospital Medical Collage | Cautry Machine | Model Not Available | 3000052189 | Functional | Others
14609 | Chandlai Phc | Binocular Microscope | Model Not Available | 3000230618 | Functional | Others
14610 | Maharana Bhopal Govt Hospital Medical Collage | Operating Microscope | Model Not Available | 3000052191 | Functional | Others
14611 | Chandlai Phc | Glucometer | Model not available | 3000230619 | Functional | Others
14612 | Maharana Bhopal Govt Hospital Medical Collage | Ventilator | Model Not Available | 3000043756 | Functional | Others
14613 | Chandlai Phc | Syringe Needle Destroyer | Model not available | 3000230620 | Functional | Others
14614 | Chc Phulera | Blood Cell Counter - 3 part | Horiba - ABX Micros ES 60 | 304E50H05538 | Functional | Others
14615 | Mandawa Chc | FOOT OPERATED SUCTION MACHINE | SU-101 | 2000021938 | Functional | Niscomed Electro Medical Devices
14616 | Maharana Bhopal Govt Hospital Medical Collage | Suction Machine | Model Not Available | 3000052183 | Functional | Others
14617 | Maharana Bhopal Govt Hospital Medical Collage | Suction Machine | Model Not Available | 3000052184 | Functional | Others
14618 | Chandlai Phc | Centrifuge Machine ( 4 Tube ) | Model not available | 3000230621 | Functional | Others
14619 | Chc Phulera | Binocular Microscope | Model Not Available | 81550 | Functional | Others
14620 | Maharana Bhopal Govt Hospital Medical Collage | Multi-Para Monitor | Model not available | 3000052185 | Functional | Others
14621 | Maharana Bhopal Govt Hospital Medical Collage | Radiant Heat Warmer | Model Not Available | 3000043757 | Functional | Others
14622 | Maharana Bhopal Govt Hospital Medical Collage | Radiant Heat Warmer | Model Not Available | 3000043766 | Functional | Others
14623 | Kishangarh Renwal Chc | Binocular Microscope | RXL-4B | 28299 | Functional | Cmho Supply
14624 | Maharana Bhopal Govt Hospital Medical Collage | ELECTRIC OT TABLE | MODEL NOT AVAILABLE | 3000052186 | Functional | Others
14625 | Chc Phulera | Blood Mixer ( Roller Mixer ) | Model not available | 3000089179 | Functional | Others
14626 | Jagatpura Phc | Hemoglobin meter | Model Not Available | 2000025413 | Non Functional Repairable | Others
14627 | Kerligadasia Chc | Centrifuge Machine ( 8 Tube) | Model Not Available | 3000086061 | Functional | Others
14628 | Jln Central Store Medical College | Ventilator | Model Not Available | BBU01117 | Functional | Others
14629 | Kerligadasia Chc | Semi Automated Chemistry Analyzer | Model not Available | 3000086062 | Functional | Others
14630 | Chaksu Chc | Digital Photo Calorimeter | Model not available | 3000230514 | Functional | Others
14631 | Karansar Phc | Radiant Heat Warmer | Model Not Available | 3000089584 | Functional | Others
14632 | Jln Central Store Medical College | Ventilator | Model Not Available | BBU01139 | Functional | Others
14633 | Jln Central Store Medical College | Ventilator | Model Not Available | BBU01099 | Functional | Others
14634 | Jagatpura Phc | Binocular Microscope | Model Not Available | 8449 | Functional | Others
14635 | Kerligadasia Chc | Glucometer | Model not available | 3000086065 | Functional | Others
14636 | Bobas Phc | Blood Bank Refrigerator | Model not available | 3000089156 | Functional | Haier Appliances India Pvt
14637 | Kerligadasia Chc | Hemoglobin meter | Model Not Available | 3000086066 | Non Functional Not Repairable | Others
14638 | Bhadunda Kalan Phc | STABILIZER | MODEL NOT AVAILABLE | 2000021825 | Functional | Others
14639 | Maharana Bhopal Govt Hospital Medical Collage | Syringe Infusion Pump | Model not available | 3000043913 | Functional | Others
14640 | Bobas Phc | Ice lined refrigerator | Model Not Available | 3000089157 | Functional | Others
14641 | Astavan Phc | Nebulizer | MODEL NOT AVAILABLE | 2000003225 | Non Functional Repairable | Others
14642 | Bhadunda Kalan Phc | Binocular Microscope | Model Not Available | 2000021808 | Functional | Others
14643 | Jln Central Store Medical College | Multi-Para Monitor | Star 50 ( L and T ) | A10SE0264 | Functional | Larsen And Tourbo Ltd
14644 | Maharana Bhopal Govt Hospital Medical Collage | Centrifuge Machine ( 4 Tube ) | Remi 4C | 3000040754 | Functional | Others
14645 | Maharana Bhopal Govt Hospital Medical Collage | Syringe Needle Destroyer | Model not available | 3000040761 | Functional | Others
14646 | Maharana Bhopal Govt Hospital Medical Collage | Centrifuge Machine ( 4 Tube ) | Model not available | 3000044739 | Functional | Others
14647 | Jln Central Store Medical College | Multi-Para Monitor | Star 50 ( L and T ) | A10SE028 | Functional | Larsen And Tourbo Ltd
14648 | Dispensary Agarwal Farm City | Syringe Needle Destroyer | Microsil - ND350 | 8824 | Functional | Cmho Supply
14649 | Jln Central Store Medical College | Multi-Para Monitor | Star 50 ( L and T ) | A10SE0274 | Functional | Larsen And Tourbo Ltd
14650 | Bobas Phc | Syringe Needle Destroyer | Microsil - ND350 | 3000089159 | Non Functional Repairable | Cmho Supply
14651 | Maharana Bhopal Govt Hospital Medical Collage | SPHYGMOMANOMETER(BP APPRATUS) | MODEL NOT AVAILABLE | 3000040763 | Functional | Others
14652 | Maharana Bhopal Govt Hospital Medical Collage | 100mA X-Ray Machine | Model not available | 3000044380 | Functional | Others
14653 | Sangria Chc | ECG Machine (Single Channel) | RMS - Vista 101 | 1720089 | Functional | Recorders And Medicaresystems Pvt Ltd
14654 | Chc Phulera | SPHYGMOMANOMETER(BP APPRATUS) | Bhasin Sons | 27802 | Functional | Cmho Supply
14655 | Chc Phulera | SPHYGMOMANOMETER(BP APPRATUS) | MODEL NOT AVAILABLE | 3000089211 | Non Functional Not Repairable | Cmho Supply
14656 | Setellite Hospital Banipark Satellite | Light cure unit | Model Not Available | 2000024030 | Functional | Others
14657 | Bhonawas Phc | Instrument Sterilizer | Model Not Available | 2000022230 | Functional | Others
14658 | Maharana Bhopal Govt Hospital Medical Collage | Multi-Para Monitor | Model not available | 3000040831 | Functional | Others
14659 | Maharana Bhopal Govt Hospital Medical Collage | Radiant Heat Warmer | Model Not Available | 3000043837 | Not in use | Others
14660 | Maharana Bhopal Govt Hospital Medical Collage | Radiant Heat Warmer | Model Not Available | 3000043841 | Not in use | Others
14661 | Maharana Bhopal Govt Hospital Medical Collage | Radiant Heat Warmer | Model Not Available | 3000043838 | Functional | Others
14662 | Maharana Bhopal Govt Hospital Medical Collage | Radiant Heat Warmer | Model Not Available | 3000043839 | Functional | Others
14663 | Dispensary Mini Secretariat City | Centrifuge Machine ( 8 Tube) | Model Not Available | 3000087067 | Functional | Others
14664 | Kishangarh Renwal Chc | Ice lined refrigerator | MF - 144 | 91209090 | Functional | Cmho Supply
14665 | Maharana Bhopal Govt Hospital Medical Collage | Pulse Oxymeter | Model Not Available | 3000043787 | Functional | Others
14666 | Maharana Bhopal Govt Hospital Medical Collage | Pulse Oxymeter | Model Not Available | 3000043789 | Functional | Others
14667 | Maharana Bhopal Govt Hospital Medical Collage | Pulse Oxymeter | Model Not Available | 3000043791 | Functional | Others
14668 | Maharana Bhopal Govt Hospital Medical Collage | Clinical Specular Microscope | Model Not Available | 3000052065 | Functional | Others
14669 | Setellite Hospital Banipark Satellite | Hemoglobin meter | Model Not Available | 2000024224 | Functional | Others
14670 | Chc Phulera | Syringe Needle Destroyer | Nulife - Dots | 4005 | Non Functional Not Repairable | Mrk Healthcare Pvt Ltd Delhi
14671 | Maharana Bhopal Govt Hospital Medical Collage | Syringe Needle Destroyer | Model not available | 3000044937 | Not in use | Others
14672 | Dispensary Mini Secretariat City | SPHYGMOMANOMETER(BP APPRATUS) | MODEL NOT AVAILABLE | 4569 | Functional | Others
14673 | Maharana Bhopal Govt Hospital Medical Collage | O.T. Light Double Dome | MODEL NOT AVAILABLE | 3000040456 | Functional | Others
14674 | Maharana Bhopal Govt Hospital Medical Collage | C-Arm Machine | Model Not Available | 3000040457 | Functional | Others
14675 | Maharana Bhopal Govt Hospital Medical Collage | Freezes | MODEL NOT AVAILABLE | 3000040458 | Functional | Others
14676 | Maharana Bhopal Govt Hospital Medical Collage | ELECTRIC OT TABLE | MODEL NOT AVAILABLE | 3000052391 | Functional | Others
14677 | Maharana Bhopal Govt Hospital Medical Collage | Centrifuge Machine ( 4 Tube ) | Model not available | 3000052390 | Functional | Others
14678 | Maharana Bhopal Govt Hospital Medical Collage | Centrifuge Machine ( 4 Tube ) | Model not available | 3000052205 | Functional | Others
14679 | Maharana Bhopal Govt Hospital Medical Collage | Freezes | MODEL NOT AVAILABLE | 3000040897 | Functional | Others
14680 | Maharana Bhopal Govt Hospital Medical Collage | Freezes | MODEL NOT AVAILABLE | 3000040898 | Functional | Others
14681 | Maharana Bhopal Govt Hospital Medical Collage | Freezes | MODEL NOT AVAILABLE | 3000202621 | Functional | Others
14682 | Maharana Bhopal Govt Hospital Medical Collage | Freezes | MODEL NOT AVAILABLE | 3000040900 | Functional | Others
14683 | Mandawa Chc | Syringe Needle Destroyer | Microsil - ND350 | 6329 | Functional | Others
14684 | Mandawa Chc | Baby Weighing Machine | Model Not Available | 2000021921 | Functional | Others
14685 | Birmi Phc | Spot Light ( Portable ) | Model Not Available | 2000019468 | Non Functional Not Repairable | Zeal Medical Pvt Ltd
14686 | Maharana Bhopal Govt Hospital Medical Collage | Syringe Infusion Pump | Model not available | 3000040391 | Functional | Others
14687 | Maharana Bhopal Govt Hospital Medical Collage | Syringe Infusion Pump | Model not available | 3000040392 | Functional | Others
14688 | Maharana Bhopal Govt Hospital Medical Collage | Syringe Infusion Pump | Model not available | 3000040393 | Functional | Others
14689 | Maharana Bhopal Govt Hospital Medical Collage | Syringe Infusion Pump | Model not available | 3000040394 | Functional | Others
14690 | Maharana Bhopal Govt Hospital Medical Collage | Syringe Infusion Pump | Model not available | 3000040395 | Functional | Others
14691 | Maharana Bhopal Govt Hospital Medical Collage | Syringe Infusion Pump | Model not available | 3000040396 | Functional | Others
14692 | Maharana Bhopal Govt Hospital Medical Collage | Syringe Infusion Pump | Model not available | 3000040397 | Functional | Others
14693 | Maharana Bhopal Govt Hospital Medical Collage | Suction Machine | Model Not Available | 3000052301 | Functional | Others
14694 | Maharana Bhopal Govt Hospital Medical Collage | Suction Machine | Model Not Available | 3000052302 | Functional | Others
14695 | Maharana Bhopal Govt Hospital Medical Collage | Suction Machine | Model Not Available | 3000052303 | Functional | Others
14696 | Maharana Bhopal Govt Hospital Medical Collage | Suction Machine | Model Not Available | 3000052304 | Functional | Others
14697 | Maharana Bhopal Govt Hospital Medical Collage | SPHYGMOMANOMETER(BP APPRATUS) | MODEL NOT AVAILABLE | 3000040854 | Functional | Others
14698 | Maharana Bhopal Govt Hospital Medical Collage | Water Bath | Model not available | 3000040957 | Functional | Others
14699 | Maharana Bhopal Govt Hospital Medical Collage | Syringe Needle Destroyer | Model not available | 3000044801 | Functional | Others
14700 | Maharana Bhopal Govt Hospital Medical Collage | Syringe Needle Destroyer | Model not available | 3000044806 | Functional | Others
14701 | Maharana Bhopal Govt Hospital Medical Collage | Syringe Needle Destroyer | Model not available | 3000044807 | Functional | Others
14702 | Gudhagodji Chc | O.T. Light Single Dome | MODEL NOT AVAILABLE | 2000019559 | Functional | Others
14703 | Gudhagodji Chc | O.T. Light Single Dome | MODEL NOT AVAILABLE | 2000019560 | Functional | Others
14704 | Mandawa Chc | Spot Light ( Portable ) | Model Not Available | 2000021932 | Functional | Others
14705 | Maharana Bhopal Govt Hospital Medical Collage | Freezes | MODEL NOT AVAILABLE | 3000052187 | Functional | Others
14706 | Kishangarh Renwal Chc | Centrifuge Machine ( 8 Tube) | Model Not Available | 3000089520 | Functional | Labline Equipments Pvt Ltd
14707 | Maharana Bhopal Govt Hospital Medical Collage | Syringe Needle Destroyer | Model not available | 3000043769 | Functional | Others
14708 | Kishangarh Renwal Chc | 100mA X-Ray Machine | Model not available | 3000089521 | Functional | Cmho Supply
14709 | Dhanwara Phc | Freezes | MODEL NOT AVAILABLE | 2000003451 | Functional | Others
14710 | Kishangarh Renwal Chc | Suction Machine | Osmium | 11350 | Functional | Niscomed Electro Medical Devices
14711 | Mahwa Chc | C-Arm Machine | Model Not Available | 3000081592 | Functional | Cmho Supply
14712 | Maharana Bhopal Govt Hospital Medical Collage | 100mA X-Ray Machine | Model not available | 3000052170 | Functional | Others
14713 | Maharana Bhopal Govt Hospital Medical Collage | Keratometer | Model Not Available | 3000052079 | Functional | Others
14714 | Mahwa Chc | Colorimeter | MODEL NOT AVAILABLE | 3000081576 | Non Functional Not Repairable | Others
14715 | Ladusar Phc | Centrifuge Machine ( 4 Tube ) | Model not available | 8057 | Functional | Others
14716 | Maharana Bhopal Govt Hospital Medical Collage | YAG Laser | Model Not Available | 3000052072 | Functional | Others
14717 | Maharana Bhopal Govt Hospital Medical Collage | Slit Lamp | Model Not Available | 3000052075 | Not in use | Others
14718 | Maharana Bhopal Govt Hospital Medical Collage | Slit Lamp | Model Not Available | 3000052076 | Not in use | Others
14719 | Maharana Bhopal Govt Hospital Medical Collage | Slit Lamp | Model Not Available | 3000052077 | Not in use | Others
14720 | Chc Phulera | Baby Weighing Machine | Model Not Available | 307722679 | Functional | Cmho Supply
14721 | Maharana Bhopal Govt Hospital Medical Collage | Hemoglobin meter | Model Not Available | 3000044953 | Functional | Others
14722 | Kishangarh Renwal Chc | SPHYGMOMANOMETER(BP APPRATUS) | MODEL NOT AVAILABLE | 26383 | Functional | Others
14723 | Maharana Bhopal Govt Hospital Medical Collage | Centrifuge Machine ( 8 Tube) | REMI - R 8C | 3000052016 | Functional | Others
14724 | Maharana Bhopal Govt Hospital Medical Collage | Semi Automated Chemistry Analyzer | Model not Available | 3000052017 | Functional | Others
14725 | Ladusar Phc | Syringe Needle Destroyer | Model not available | 2000021822 | Functional | Others
14726 | Mathura Das Mathur Hospital Jdh | Bi-pap Machine | MODEL NOT AVAILABLE | 3000120965 | Functional | Others
14727 | Mathura Das Mathur Hospital Jdh | Bi-pap Machine | MODEL NOT AVAILABLE | 3000120966 | Functional | Others
14728 | Mathura Das Mathur Hospital Jdh | Bi-pap Machine | MODEL NOT AVAILABLE | 3000120967 | Functional | Others
14729 | Mathura Das Mathur Hospital Jdh | Bi-pap Machine | MODEL NOT AVAILABLE | 3000120968 | Functional | Others
14730 | Mathura Das Mathur Hospital Jdh | Bi-pap Machine | MODEL NOT AVAILABLE | 3000120969 | Functional | Others
14731 | Mathura Das Mathur Hospital Jdh | Bi-pap Machine | MODEL NOT AVAILABLE | 3000124093 | Functional | Others
14732 | Maharana Bhopal Govt Hospital Medical Collage | Anesthesia Machine | MODEL NOT AVAILABLE | 3000044661 | Functional | Others
14733 | Jln Central Store Medical College | Multi-Para Monitor | Star 50 ( L and T ) | A10SE0269 | Functional | Larsen And Tourbo Ltd
14734 | Baroli Phc | Glucometer | Model not available | 48038 | Functional | Others
14735 | Maharana Bhopal Govt Hospital Medical Collage | Syringe Infusion Pump | Model not available | 3000040648 | Functional | Others
14736 | Maharana Bhopal Govt Hospital Medical Collage | Syringe Infusion Pump | Model not available | 3000040649 | Functional | Others
14737 | Jln Central Store Medical College | Multi-Para Monitor | Star 50 ( L and T ) | A10SE0272 | Functional | Larsen And Tourbo Ltd
14738 | Baroli Phc | Freezes | MODEL NOT AVAILABLE | 3.9051e+17 | Functional | Others
14739 | Bhadunda Kalan Phc | Centrifuge Machine ( 8 Tube) | Model Not Available | 2000021811 | Functional | Others
14740 | Bobas Phc | Glucometer | Model not available | 3000089164 | Non Functional Repairable | Others
14741 | Maharana Bhopal Govt Hospital Medical Collage | Centrifuge Machine ( 4 Tube ) | Model not available | 3000052396 | Functional | Others
14742 | Bobas Phc | Syringe Needle Destroyer | CPC - STAT FAX 3300 | 2000029389 | Functional | Others
14743 | Bobas Phc | Syringe Needle Destroyer | Microsil - ND350 | 3000089166 | Functional | Cmho Supply
14744 | Gangori Hospital | Weighing Machine | MODEL NOT AVAILABLE | 3000230729 | Functional | Others
14745 | Gangori Hospital | Mobile ( Portable ) X-Ray Machine | Model not available | 3000230665 | Functional | Others
14746 | Mahansar Phc | Baby Weighing Machine | Model Not Available | sh2406 | Functional | Unique Power Technologies
14747 | Jagatpura Phc | SPHYGMOMANOMETER(BP APPRATUS) | PZB 22 | 2000029391 | Functional | Others
14748 | Behnera Phc | Syringe Needle Destroyer | Model not available | 2000003367 | Functional | Others
14749 | Jagatpura Phc | SPHYGMOMANOMETER(BP APPRATUS) | MODEL NOT AVAILABLE | 2000025421 | Functional | Bhasin Sons Private Limited
14750 | Bhadunda Kalan Phc | Sahlis HB Meter | Model not available | 2000021812 | Functional | Others
14751 | Behnera Phc | Centrifuge Machine ( 8 Tube) | Model Not Available | 2000003365 | Functional | Others
14752 | Behnera Phc | Suction Machine | Model Not Available | 2000003377 | Functional | Others
14753 | Bhadunda Kalan Phc | SPHYGMOMANOMETER(BP APPRATUS) | MODEL NOT AVAILABLE | 2000021814 | Functional | Others
14754 | Tb Clinic Karoli | Glucometer | Model not available | 3000138337 | Functional | Others
14755 | Bhadunda Kalan Phc | Suction Machine | Model Not Available | 2000021815 | Functional | Others
14756 | Bhadunda Kalan Phc | O.T. Light Single Dome | MODEL NOT AVAILABLE | 2000021816 | Functional | Others
14757 | Bhadunda Kalan Phc | Nebulizer | MODEL NOT AVAILABLE | 2000021817 | Functional | Others
14758 | Kalyanpura Phc | Labour Table | Model Not Available | 2000022274 | Functional | Others
14759 | Tb Clinic Karoli | Hemoglobin meter | Model Not Available | 3000138338 | Functional | Marienfeld
14760 | Chc Sambhar | SPHYGMOMANOMETER(BP APPRATUS) | Bhasin Sons | 30000089328 | Functional | Cmho Supply
14761 | Tb Clinic Karoli | Centrifuge Machine ( 8 Tube) | Model Not Available | 3000138339 | Functional | Others
14762 | Dudu Chc | SPHYGMOMANOMETER(BP APPRATUS) | MODEL NOT AVAILABLE | 2000024908 | Functional | Others
14763 | Chc Sambhar | Boyles Apparatus | MODEL NOT AVAILABLE | 3000089339 | Functional | Cmho Supply
14764 | Maharana Bhopal Govt Hospital Medical Collage | O.T. Light Double Dome | MODEL NOT AVAILABLE | 3000052220 | Functional | Others
14765 | Maharana Bhopal Govt Hospital Medical Collage | ECG Machine (Single Channel) | Model Not Available | 3000052250 | Functional | Others
14766 | Mahansar Phc | Suction Machine | Model Not Available | 2000019450 | Functional | Suprime Enterprises
14767 | Masalpur Chc | Binocular Microscope | Model Not Available | 3000138550 | Functional | Cmho Supply
14768 | Chc Sambhar | Boyles Apparatus | MODEL NOT AVAILABLE | 3000089334 | Functional | Others
14769 | Maharana Bhopal Govt Hospital Medical Collage | Pulse Oxymeter | Model Not Available | 3000052248 | Functional | Others
14770 | Mahansar Phc | Instrument Sterilizer | Model Not Available | 2000019459 | Functional | Others
14771 | Dudu Chc | Suction Machine | Model Not Available | 2000024911 | Functional | Others
14772 | Maharana Bhopal Govt Hospital Medical Collage | Autoclave | Model not available | 3000052423 | Functional | Others
14773 | Maharana Bhopal Govt Hospital Medical Collage | Freezes | MODEL NOT AVAILABLE | 3000052249 | Functional | Others
14774 | Chc Sambhar | Hydraulic Operation Table | MODEL NOT AVAILABLE | 44 | Functional | Others
14775 | Maharana Bhopal Govt Hospital Medical Collage | Cautry Machine | Model Not Available | 3000052218 | Functional | Others
14776 | Maharana Bhopal Govt Hospital Medical Collage | SPHYGMOMANOMETER(BP APPRATUS) | MODEL NOT AVAILABLE | 3000052382 | Functional | Others
14777 | Dhundara Chc | Binocular Microscope | Model Not Available | 3000049933 | Functional | Others
14778 | Maharana Bhopal Govt Hospital Medical Collage | Freezes | MODEL NOT AVAILABLE | 3000052424 | Functional | Others
14779 | Maharana Bhopal Govt Hospital Medical Collage | Freezes | Model Not Available | 3000218574 | Functional | Others
14780 | Masalpur Chc | Binocular Microscope | Model Not Available | 3000138551 | Functional | Others
14781 | Chc Sambhar | Hydraulic Operation Table | MODEL NOT AVAILABLE | 8 | Functional | Others
14782 | Mahansar Phc | 100mA X-Ray Machine | Model not available | 2000019449 | Functional | Picks Medical Systems Ltd
14783 | Masalpur Chc | Glucometer | Model not available | 3000138544 | Functional | Others
14784 | Mathura Das Mathur Hospital Jdh | O.T. Light Single Dome | MODEL NOT AVAILABLE | 2000034972 | Functional | Others
14785 | Mathura Das Mathur Hospital Jdh | Ultra Sonography (USG) & Colour Dopler Machine | LNT - Sonata | 3000131046 | Functional | Others
14786 | Mathura Das Mathur Hospital Jdh | Freezes | MODEL NOT AVAILABLE | 3000134168 | Functional | Others
14787 | Maharana Bhopal Govt Hospital Medical Collage | Baby Weighing Machine | Model Not Available | 3000044794 | Functional | Others
14788 | Mathura Das Mathur Hospital Jdh | Suction Machine | Model Not Available | VS3015138 | Functional | Others
14789 | Maharana Bhopal Govt Hospital Medical Collage | ECG Machine (Single Channel) | Medicaid - Cardio Fax | 3000044895 | Functional | Others
14790 | Maharana Bhopal Govt Hospital Medical Collage | ECG Machine (Single Channel) | Medicaid - Cardio Fax | 3000044896 | Functional | Others
14791 | Maharana Bhopal Govt Hospital Medical Collage | ECG Machine (Single Channel) | Medicaid - Cardio Fax | 3000044897 | Functional | Others
14792 | R K District Hospital Rajsamand Dh | Photoelectric Calorimeter | Calorimeter - 1312 | 3000052604 | Functional | Others
14793 | R K District Hospital Rajsamand Dh | Centrifuge Machine ( 8 Tube) | Model Not Available | JBL08746 | Functional | Others
14794 | Maharana Bhopal Govt Hospital Medical Collage | Ventilator | MODEL NOT AVAILABLE | 3000202480 | Functional | Others
14795 | Maharana Bhopal Govt Hospital Medical Collage | Ventilator | Model Not Available | 3000040503 | Functional | Others
14796 | Maharana Bhopal Govt Hospital Medical Collage | Ventilator | Model Not Available | 3000040504 | Functional | Others
14797 | Maharana Bhopal Govt Hospital Medical Collage | Ventilator | Model Not Available | 3000040505 | Functional | Others
14798 | Maharana Bhopal Govt Hospital Medical Collage | Ventilator | Model Not Available | 3000040801 | Functional | Others
14799 | Maharana Bhopal Govt Hospital Medical Collage | Ventilator | Model Not Available | 3000040691 | Functional | Others
14800 | Maharana Bhopal Govt Hospital Medical Collage | Ventilator | Model Not Available | 3000040687 | Functional | Others
14801 | Maharana Bhopal Govt Hospital Medical Collage | Ventilator | Model Not Available | 3000040688 | Functional | Others
14802 | Maharana Bhopal Govt Hospital Medical Collage | Ventilator | Model Not Available | 3000040689 | Functional | Others
14803 | Maharana Bhopal Govt Hospital Medical Collage | Ventilator | Model Not Available | 3000040568 | Functional | Others
14804 | Aligarh Chc | Monocular Microscope | Model not available | 930150 | Functional | Others
14805 | Maharana Bhopal Govt Hospital Medical Collage | Nebulizer | MODEL NOT AVAILABLE | 3000052462 | Functional | Others
14806 | Maharana Bhopal Govt Hospital Medical Collage | Nebulizer | MODEL NOT AVAILABLE | 3000052470 | Functional | Others
14807 | Maharana Bhopal Govt Hospital Medical Collage | Nebulizer | MODEL NOT AVAILABLE | 3000052471 | Functional | Others
14808 | Maharana Bhopal Govt Hospital Medical Collage | Nebulizer | MODEL NOT AVAILABLE | 79906 | Functional | Others
14809 | Maharana Bhopal Govt Hospital Medical Collage | Nebulizer | MODEL NOT AVAILABLE | 29205 | Functional | Others
14810 | Mathura Das Mathur Hospital Jdh | Bi-pap Machine | MODEL NOT AVAILABLE | 3000124092 | Functional | Others
14811 | Mathura Das Mathur Hospital Jdh | Bi-pap Machine | MODEL NOT AVAILABLE | 3000131322 | Functional | Others
14812 | Mathura Das Mathur Hospital Jdh | Bi-pap Machine | MODEL NOT AVAILABLE | 3000124091 | Functional | Others
14813 | Mathura Das Mathur Hospital Jdh | Bi-pap Machine | MODEL NOT AVAILABLE | 3000124090 | Functional | Others
14814 | Mathura Das Mathur Hospital Jdh | Bi-pap Machine | MODEL NOT AVAILABLE | 3000124089 | Functional | Others
14815 | Mathura Das Mathur Hospital Jdh | Bi-pap Machine | MODEL NOT AVAILABLE | 3000131321 | Functional | Others
14816 | Mathura Das Mathur Hospital Jdh | Bi-pap Machine | MODEL NOT AVAILABLE | 3000124088 | Functional | Others
14817 | Mathura Das Mathur Hospital Jdh | Bi-pap Machine | MODEL NOT AVAILABLE | 3000124087 | Functional | Others
14818 | Mathura Das Mathur Hospital Jdh | Bi-pap Machine | MODEL NOT AVAILABLE | 3000124086 | Functional | Others
14819 | Mathura Das Mathur Hospital Jdh | Bi-pap Machine | MODEL NOT AVAILABLE | 3000131320 | Functional | Others
14820 | Mathura Das Mathur Hospital Jdh | Bi-pap Machine | MODEL NOT AVAILABLE | 3000124085 | Functional | Others
14821 | Mathura Das Mathur Hospital Jdh | Bi-pap Machine | MODEL NOT AVAILABLE | 3000124084 | Functional | Others
14822 | Mathura Das Mathur Hospital Jdh | Bi-pap Machine | MODEL NOT AVAILABLE | 3000124083 | Functional | Others
14823 | Mathura Das Mathur Hospital Jdh | Bi-pap Machine | MODEL NOT AVAILABLE | 3000131319 | Functional | Others
14824 | Mathura Das Mathur Hospital Jdh | Bi-pap Machine | MODEL NOT AVAILABLE | 3000131318 | Functional | Others
14825 | Mathura Das Mathur Hospital Jdh | Bi-pap Machine | MODEL NOT AVAILABLE | 3000124082 | Functional | Others
14826 | Mathura Das Mathur Hospital Jdh | Bi-pap Machine | MODEL NOT AVAILABLE | 3000124081 | Functional | Others
14827 | Mathura Das Mathur Hospital Jdh | Bi-pap Machine | MODEL NOT AVAILABLE | 3000124080 | Functional | Others
14828 | Mathura Das Mathur Hospital Jdh | Bi-pap Machine | MODEL NOT AVAILABLE | 3000124079 | Functional | Others
14829 | Mathura Das Mathur Hospital Jdh | Bi-pap Machine | MODEL NOT AVAILABLE | 3000131317 | Functional | Others
14830 | Mathura Das Mathur Hospital Jdh | Bi-pap Machine | MODEL NOT AVAILABLE | 3000124078 | Functional | Others
14831 | Mathura Das Mathur Hospital Jdh | Bi-pap Machine | MODEL NOT AVAILABLE | 3000124077 | Functional | Others
14832 | Mathura Das Mathur Hospital Jdh | Bi-pap Machine | MODEL NOT AVAILABLE | 3000131316 | Functional | Others
14833 | Mathura Das Mathur Hospital Jdh | Bi-pap Machine | MODEL NOT AVAILABLE | 3000124076 | Functional | Others
14834 | Mathura Das Mathur Hospital Jdh | Bi-pap Machine | MODEL NOT AVAILABLE | 3000124075 | Functional | Others
14835 | Mathura Das Mathur Hospital Jdh | Bi-pap Machine | MODEL NOT AVAILABLE | 3000131315 | Functional | Others
14836 | Titnwara Phc | Centrifuge Machine ( 8 Tube) | Model Not Available | 2000019506 | Functional | Others
14837 | Titnwara Phc | SPHYGMOMANOMETER(BP APPRATUS) | MODEL NOT AVAILABLE | 27538 | Functional | Bhasin Sons Private Limited
14838 | Maharana Bhopal Govt Hospital Medical Collage | Syringe Needle Destroyer | Model not available | 3000052453 | Functional | Others
14839 | District Hospital Chittorgarh Dh | Anesthesia Machine | MODEL NOT AVAILABLE | 3000121669 | Functional | Others
14840 | Maharana Bhopal Govt Hospital Medical Collage | Suction Machine | Model Not Available | 3000040306 | Functional | Others
14841 | Maharana Bhopal Govt Hospital Medical Collage | Suction Machine | Model Not Available | 3000040307 | Functional | Others
14842 | Chaksu Chc | SPHYGMOMANOMETER(BP APPRATUS) | MODEL NOT AVAILABLE | 3000230551 | Functional | Others
14843 | Lotwara Phc | Centrifuge Machine ( 4 Tube ) | Remi 4C | 3000081339 | Functional | Others
14844 | Titriya Phc | Weighing Machine | Crown | 3000230637 | Functional | Others
14845 | Jln Central Store Medical College | Syringe Infusion Pump | AKAS Terumax RX | 2000034049 | Functional | Akas Medical
14846 | Titriya Phc | Hemoglobin meter | Model Not Available | 3000230639 | Functional | Others
14847 | District Hospital Chittorgarh Dh | Instrument Sterilizer | Model Not Available | 3000121918 | Functional | Others
14848 | Karansar Phc | Glucometer | Model not available | 3000089068 | Functional | Others
14849 | Banethi Phc | Hemoglobin meter | Model Not Available | 2000022347 | Functional | Others
14850 | Banethi Phc | Labour Table | Yorco - YSI - 438D | 1504561 | Functional | Metro Traiding Corporation
14851 | Maharana Bhopal Govt Hospital Medical Collage | Syringe Infusion Pump | Model not available | 3000040774 | Functional | Others
14852 | District Hospital Chittorgarh Dh | Suction Machine | Model Not Available | 3000121759 | Functional | Others
14853 | Maharana Bhopal Govt Hospital Medical Collage | Freezes | MODEL NOT AVAILABLE | 3000043978 | Functional | Others
14854 | Banethi Phc | Baby Weighing Machine | Model Not Available | 2000022356 | Functional | Others
14855 | Karansar Phc | Syringe Needle Destroyer | Model not available | 8386 | Functional | Others
14856 | Gangori Hospital | FOGGING MACHINE | MODEL NOT AVAILABLE | 3000230719 | Functional | Others
14857 | Gangori Hospital | FOGGING MACHINE | MODEL NOT AVAILABLE | 3000230734 | Functional | Others
14858 | Shivard Phc | SPHYGMOMANOMETER(BP APPRATUS) | MODEL NOT AVAILABLE | 7854 | Functional | Others
14859 | Shivard Phc | Syringe Needle Destroyer | Model not available | 3000084056 | Functional | Others
14860 | Maharana Bhopal Govt Hospital Medical Collage | Syringe Needle Destroyer | Microsil - ND350 | 3000052485 | Functional | Others
14861 | Shivard Phc | Syringe Needle Destroyer | Model not available | 3000084057 | Functional | Others
14862 | Mahansar Phc | Hemoglobin meter | Model Not Available | 2000019455 | Functional | Others
14863 | Dhundara Chc | Hot Air Oven | Model not available | 3000049932 | Functional | Others
14864 | Mahamandir City Dispensary | Blood Bank Refrigerator | MF114 | 85000861 | Functional | Others
14865 | Dhundara Chc | Semi Automated Chemistry Analyzer | Model not Available | 3000049934 | Functional | Others
14866 | Pilibanga Chc | SPHYGMOMANOMETER(BP APPRATUS) | MODEL NOT AVAILABLE | 3000044085 | Functional | Others
14867 | Masalpur Chc | Hemoglobin meter | Model Not Available | 3000138545 | Functional | Others
14868 | Jhanwar Chc | 100mA X-Ray Machine | GME - GMHF-6 | 3000049923 | Functional | Others
14869 | Viratnagar Chc | Streak Retinoscope | Model Not Available | 2000022541 | Functional | Others
14870 | Dhundara Chc | Centrifuge Machine ( 8 Tube) | Model Not Available | 3000049935 | Functional | Others
14871 | Chc Sambhar | O.T. Light Double Dome | MODEL NOT AVAILABLE | 3000089338 | Functional | Cognate India
14872 | Pilibanga Chc | Instrument Sterilizer | Model Not Available | 3000044086 | Functional | Others
14873 | Masalpur Chc | Hot Air Oven | Model not available | 3000138546 | Functional | Others
14874 | Maharana Bhopal Govt Hospital Medical Collage | Suction Machine | Model Not Available | 3000052383 | Functional | Others
14875 | Masalpur Chc | Incubator | MODEL NOT AVAILABLE | 3000138547 | Functional | Others
14876 | Dhundara Chc | Blood Cell Counter - 3 part | Model not available | 3000049936 | Functional | Others
14877 | Maharana Bhopal Govt Hospital Medical Collage | Double Puncture Laparoscope with Console Unit | Model Not Available | 3000052412 | Functional | Others
14878 | Maharana Bhopal Govt Hospital Medical Collage | Double Puncture Laparoscope with Console Unit | Model Not Available | 3000052206 | Functional | Others
14879 | Maharana Bhopal Govt Hospital Medical Collage | Radiant Heat Warmer | Model Not Available | 3000043799 | Functional | Others
14880 | Maharana Bhopal Govt Hospital Medical Collage | Radiant Heat Warmer | Model Not Available | 3000043802 | Functional | Others
14881 | Maharana Bhopal Govt Hospital Medical Collage | Radiant Heat Warmer | Model Not Available | 3000043744 | Functional | Others
14882 | Maharana Bhopal Govt Hospital Medical Collage | Radiant Heat Warmer | Model Not Available | 3000043748 | Functional | Others
14883 | Maharana Bhopal Govt Hospital Medical Collage | Radiant Heat Warmer | Model Not Available | 3000043749 | Functional | Others
14884 | Maharana Bhopal Govt Hospital Medical Collage | Radiant Heat Warmer | Model Not Available | 3000044360 | Functional | Others
14885 | Maharana Bhopal Govt Hospital Medical Collage | Radiant Heat Warmer | Model Not Available | 3000044362 | Functional | Others
14886 | Maharana Bhopal Govt Hospital Medical Collage | Radiant Heat Warmer | Model Not Available | 3000043896 | Functional | Others
14887 | Maharana Bhopal Govt Hospital Medical Collage | Radiant Heat Warmer | Model Not Available | 3000043898 | Functional | Others
14888 | District Hospital Chittorgarh Dh | Multi-Para Monitor | Model not available | 2K1301119356M | Functional | Larsen And Tourbo Ltd
14889 | Umaid Hospital Jodhpur Medical College Hospital | Freezes | MODEL NOT AVAILABLE | 3000120364 | Functional | Others
14890 | District Hospital Chittorgarh Dh | Ventilator | Model Not Available | 3000121661 | Functional | Others
14891 | Dist Hospital Barmer Dh | Pulse Oxymeter | Model Not Available | 1837 | Functional | Larsen And Tourbo Ltd
14892 | District Hospital Chittorgarh Dh | Oxygen Concentrator | Model Not Available | D014211 | Functional | Others
14893 | Maharana Bhopal Govt Hospital Medical Collage | Binocular Microscope | Model Not Available | 3000204013 | Functional | Others
14894 | Maharana Bhopal Govt Hospital Medical Collage | Binocular Microscope | Model Not Available | 3000204014 | Functional | Others
14895 | Maharana Bhopal Govt Hospital Medical Collage | Binocular Microscope | Model Not Available | 3000204015 | Functional | Others
14896 | Maharana Bhopal Govt Hospital Medical Collage | Binocular Microscope | Model Not Available | 3000204016 | Functional | Others
14897 | Maharana Bhopal Govt Hospital Medical Collage | Binocular Microscope | Model Not Available | 3000204017 | Functional | Others
14898 | Maharana Bhopal Govt Hospital Medical Collage | Binocular Microscope | Model Not Available | 3000204018 | Functional | Others
14899 | Maharana Bhopal Govt Hospital Medical Collage | Binocular Microscope | Model Not Available | 3000204019 | Functional | Others
14900 | Jln Central Store Medical College | Ventilator | Model Not Available | ARWN0026 | Functional | Others
14901 | Maharana Bhopal Govt Hospital Medical Collage | Multi-Para Monitor | Star 50 ( L and T ) | 3000052140 | Functional | Others
14902 | Maharana Bhopal Govt Hospital Medical Collage | Multi-Para Monitor | Star 50 ( L and T ) | 3000052141 | Functional | Others
14903 | Maharana Bhopal Govt Hospital Medical Collage | Multi-Para Monitor | Star 50 ( L and T ) | 3000052142 | Functional | Others
14904 | Maharana Bhopal Govt Hospital Medical Collage | Multi-Para Monitor | Star 50 ( L and T ) | 3000052143 | Functional | Others
14905 | Maharana Bhopal Govt Hospital Medical Collage | Multi-Para Monitor | Star 50 ( L and T ) | 3000052144 | Functional | Others
14906 | Maharana Bhopal Govt Hospital Medical Collage | Multi-Para Monitor | Star 50 ( L and T ) | 3000052145 | Functional | Others
14907 | Maharana Bhopal Govt Hospital Medical Collage | Multi-Para Monitor | Star 50 ( L and T ) | 3000052146 | Functional | Others
14908 | Maharana Bhopal Govt Hospital Medical Collage | Multi-Para Monitor | Star 50 ( L and T ) | 3000052147 | Functional | Others
14909 | Maharana Bhopal Govt Hospital Medical Collage | Multi-Para Monitor | Star 50 ( L and T ) | 3000052148 | Functional | Others
14910 | Maharana Bhopal Govt Hospital Medical Collage | Multi-Para Monitor | Star 50 ( L and T ) | 3000052149 | Functional | Others
14911 | Alsisar Phc | Suction Machine | Model Not Available | 2000019620 | Functional | Surgitech
14912 | Jln Central Store Medical College | Multi-Para Monitor | Star 50 ( L and T ) | AI0SE00157 | Functional | Others
14913 | District Hospital Chittorgarh Dh | Ventilator | Model Not Available | THC-12724 | Functional | Schiller Healthcare India Pvt Ltd
14914 | Maharana Bhopal Govt Hospital Medical Collage | Ventilator | Model Not Available | 3000052173 | Functional | Others
14915 | Paharsar Phc | Freezes | MODEL NOT AVAILABLE | 2000003321 | Non Functional Repairable | Others
14916 | Kishangarh Renwal Chc | Boyles Apparatus | MODEL NOT AVAILABLE | 2339146 | Functional | Cmho Supply
14917 | Achrol Phc | Fetal Doppler | MODEL NOT AVAILABLE | 12076 | Functional | Others
14918 | Ladusar Phc | Weighing Machine | MODEL NOT AVAILABLE | 2000021820 | Functional | Others
14919 | Chc Phulera | Radiant Heat Warmer | Model Not Available | 1143 | Functional | Cmho Supply
14920 | Setellite Hospital Banipark Satellite | Suction Machine | SURGIX | 6 | Functional | Others
14921 | Mathura Das Mathur Hospital Jdh | Bi-pap Machine | MODEL NOT AVAILABLE | 3000124074 | Functional | Others
14922 | Mathura Das Mathur Hospital Jdh | Bi-pap Machine | MODEL NOT AVAILABLE | 3000131314 | Functional | Others
14923 | Mathura Das Mathur Hospital Jdh | Bi-pap Machine | MODEL NOT AVAILABLE | 3000124073 | Functional | Others
14924 | Mathura Das Mathur Hospital Jdh | Bi-pap Machine | MODEL NOT AVAILABLE | 3000124072 | Functional | Others
14925 | Mathura Das Mathur Hospital Jdh | Bi-pap Machine | MODEL NOT AVAILABLE | 3000124071 | Functional | Others
14926 | Mathura Das Mathur Hospital Jdh | Bi-pap Machine | MODEL NOT AVAILABLE | 3000131313 | Functional | Others
14927 | Mathura Das Mathur Hospital Jdh | Bi-pap Machine | MODEL NOT AVAILABLE | 3000124070 | Functional | Others
14928 | Mathura Das Mathur Hospital Jdh | Bi-pap Machine | MODEL NOT AVAILABLE | 3000124069 | Functional | Others
14929 | Maharana Bhopal Govt Hospital Medical Collage | Blood Cell Counter - 3 part | Model not available | 3000052019 | Functional | Others
14930 | Kishangarh Renwal Chc | SPHYGMOMANOMETER(BP APPRATUS) | MODEL NOT AVAILABLE | 3000089538 | Functional | Cmho Supply
14931 | Setellite Hospital Banipark Satellite | Suction Machine | Model Not Available | 3G4395 | Functional | Cmho Supply
14932 | Kishangarh Renwal Chc | Weighing Machine | MODEL NOT AVAILABLE | 3000089539 | Functional | Surgi Sun
14933 | Luna Phc Jhunjunu | SPHYGMOMANOMETER(BP APPRATUS) | MODEL NOT AVAILABLE | 2000019447 | Functional | Others
14934 | Setellite Hospital Banipark Satellite | Spot Light ( Portable ) | Model Not Available | 2000024006 | Functional | Cmho Supply
14935 | Maharana Bhopal Govt Hospital Medical Collage | Ventilator | Model Not Available | 3000040382 | Functional | Others
14936 | Maharana Bhopal Govt Hospital Medical Collage | Suction Machine | Model Not Available | 3000044997 | Functional | Others
14937 | Maharana Bhopal Govt Hospital Medical Collage | Suction Machine | Model Not Available | 3000044998 | Functional | Others
14938 | Kishangarh Renwal Chc | Streak Retinoscope | Model Not Available | 3000089541 | Functional | Cmho Supply
14939 | Maharana Bhopal Govt Hospital Medical Collage | Freezes | MODEL NOT AVAILABLE | 3000040401 | Functional | Others
14940 | Gudhagodji Chc | Baby Weighing Machine | Model Not Available | 2000019557 | Functional | Crown Digital Scales Inc
14941 | Gudhagodji Chc | O.T. Light Single Dome | MODEL NOT AVAILABLE | 2000019561 | Functional | Others
14942 | District Hospital Chittorgarh Dh | Nebulizer | MODEL NOT AVAILABLE | 3000121763 | Functional | Others
14943 | Jln Central Store Medical College | Suction Machine | Model Not Available | 2000033370 | Functional | Others
14944 | Shivard Phc | Syringe Needle Destroyer | Nulife - Dots | 3000084059 | Non Functional Repairable | Cmho Supply
14945 | Maharana Bhopal Govt Hospital Medical Collage | ECG Machine (Single Channel) | Model Not Available | 3000044860 | Functional | Others
14946 | Maharana Bhopal Govt Hospital Medical Collage | SPHYGMOMANOMETER(BP APPRATUS) | MODEL NOT AVAILABLE | 43376 | Functional | Others
14947 | Maharana Bhopal Govt Hospital Medical Collage | SPHYGMOMANOMETER(BP APPRATUS) | MODEL NOT AVAILABLE | 623141-10 | Functional | Others
14948 | Shivard Phc | Syringe Needle Destroyer | Nulife - Dots | NBSD0725478 | Non Functional Repairable | Cmho Supply
14949 | Shivard Phc | Baby Weighing Machine | Model Not Available | 3000084065 | Functional | Cmho Supply
14950 | Jln Central Store Medical College | O.T. Light Single Dome | MODEL NOT AVAILABLE | SMPS/8166 | Functional | Others
14951 | Shivard Phc | Baby Weighing Machine | Docbel Braun | 3000084066 | Functional | Cmho Supply
14952 | Shivard Phc | Binocular Microscope | Model Not Available | 3000084067 | Non Functional Repairable | Cmho Supply
14953 | Goneda Phc | Syringe Needle Destroyer | Model not available | 2000022285 | Functional | Bhasin Sons Private Limited
14954 | Maharana Bhopal Govt Hospital Medical Collage | Multi-Para Monitor | Model not available | 3000052490 | Functional | Others
14955 | Chandawaji Phc | Syringe Needle Destroyer | Model not available | 2000025376 | Functional | Others
14956 | Jln Central Store Medical College | FOGGING MACHINE | MODEL NOT AVAILABLE | 2525 | Functional | Others
14957 | Vijaynagar Phc | Freezes | Model not available | 0 | Functional | Janak Healthcare Pvt Ltd
14958 | Jln Central Store Medical College | Freezes | Model not available | 0 | Functional | Janak Healthcare Pvt Ltd
14959 | Maharana Bhopal Govt Hospital Medical Collage | Multi-Para Monitor | Model not available | 3000052241 | Functional | Others
14960 | Maharana Bhopal Govt Hospital Medical Collage | Multi-Para Monitor | Model not available | 3000052242 | Functional | Others
14961 | Chandawaji Phc | Centrifuge Machine ( 8 Tube) | Model Not Available | 2000025377 | Functional | Remi Electrotechnik Ltd
14962 | Vijaynagar Phc | Syringe Needle Destroyer | Model not available | 2000003411 | Functional | Cmho Supply
14963 | Gangori Hospital | Syringe Infusion Pump | SIMTEK - Infutek 405 | 3000230722 | Functional | Others
14964 | Vijaynagar Phc | SPHYGMOMANOMETER(BP APPRATUS) | ELITE | 280105 | Functional | Elite Scientific Corporation
14965 | Gangori Hospital | Multi-Para Monitor | Model not available | 3000230681 | Functional | Others
14966 | Mahansar Phc | Hot Air Oven | Model not available | 1234 | Non Functional Repairable | Deepak Enterprises
14967 | Maharana Bhopal Govt Hospital Medical Collage | C-Arm Machine | Model Not Available | 3000052219 | Functional | Others
14968 | Chc Sambhar | Syringe Needle Destroyer | Microsil ND 20 | 3000089322 | Functional | Cmho Supply
14969 | Maharana Bhopal Govt Hospital Medical Collage | ENT Patient Chair | Model not available | 3000050411 | Functional | Others
14970 | Chc Sambhar | Syringe Needle Destroyer | Microsil - ND350 | 9917 | Functional | Cmho Supply
14971 | Kariri Phc | Centrifuge Machine ( 8 Tube) | REMI - R 8C | 2000022619 | Functional | Remi Electrotechnik Ltd
14972 | Baroli Phc | Syringe Needle Destroyer | Model not available | 2000003304 | Functional | Others
14973 | Hingoniya Phc Jaipur | SPHYGMOMANOMETER(BP APPRATUS) | MODEL NOT AVAILABLE | 300008912 | Functional | Others
14974 | Mahansar Phc | Centrifuge Machine ( 8 Tube) | Model Not Available | 200019452 | Functional | Others
14975 | Kariri Phc | Hemoglobin meter | Model Not Available | 2000022620 | Functional | Others
14976 | Jhanwar Chc | Radiant Heat Warmer | Zeal - RHW 2101A | 3000049880 | Functional | Others
14977 | Mahansar Phc | Binocular Microscope | PZB 22 | 2000019453 | Functional | Others
14978 | Dudu Chc | ECG Machine (Six Channel ) | Model Not Available | JSF8714 | Functional | Others
14979 | Maharana Bhopal Govt Hospital Medical Collage | Suction Machine | Model Not Available | 3000043907 | Functional | Others
14980 | Chc Sambhar | Syringe Needle Destroyer | Microsil - ND350 | 7206 | Functional | Cmho Supply
14981 | Babai Phc | Baby Weighing Machine | Model Not Available | 2000021856 | Functional | Others
14982 | Dudu Chc | ECG Machine (Six Channel ) | Model Not Available | J8A14912 | Functional | Others
14983 | Maharana Bhopal Govt Hospital Medical Collage | Pulse Oxymeter | Model Not Available | 3000043909 | Functional | Others
14984 | Maharana Bhopal Govt Hospital Medical Collage | Pulse Oxymeter | Model Not Available | 3000043911 | Functional | Others
14985 | Jhanwar Chc | Blood Bank Refrigerator | Model not available | 3000049924 | Functional | Others
14986 | Dispensary Agarwal Farm City | Centrifuge Machine ( 8 Tube) | Model Not Available | 2000024456 | Functional | Others
14987 | Kariri Phc | Binocular Microscope | Redical - RLX 48 | 2000022625 | Non Functional Repairable | Cmho Supply
14988 | Hingoniya Phc Jaipur | SPHYGMOMANOMETER(BP APPRATUS) | MODEL NOT AVAILABLE | 3000089621 | Functional | Others
14989 | Hingoniya Phc Jaipur | SPHYGMOMANOMETER(BP APPRATUS) | MODEL NOT AVAILABLE | 3000089622 | Functional | Others
14990 | Viratnagar Chc | Suction Machine | Bhasin Sons | 2000022527 | Functional | Bhaseen Health Products Pvt Ltd
14991 | Maharana Bhopal Govt Hospital Medical Collage | FOOT OPERATED SUCTION MACHINE | MODEL NOT AVAILABLE | 3000052232 | Functional | Others
14992 | Badau Chc Jhunjunu | Suction Machine | Model Not Available | 2000021844 | Functional | Others
14993 | Maharana Bhopal Govt Hospital Medical Collage | Nebulizer | MODEL NOT AVAILABLE | 3000052461 | Functional | Others
14994 | Maharana Bhopal Govt Hospital Medical Collage | Nebulizer | MODEL NOT AVAILABLE | 29492 | Functional | Others
14995 | Maharana Bhopal Govt Hospital Medical Collage | Nebulizer | MODEL NOT AVAILABLE | 87495 | Functional | Others
14996 | Mathura Das Mathur Hospital Jdh | Freezes | MODEL NOT AVAILABLE | 3000117431 | Functional | Others
14997 | Birmi Phc | Suction Machine | HI VAC | 321 | Non Functional Not Repairable | Anand Medicaids Pvt Ltd
14998 | Sunder Singh Bhandari Hospital Chandpole Dh | Freezes | MODEL NOT AVAILABLE | 63805394 | Functional | Others
14999 | Maharana Bhopal Govt Hospital Medical Collage | Incubator | MODEL NOT AVAILABLE | 3000040902 | Functional | Others
15000 | Mathura Das Mathur Hospital Jdh | Intensive Care Bed | Janak | 3000131677 | Functional | Others
15001 | Maharana Bhopal Govt Hospital Medical Collage | Syringe Infusion Pump | Model not available | 3000040398 | Functional | Others
15002 | Maharana Bhopal Govt Hospital Medical Collage | Syringe Infusion Pump | Model not available | 3000040399 | Functional | Others
15003 | Maharana Bhopal Govt Hospital Medical Collage | Syringe Infusion Pump | Model not available | 3000040400 | Functional | Others
15004 | Maharana Bhopal Govt Hospital Medical Collage | Syringe Infusion Pump | Model not available | 3000040402 | Functional | Others
15005 | Maharana Bhopal Govt Hospital Medical Collage | Syringe Infusion Pump | Model not available | 3000040403 | Functional | Others
15006 | R K District Hospital Rajsamand Dh | Radiant Heat Warmer | Meditrin - Heat Warmer | NRHM/WM09/223 | Functional | Others
15007 | Mathura Das Mathur Hospital Jdh | Centrifuge Machine ( 8 Tube) | REMI - R 8C | 3000117427 | Functional | Others
15008 | Bugala Phc Jhunjhunu | SPHYGMOMANOMETER(BP APPRATUS-Digital) | Model Not Available | 2000019607 | Functional | Others
15009 | Mathura Das Mathur Hospital Jdh | Multi-Para Monitor | Model not available | 3000131691 | Functional | Others
15010 | Mathura Das Mathur Hospital Jdh | Nebulizer | MODEL NOT AVAILABLE | 3000131683 | Functional | Others
15011 | Maharana Bhopal Govt Hospital Medical Collage | Incubator | MODEL NOT AVAILABLE | 3000040873 | Functional | Others
15012 | Maharana Bhopal Govt Hospital Medical Collage | Phototherepy Unit | MODEL NOT AVAILABLE | 3000040871 | Functional | Others
15013 | Jln Central Store Medical College | ECG Monitor | Model not available | 827EA | Functional | Others
15014 | Duni Chc | Binocular Microscope | Model Not Available | 3000080017 | Functional | Mlw Intermed
15015 | Mathura Das Mathur Hospital Jdh | Suction Machine | Model Not Available | 91082226 | Functional | Others
15016 | Gudhagodji Chc | Instrument Sterilizer | Model Not Available | 2000019575 | Non Functional Repairable | Others
15017 | Chandlai Phc | Fetal Doppler | MODEL NOT AVAILABLE | 3000230623 | Functional | Others
15018 | Chandlai Phc | Weighing Machine | MODEL NOT AVAILABLE | 3000230624 | Functional | Others
15019 | District Hospital Chittorgarh Dh | O.T. Light Double Dome | MODEL NOT AVAILABLE | 3000121554 | Functional | Cognate India
15020 | Titnwara Phc | Weighing Machine | MODEL NOT AVAILABLE | 2000019525 | Functional | Others
15021 | Chaksu Chc | Binocular Microscope | Model Not Available | 957037 | Non Functional Repairable | Others
15022 | Jln Central Store Medical College | Multi-Para Monitor | Schiller - Truscope Classic | MO14E004187 | Functional | Schiller Healthcare India Pvt Ltd
15023 | Titriya Phc | SPHYGMOMANOMETER(BP APPRATUS) | Pagoda | 3000230630 | Functional | Others
15024 | Maharana Bhopal Govt Hospital Medical Collage | Syringe Infusion Pump | Model not available | 3000043900 | Functional | Others
15025 | Maharana Bhopal Govt Hospital Medical Collage | Syringe Infusion Pump | Model not available | 3000043902 | Functional | Others
15026 | Chaksu Chc | Syringe Needle Destroyer | Model not available | 3000230510 | Functional | Cmho Supply
15027 | Titriya Phc | Weighing Machine | Crown | 3000230631 | Functional | Others
15028 | Jhel Ka Bada Phc | SPHYGMOMANOMETER(BP APPRATUS) | MODEL NOT AVAILABLE | 3000086084 | Functional | Others
15029 | District Hospital Chittorgarh Dh | ECG Machine (Six Channel ) | Model Not Available | 3000121923 | Functional | Medicaid Systems
15030 | District Hospital Chittorgarh Dh | ECG Machine (Single Channel) | Model Not Available | 3000121922 | Functional | Bpl Medical Technologies
15031 | Jln Central Store Medical College | Syringe Infusion Pump | AKAS Terumax RX | RY03150007 | Functional | Akas Medical
15032 | Maharana Bhopal Govt Hospital Medical Collage | Defibrillator | MODEL NOT AVAILABLE | 3000040509 | Functional | Others
15033 | Maharana Bhopal Govt Hospital Medical Collage | 100mA X-Ray Machine | Model not available | 3000040686 | Functional | Others
15034 | Banethi Phc | Syringe Needle Destroyer | Model not available | 2000022343 | Functional | Bhasin Sons Private Limited
15035 | Maharana Bhopal Govt Hospital Medical Collage | Ventilator | Model Not Available | 3000043793 | Functional | Others
15036 | Maharana Bhopal Govt Hospital Medical Collage | Ventilator | Model Not Available | 3000040532 | Functional | Others
15037 | Maharana Bhopal Govt Hospital Medical Collage | Ventilator | Model Not Available | 3000040536 | Functional | Others
15038 | Maharana Bhopal Govt Hospital Medical Collage | Ventilator | Model Not Available | 3000052204 | Functional | Others
15039 | Jln Central Store Medical College | Syringe Infusion Pump | Model not available | 179863 | Not in use | Others
15040 | Karansar Phc | Binocular Microscope | Model Not Available | 3000089064 | Functional | Others
15041 | Jln Central Store Medical College | Syringe Infusion Pump | Model not available | 2000034058 | Functional | Others
15042 | Shivard Phc | Radiant Heat Warmer | Zeal - RHW 2101A | 3000084040 | Functional | Zeal Medical Pvt Ltd
15043 | Mandawa Chc | Hemoglobin meter | Model Not Available | 2000021908 | Functional | Others
15044 | Mathura Das Mathur Hospital Jdh | Freezes | MODEL NOT AVAILABLE | 3000120393 | Functional | Others
15045 | Mandawa Chc | Hemoglobin meter | HB 301 | 1342813233 | Functional | Hemocue India
15046 | Mandawa Chc | Hemoglobin meter | Model Not Available | 2000021911 | Non Functional Repairable | Others
15047 | Aligarh Chc | Instrument Sterilizer | Model Not Available | 3000080005 | Functional | Others
15048 | Mathura Das Mathur Hospital Jdh | Anesthesia Machine | MODEL NOT AVAILABLE | 3000131044 | Functional | Others
15049 | R K District Hospital Rajsamand Dh | Blood Bank Refrigerator | Model not available | 3000052596 | Functional | Others
15050 | Mathura Das Mathur Hospital Jdh | ECG Machine (Single Channel) | Model Not Available | 30001240 | Functional | Others
15051 | Mathura Das Mathur Hospital Jdh | X-Ray Viewer Box | Model Not Available | 3000120610 | Functional | Others
15052 | Mandawa Chc | Binocular Microscope | M L W Intermed | 2000021901 | Functional | Mlw Intermed
15053 | Mandawa Chc | Semi Automated Chemistry Analyzer | Ark - CKK 24 | 1221108 | Functional | Ark Diagnostics Bangalore
15054 | R K District Hospital Rajsamand Dh | Incubator | MODEL NOT AVAILABLE | 3000052599 | Functional | Others
15055 | Maharana Bhopal Govt Hospital Medical Collage | Water Bath | Model not available | 3000040963 | Functional | Others
15056 | Maharana Bhopal Govt Hospital Medical Collage | Nebulizer | MODEL NOT AVAILABLE | 3000044802 | Functional | Others
15057 | Maharana Bhopal Govt Hospital Medical Collage | Nebulizer | MODEL NOT AVAILABLE | 3000044803 | Functional | Others
15058 | Maharana Bhopal Govt Hospital Medical Collage | Nebulizer | MODEL NOT AVAILABLE | 3000044804 | Functional | Others
15059 | Maharana Bhopal Govt Hospital Medical Collage | Nebulizer | MODEL NOT AVAILABLE | 3000044805 | Functional | Others
15060 | Maharana Bhopal Govt Hospital Medical Collage | Binocular Microscope | Model Not Available | 3000040992 | Functional | Others
15061 | Maharana Bhopal Govt Hospital Medical Collage | Binocular Microscope | Model Not Available | 3000040993 | Functional | Others
15062 | Maharana Bhopal Govt Hospital Medical Collage | Binocular Microscope | Model Not Available | 3000040994 | Functional | Others
15063 | Karansar Phc | Syringe Needle Destroyer | Model not available | 714152 | Functional | Mrk Healthcare Pvt Ltd Delhi
15064 | Jagatpura Phc | Syringe Needle Destroyer | Microsil - ND350 | 8567 | Non Functional Repairable | Others
15065 | Jln Central Store Medical College | Ventilator | Model Not Available | 1211FA/BU | Functional | Others
15066 | Dispensary Agarwal Farm City | Weighing Machine | Crown | 2000024450 | Functional | Cmho Supply
15067 | Gangori Hospital | Suction Machine | Model Not Available | 3000230709 | Functional | Others
15068 | Maharana Bhopal Govt Hospital Medical Collage | Fetal Monitor | FD 9613 | 3000052247 | Functional | Others
15069 | Dudu Chc | Defibrillator | MODEL NOT AVAILABLE | 2000024923 | Functional | Others
15070 | Masalpur Chc | Syringe Needle Destroyer | Model not available | 3000138548 | Functional | Others
15071 | Maharana Bhopal Govt Hospital Medical Collage | Ultra Sonography (USG) & Colour Dopler Machine | Model not available | 3000052499 | Functional | Others
15072 | Hantra Phc | Hydraulic Operation Table | MODEL NOT AVAILABLE | 2000003273 | Functional | Others
15073 | Maharana Bhopal Govt Hospital Medical Collage | Weighing Machine | MODEL NOT AVAILABLE | 3000052500 | Functional | Others
15074 | Dhundara Chc | Instrument Sterilizer | Model Not Available | 3000049949 | Functional | Others
15075 | Maharana Bhopal Govt Hospital Medical Collage | Syringe Needle Destroyer | Model not available | 3000052384 | Functional | Others
15076 | Viratnagar Chc | Nebulizer | MODEL NOT AVAILABLE | 12015626 | Functional | Others
15077 | Dudu Chc | Defibrillator | MODEL NOT AVAILABLE | 10473 | Functional | Others
15078 | Chc Sambhar | Syringe Needle Destroyer | Microsil - ND350 | 7157 | Functional | Cmho Supply
15079 | Kariri Phc | Glucometer | Model not available | 2000022623 | Functional | Omron Health Care
15080 | Dispensary Agarwal Farm City | Syringe Needle Destroyer | Model not available | 2000024453 | Functional | Deepak Enterprises
15081 | Hingoniya Phc Jaipur | SPHYGMOMANOMETER(BP APPRATUS) | MODEL NOT AVAILABLE | 3000089616 | Functional | Others
15082 | Kariri Phc | Syringe Needle Destroyer | Microsil - ND350 | 2000022624 | Non Functional Repairable | Others
15083 | Dhundara Chc | Phototherepy Unit | MODEL NOT AVAILABLE | 3000049950 | Functional | Others
15084 | Dispensary Agarwal Farm City | Blood Cell Counter - 3 part | Model not available | 2000024454 | Functional | Deepak Enterprises
15085 | Viratnagar Chc | Fiberoptic Laryngoscope | Model Not Available | 2000022553 | Functional | Others
15086 | Dudu Chc | ECG Machine (Single Channel) | Model Not Available | J9A17521 | Functional | Others
15087 | Dispensary Agarwal Farm City | Glucometer | Model not available | RMDB011855 | Functional | Deepak Enterprises
15088 | Astavan Phc | Syringe Needle Destroyer | Model not available | 2000003221 | Functional | Others
15089 | Maharana Bhopal Govt Hospital Medical Collage | Phototherepy Unit | MODEL NOT AVAILABLE | 3000043910 | Functional | Others
15090 | Astavan Phc | Hemoglobin meter | HB 301 | 2000003222 | Functional | Others
15091 | Hingoniya Phc Jaipur | SPHYGMOMANOMETER(BP APPRATUS) | MODEL NOT AVAILABLE | 3000089623 | Functional | Others
15092 | Astavan Phc | Glucometer | Model not available | 2000003223 | Functional | Others
15093 | Babai Phc | Binocular Microscope | PZB 22 | 2000021859 | Functional | Others
15094 | Barnala Phc | Spot Light ( Portable ) | Model Not Available | 2000020977 | Functional | Donation
15095 | Aligarh Chc | Weighing Machine | MODEL NOT AVAILABLE | 3000080006 | Functional | Others
15096 | R K District Hospital Rajsamand Dh | Binocular Microscope | Quasmo | 55687 | Functional | Others
15097 | Maharana Bhopal Govt Hospital Medical Collage | Suction Machine | Model Not Available | 3000044764 | Functional | Others
15098 | Maharana Bhopal Govt Hospital Medical Collage | Suction Machine | Model Not Available | 3000044766 | Functional | Others
15099 | Maharana Bhopal Govt Hospital Medical Collage | Suction Machine | Model Not Available | 3000052469 | Functional | Others
15100 | Maharana Bhopal Govt Hospital Medical Collage | Suction Machine | Model Not Available | 734505 | Functional | Others
15101 | Maharana Bhopal Govt Hospital Medical Collage | Suction Machine | Model Not Available | 3000040792 | Functional | Others
15102 | Maharana Bhopal Govt Hospital Medical Collage | Suction Machine | Model Not Available | 3000044793 | Functional | Others
15103 | Mathura Das Mathur Hospital Jdh | ECG Machine (Single Channel) | Model Not Available | 3000202474 | Functional | Cmho Supply
15104 | Mathura Das Mathur Hospital Jdh | ECG Machine (Single Channel) | Model Not Available | 3000124055 | Functional | Others
15105 | Mathura Das Mathur Hospital Jdh | ECG Machine (Single Channel) | Model Not Available | 3000131333 | Functional | Others
15106 | R K District Hospital Rajsamand Dh | VDRL Rotator (Rotor and Shaker) | Model Not Available | 3000052600 | Functional | Others
15107 | Mandawa Chc | Centrifuge Machine ( 8 Tube) | Model Not Available | 2000021904 | Functional | Others
15108 | Birmi Phc | SPHYGMOMANOMETER(BP APPRATUS) | MODEL NOT AVAILABLE | 62507 | Functional | Bhasin Sons Private Limited
15109 | Aligarh Chc | Syringe Needle Destroyer | Model not available | 3000080010 | Functional | Others
15110 | Mathura Das Mathur Hospital Jdh | Suction Machine | Model Not Available | 3000120617 | Functional | Others
15111 | Aligarh Chc | Oxygen Concentrator | Model Not Available | 3000080011 | Functional | Others
15112 | Maharana Bhopal Govt Hospital Medical Collage | Syringe Needle Destroyer | Model not available | 3000044843 | Functional | Others
15113 | Mandawa Chc | Glucometer | Model not available | 2000021906 | Functional | Others
15114 | Birmi Phc | Glucometer | Model not available | 2357 | Non Functional Not Repairable | Others
15115 | Mathura Das Mathur Hospital Jdh | BLOOD DONOR COUCH | MODEL NOT AVAILABLE | 3000117413 | Functional | Others
15116 | Mathura Das Mathur Hospital Jdh | BLOOD DONOR COUCH | MODEL NOT AVAILABLE | 3000117415 | Functional | Others
15117 | Mathura Das Mathur Hospital Jdh | Blood Collection Monitor | Model Not Available | 3000117414 | Functional | Others
15118 | Mandawa Chc | Suction Machine | Model Not Available | 2000021916 | Functional | Others
15119 | Birmi Phc | Weighing Machine | Crown | 2000021995 | Functional | Others
15120 | Kishangarh Renwal Chc | Blood Bank Refrigerator | Model not available | 3000089543 | Functional | Others
15121 | Setellite Hospital Banipark Satellite | Syringe Needle Destroyer | Microsil - ND350 | 15B251 | Functional | Others
15122 | Chc Phulera | SPHYGMOMANOMETER(BP APPRATUS) | MODEL NOT AVAILABLE | 98135815 | Functional | Ajay Optical India
15123 | Phalodi Phc | Ice lined refrigerator | HBD-116 | 2000020109 | Functional | Others
15124 | Maharana Bhopal Govt Hospital Medical Collage | Bipolar Cautery Machine | Model Not Available | 3000040657 | Functional | Others
15125 | Maharana Bhopal Govt Hospital Medical Collage | Bipolar Cautery Machine | Model Not Available | 3000040658 | Functional | Others
15126 | Maharana Bhopal Govt Hospital Medical Collage | Pulse Oxymeter | Model Not Available | 3000043856 | Functional | Others
15127 | Maharana Bhopal Govt Hospital Medical Collage | Syringe Infusion Pump | Model not available | 3000040374 | Functional | Others
15128 | Sangria Chc | Autoclave | Model not available | 91 | Functional | Surgicoin Medequip Pvt Ltd
15129 | Maharana Bhopal Govt Hospital Medical Collage | Radiant Heat Warmer | Model Not Available | 3000043862 | Not in use | Others
15130 | Mathura Das Mathur Hospital Jdh | Bi-pap Machine | MODEL NOT AVAILABLE | 3000131312 | Functional | Others
15131 | Mathura Das Mathur Hospital Jdh | Bi-pap Machine | MODEL NOT AVAILABLE | 3000120960 | Functional | Others
15132 | Mathura Das Mathur Hospital Jdh | Bi-pap Machine | MODEL NOT AVAILABLE | 3000120961 | Functional | Others
15133 | Mathura Das Mathur Hospital Jdh | Bi-pap Machine | MODEL NOT AVAILABLE | 3000120962 | Functional | Others
15134 | Mathura Das Mathur Hospital Jdh | Bi-pap Machine | MODEL NOT AVAILABLE | 3000120963 | Functional | Others
15135 | Mathura Das Mathur Hospital Jdh | Bi-pap Machine | MODEL NOT AVAILABLE | 3000120964 | Functional | Others
15136 | Mathura Das Mathur Hospital Jdh | Bi-pap Machine | MODEL NOT AVAILABLE | 3000131308 | Functional | Others
15137 | Mathura Das Mathur Hospital Jdh | Bi-pap Machine | MODEL NOT AVAILABLE | 3000124065 | Functional | Others
15138 | Mathura Das Mathur Hospital Jdh | Bi-pap Machine | MODEL NOT AVAILABLE | 3000124064 | Functional | Others
15139 | Mathura Das Mathur Hospital Jdh | Bi-pap Machine | MODEL NOT AVAILABLE | 3000124063 | Functional | Others
15140 | Mathura Das Mathur Hospital Jdh | Bi-pap Machine | Model Not Available | X6A314100382 | Functional | Janak Healthcare Pvt Ltd
15141 | Mathura Das Mathur Hospital Jdh | Bi-pap Machine | MODEL NOT AVAILABLE | 3000124061 | Functional | Others
15142 | Mathura Das Mathur Hospital Jdh | Bi-pap Machine | MODEL NOT AVAILABLE | 3000124210 | Functional | Others
15143 | Jln Central Store Medical College | Suction Machine | Model Not Available | 2000034254 | Functional | Others
15144 | Jln Central Store Medical College | Suction Machine | Model Not Available | 2000033338 | Functional | Others
15145 | Jln Central Store Medical College | ECG Monitor | Schiller - Truscope Mini | J14D246 | Functional | Others
15146 | Jln Central Store Medical College | Syringe Infusion Pump | Injectomat Agilia | 20828864 | Functional | Others
15147 | Badiyal Kalan Phc | Monocular Microscope | Model not available | 380568 | Functional | Others
15148 | Maharana Bhopal Govt Hospital Medical Collage | Ventilator | Model Not Available | 3000043833 | Not in use | Others
15149 | Gangori Hospital | Syringe Needle Destroyer | Nulife - Dots | 3000230691 | Functional | Others
15150 | Bobas Phc | SPHYGMOMANOMETER(BP APPRATUS) | MODEL NOT AVAILABLE | 3000089163 | Functional | Others
15151 | Kalyanpura Phc | Centrifuge Machine ( 8 Tube) | Model Not Available | 2000022266 | Functional | Others
15152 | Dispensary Agarwal Farm City | Suction Machine | Model Not Available | 2000024452 | Functional | Others
15153 | Kalyanpura Phc | Binocular Microscope | Model Not Available | 28953 | Functional | Radical Scientific Instruments Pvt Ltd
15154 | Tb Clinic Karoli | SPHYGMOMANOMETER(BP APPRATUS) | MODEL NOT AVAILABLE | 3000138341 | Functional | Others
15155 | Bhadunda Kalan Phc | Baby Weighing Machine | Model Not Available | 200021818 | Functional | Others
15156 | Bhadunda Kalan Phc | Syringe Needle Destroyer | Microsil - ND350 | 2000021819 | Functional | Others
15157 | Maharana Bhopal Govt Hospital Medical Collage | ECG Machine (Three Channel ) | Model Not Available | 3000052481 | Functional | Others
15158 | Mahamandir City Dispensary | Centrifuge Machine ( 4 Tube ) | Model not available | FGLC7714 | Functional | Others
15159 | Kalyanpura Phc | Baby Weighing Machine | Model Not Available | 2000022276 | Functional | Others
15160 | Kalyanpura Phc | Blood Bank Refrigerator | Model not available | 90405905 | Functional | Vestfrost Solutions
15161 | Mahamandir City Dispensary | Binocular Microscope | Labomed - Vision 2000 | 3821 | Functional | Others
15162 | Dudu Chc | Syringe Needle Destroyer | Model not available | 2000024909 | Functional | Others
15163 | Maharana Bhopal Govt Hospital Medical Collage | Freezes | MODEL NOT AVAILABLE | 3000052421 | Functional | Others
15164 | Maharana Bhopal Govt Hospital Medical Collage | Freezes | MODEL NOT AVAILABLE | 3000052422 | Functional | Others
15165 | Kalyanpura Phc | Blood Bank Refrigerator | Model not available | 2000022273 | Functional | Haier Appliances India Pvt
15166 | Mahamandir City Dispensary | Ice lined refrigerator | MF - 144 | 90405683 | Functional | Others
15167 | Dudu Chc | Emergeny First Aid Kit | Medisys | 2000024910 | Functional | Others
15168 | Maharana Bhopal Govt Hospital Medical Collage | Freezes | MODEL NOT AVAILABLE | 3000052483 | Functional | Others
15169 | Maharana Bhopal Govt Hospital Medical Collage | ECG Machine (Single Channel) | Model Not Available | 3000052246 | Functional | Others
15170 | Maharana Bhopal Govt Hospital Medical Collage | Radiant Heat Warmer | Model Not Available | 3000043886 | Functional | Others
15171 | Maharana Bhopal Govt Hospital Medical Collage | Radiant Heat Warmer | Model Not Available | 3000043889 | Functional | Others
15172 | Maharana Bhopal Govt Hospital Medical Collage | Radiant Heat Warmer | Model Not Available | 3000043806 | Functional | Others
15173 | Maharana Bhopal Govt Hospital Medical Collage | Radiant Heat Warmer | Model Not Available | 3000043808 | Functional | Others
15174 | Maharana Bhopal Govt Hospital Medical Collage | Radiant Heat Warmer | Model Not Available | 3000043809 | Functional | Others
15175 | Maharana Bhopal Govt Hospital Medical Collage | Radiant Heat Warmer | Model Not Available | 3000043812 | Functional | Others
15176 | Maharana Bhopal Govt Hospital Medical Collage | Radiant Heat Warmer | Model Not Available | 3000043928 | Functional | Others
15177 | Maharana Bhopal Govt Hospital Medical Collage | Radiant Heat Warmer | Model Not Available | 3000043930 | Functional | Others
15178 | Maharana Bhopal Govt Hospital Medical Collage | Radiant Heat Warmer | Model Not Available | 3000043932 | Functional | Others
15179 | Maharana Bhopal Govt Hospital Medical Collage | Radiant Heat Warmer | Model Not Available | 3000044373 | Functional | Others
15180 | Maharana Bhopal Govt Hospital Medical Collage | Radiant Heat Warmer | Model Not Available | 3000044374 | Functional | Others
15181 | Maharana Bhopal Govt Hospital Medical Collage | Radiant Heat Warmer | Model Not Available | 3000044375 | Functional | Others
15182 | Maharana Bhopal Govt Hospital Medical Collage | Radiant Heat Warmer | Model Not Available | 3000044378 | Functional | Others
15183 | Maharana Bhopal Govt Hospital Medical Collage | Radiant Heat Warmer | Model Not Available | 3000044379 | Functional | Others
15184 | Maharana Bhopal Govt Hospital Medical Collage | Radiant Heat Warmer | Model Not Available | 3000043870 | Functional | Others
15185 | Maharana Bhopal Govt Hospital Medical Collage | Radiant Heat Warmer | Model Not Available | 3000043919 | Functional | Others
15186 | Maharana Bhopal Govt Hospital Medical Collage | Radiant Heat Warmer | Model Not Available | 3000043906 | Functional | Others
15187 | Maharana Bhopal Govt Hospital Medical Collage | Radiant Heat Warmer | Model Not Available | 3000043908 | Functional | Others
15188 | Maharana Bhopal Govt Hospital Medical Collage | Radiant Heat Warmer | Model Not Available | 3000043912 | Functional | Others
15189 | Dhundara Chc | Incubator | MODEL NOT AVAILABLE | 3000049937 | Functional | Others
15190 | Hingoniya Phc Jaipur | Hydraulic Operation Table | MODEL NOT AVAILABLE | 3000089610 | Functional | Others
15191 | Masalpur Chc | VDRL Rotator (Rotor and Shaker) | Model Not Available | 3000138549 | Functional | Others
15192 | Mahansar Phc | Baby Weighing Machine | Model Not Available | 11288 | Functional | Others
15193 | Hingoniya Phc Jaipur | Labour Table | MODEL NOT AVAILABLE | 3000218085 | Functional | Others
15194 | Chc Sambhar | Syringe Needle Destroyer | Microsil - ND350 | 4528 | Functional | Cmho Supply
15195 | Dhundara Chc | Baby Weighing Machine | Model Not Available | 3000049951 | Functional | Others
15196 | Sunder Singh Bhandari Hospital Chandpole Dh | Binocular Microscope | Labomed - Vision 2000 | 2955 | Functional | Labomed
15197 | R K District Hospital Rajsamand Dh | Blood Bank Refrigerator | Model not available | BDI-4482 | Functional | Others
15198 | Mathura Das Mathur Hospital Jdh | Binocular Microscope | Model Not Available | 3000117419 | Functional | Others
15199 | R K District Hospital Rajsamand Dh | Autoclave | Model not available | 3000052610 | Functional | Others
15200 | R K District Hospital Rajsamand Dh | Blood Collection Monitor | Model Not Available | 3000052611 | Functional | Others
15201 | Maharana Bhopal Govt Hospital Medical Collage | 100mA X-Ray Machine | Model Not Available | 3000202415 | Functional | Others
15202 | Maharana Bhopal Govt Hospital Medical Collage | Syringe Infusion Pump | Model not available | 3000040699 | Functional | Others
15203 | Maharana Bhopal Govt Hospital Medical Collage | Syringe Infusion Pump | Model not available | 3000040700 | Functional | Others
15204 | Sunder Singh Bhandari Hospital Chandpole Dh | Freezes | MODEL NOT AVAILABLE | 10NRDB67322 | Functional | Others
15205 | Mathura Das Mathur Hospital Jdh | Binocular Microscope | Model Not Available | 3000117433 | Functional | Others
15206 | Mathura Das Mathur Hospital Jdh | Syringe Infusion Pump | Allied - Syrn 200 | 3000131679 | Functional | Others
15207 | Mathura Das Mathur Hospital Jdh | Syringe Infusion Pump | Allied - Syrn 200 | 3000131680 | Functional | Others
15208 | Sunder Singh Bhandari Hospital Chandpole Dh | Freezes | MODEL NOT AVAILABLE | 3000043616 | Functional | Others
15209 | Mathura Das Mathur Hospital Jdh | Incubator | MODEL NOT AVAILABLE | 3000117428 | Functional | Others
15210 | Mathura Das Mathur Hospital Jdh | Syringe Infusion Pump | Allied - Syrn 200 | 3000131681 | Functional | Others
15211 | Mathura Das Mathur Hospital Jdh | Syringe Infusion Pump | Allied - Syrn 200 | 3000131685 | Functional | Others
15212 | Bugala Phc Jhunjhunu | Sahlis HB Meter | Model not available | 2000019610 | Functional | Others
15213 | R K District Hospital Rajsamand Dh | Defibrillator with Cardiac Monitor | BPL - DF 2389 | P5.TOTE-1355 | Functional | Others
15214 | R K District Hospital Rajsamand Dh | Defibrillator with Cardiac Monitor | BPL - DF 2389 | A10SE0328 | Functional | Others
15215 | Maharana Bhopal Govt Hospital Medical Collage | Freezes | MODEL NOT AVAILABLE | 3000040903 | Functional | Others
15216 | Maharana Bhopal Govt Hospital Medical Collage | Hot Air Oven | MODEL NOT AVAILABLE | 2000029331 | Non Functional Not Repairable | Others
15217 | Maharana Bhopal Govt Hospital Medical Collage | Hot Air Oven | MODEL NOT AVAILABLE | 2000029332 | Non Functional Not Repairable | Others
15218 | Maharana Bhopal Govt Hospital Medical Collage | Hot Air Oven | MODEL NOT AVAILABLE | 2000029333 | Non Functional Not Repairable | Others
15219 | Maharana Bhopal Govt Hospital Medical Collage | Multi-Para Monitor | Model not available | 3000052116 | Functional | Others
15220 | Maharana Bhopal Govt Hospital Medical Collage | Multi-Para Monitor | Model not available | 300052117 | Functional | Others
15221 | Maharana Bhopal Govt Hospital Medical Collage | Multi-Para Monitor | Model not available | 3000052118 | Functional | Others
15222 | Mathura Das Mathur Hospital Jdh | Bi-pap Machine | MODEL NOT AVAILABLE | 3000124211 | Functional | Others
15223 | Mathura Das Mathur Hospital Jdh | Bi-pap Machine | MODEL NOT AVAILABLE | 3000124212 | Functional | Others
15224 | Mathura Das Mathur Hospital Jdh | Bi-pap Machine | MODEL NOT AVAILABLE | 3000131301 | Functional | Others
15225 | Mathura Das Mathur Hospital Jdh | Bi-pap Machine | MODEL NOT AVAILABLE | 30001313300 | Functional | Others
15226 | Mathura Das Mathur Hospital Jdh | Bi-pap Machine | MODEL NOT AVAILABLE | 3000131299 | Functional | Others
15227 | Mathura Das Mathur Hospital Jdh | Bi-pap Machine | MODEL NOT AVAILABLE | 3000120221 | Functional | Others
15228 | Mathura Das Mathur Hospital Jdh | Bi-pap Machine | MODEL NOT AVAILABLE | 3000120220 | Functional | Others
15229 | Mathura Das Mathur Hospital Jdh | Bi-pap Machine | MODEL NOT AVAILABLE | 3000120219 | Functional | Others
15230 | Mathura Das Mathur Hospital Jdh | Bi-pap Machine | MODEL NOT AVAILABLE | 3000131331 | Functional | Others
15231 | Mathura Das Mathur Hospital Jdh | Bi-pap Machine | MODEL NOT AVAILABLE | 3000131330 | Functional | Others
15232 | Mathura Das Mathur Hospital Jdh | Bi-pap Machine | MODEL NOT AVAILABLE | 3000131329 | Functional | Others
15233 | Mathura Das Mathur Hospital Jdh | Bi-pap Machine | MODEL NOT AVAILABLE | 3000131328 | Functional | Others
15234 | Mathura Das Mathur Hospital Jdh | Bi-pap Machine | MODEL NOT AVAILABLE | 3000131327 | Functional | Others
15235 | Mathura Das Mathur Hospital Jdh | Bi-pap Machine | MODEL NOT AVAILABLE | 3000131326 | Functional | Others
15236 | Mathura Das Mathur Hospital Jdh | Bi-pap Machine | MODEL NOT AVAILABLE | 3000131325 | Functional | Others
15237 | Mathura Das Mathur Hospital Jdh | Bi-pap Machine | MODEL NOT AVAILABLE | 3000131324 | Functional | Others
15238 | Mathura Das Mathur Hospital Jdh | Bi-pap Machine | MODEL NOT AVAILABLE | 3000131323 | Functional | Others
15239 | Mathura Das Mathur Hospital Jdh | Bi-pap Machine | MODEL NOT AVAILABLE | 3000120953 | Functional | Others
15240 | Mathura Das Mathur Hospital Jdh | Bi-pap Machine | MODEL NOT AVAILABLE | 3000120216 | Functional | Others
15241 | Mathura Das Mathur Hospital Jdh | Bi-pap Machine | MODEL NOT AVAILABLE | 3000120218 | Functional | Others
15242 | Mathura Das Mathur Hospital Jdh | Bi-pap Machine | MODEL NOT AVAILABLE | 3000120217 | Functional | Others
15243 | Mathura Das Mathur Hospital Jdh | Bi-pap Machine | MODEL NOT AVAILABLE | 3000120223 | Functional | Others
15244 | Mathura Das Mathur Hospital Jdh | Bi-pap Machine | MODEL NOT AVAILABLE | 3000120222 | Functional | Others
15245 | Mathura Das Mathur Hospital Jdh | Bi-pap Machine | MODEL NOT AVAILABLE | 3000124202 | Functional | Others
15246 | Mathura Das Mathur Hospital Jdh | Bi-pap Machine | MODEL NOT AVAILABLE | 3000131305 | Functional | Others
15247 | Mathura Das Mathur Hospital Jdh | Bi-pap Machine | MODEL NOT AVAILABLE | 3000124203 | Functional | Others
15248 | Sunder Singh Bhandari Hospital Chandpole Dh | Suction Machine | Model Not Available | 3000040029 | Functional | Others
15249 | Alsisar Phc | Autoclave | Model not available | 2000021783 | Non Functional Repairable | Others
15250 | Alsisar Phc | Baby Weighing Machine | Model Not Available | 2000021784 | Functional | Crown Digital Scales Inc
15251 | District Hospital Pratapgarh Dh | Autoclave | Model not available | 3000129980 | Functional | Others
15252 | Alsisar Phc | Syringe Needle Destroyer | Microsil - ND350 | 5039 | Functional | Others
15253 | Mathura Das Mathur Hospital Jdh | Ultra Sonography (USG) & Colour Dopler Machine | Model not available | 3000117442 | Functional | Others
15254 | Mathura Das Mathur Hospital Jdh | YAG Laser | Model Not Available | 3000120536 | Functional | Others
15255 | District Sahadat Hospital Tonk Dh | Blood Bank Refrigerator | Model not available | 4930 | Functional | Remi Electrotechnik Ltd
15256 | Mathura Das Mathur Hospital Jdh | Binocular Microscope | Model Not Available | 3000120546 | Functional | Others
15257 | District Sahadat Hospital Tonk Dh | Binocular Microscope | Labomed - Vision 2000 | 80920226 | Functional | Labomed
15258 | Alsisar Phc | SPHYGMOMANOMETER(BP APPRATUS) | MODEL NOT AVAILABLE | 2000021790 | Non Functional Repairable | Others
15259 | Dist Hospital Barmer Dh | Pulse Oxymeter | SUVARANA | 3000202473 | Functional | Cmho Supply
15260 | District Hospital Chittorgarh Dh | Oxygen Concentrator | Model Not Available | 14280 | Functional | Others
15261 | Maharana Bhopal Govt Hospital Medical Collage | Syringe Infusion Pump | SIMTEK - Infutek 405 | 3000052150 | Functional | Others
15262 | Maharana Bhopal Govt Hospital Medical Collage | Syringe Infusion Pump | SIMTEK - Infutek 405 | 3000052151 | Functional | Others
15263 | District Sahadat Hospital Tonk Dh | Bone Drill System | Manman | 3000088261 | Functional | Manman Manufacturing Company Private Limited
15264 | Dist Hospital Barmer Dh | ECG Machine (Single Channel) | Model Not Available | 501010 | Non Functional Not Repairable | Medicaid Systems
15265 | Bhgera Phc | Instrument Sterilizer | Model Not Available | 2000019623 | Functional | Others
15266 | District Hospital Chittorgarh Dh | Ventilator | Model Not Available | THC12752 | Functional | Schiller Healthcare India Pvt Ltd
15267 | Dist Hospital Barmer Dh | ECG Machine (Single Channel) | Model Not Available | 15921008 | Non Functional Not Repairable | Bpl Medical Technologies
15268 | Dist Hospital Barmer Dh | Syringe Infusion Pump | SIMTEK - Infutek 405 | 08101045A-P15 | Functional | Simtek Medico Systems Pvt Ltd
15269 | Mathura Das Mathur Hospital Jdh | C R System | Model not available | 3000131057 | Functional | Others
15270 | Jln Central Store Medical College | Binocular Microscope | Model Not Available | 171293005 | Functional | Others
15271 | Bhgera Phc | Syringe Needle Destroyer | BS-949 | 2000019624 | Functional | Bhasin Sons Private Limited
15272 | Bhgera Phc | Syringe Needle Destroyer | BS-949 | 2000019625 | Functional | Bhasin Sons Private Limited
15273 | Dist Hospital Barmer Dh | CTMT Machine | RMS | 3000124565 | Non Functional Not Repairable | Others
15274 | Astavan Phc | SPHYGMOMANOMETER(BP APPRATUS) | MODEL NOT AVAILABLE | 2000003224 | Functional | Cmho Supply
15275 | Bhagwatgarh Phc | Syringe Needle Destroyer | Model not available | 2000020007 | Functional | Mrk Healthcare Pvt Ltd Delhi
15276 | Baroli Phc | SPHYGMOMANOMETER(BP APPRATUS) | MODEL NOT AVAILABLE | 2000003302 | Non Functional Not Repairable | Elite Scientific Corporation
15277 | Maharana Bhopal Govt Hospital Medical Collage | Hot Air Oven | Model not available | 3000052315 | Functional | Others
15278 | Maharana Bhopal Govt Hospital Medical Collage | Hot Air Oven | Model not available | 3000052316 | Functional | Others
15279 | Maharana Bhopal Govt Hospital Medical Collage | WALK IN COOLER | MODEL NOT AVAILABLE | 3000044705 | Functional | Others
15280 | Hingoniya Phc Jaipur | Syringe Needle Destroyer | Model not available | 3000089626 | Functional | Others
15281 | Barnala Phc | FOOT OPERATED SUCTION MACHINE | SU-101 | 2000020978 | Functional | Cmho Supply
15282 | Dudu Chc | Multi-Para Monitor | Model not available | 2000024914 | Functional | Others
15283 | Chc Sambhar | Centrifuge Machine ( 8 Tube) | Model Not Available | 1175 | Functional | Labline Equipments Pvt Ltd
15284 | Bhagwatgarh Phc | Syringe Needle Destroyer | Microsil ND 20 | 2000020008 | Functional | Cmho Supply
15285 | Dispensary Agarwal Farm City | SPHYGMOMANOMETER(BP APPRATUS) | MODEL NOT AVAILABLE | 98135865 | Non Functional Not Repairable | Cmho Supply
15286 | Kariri Phc | Syringe Needle Destroyer | Microsil - ND350 | 10234 | Non Functional Repairable | Others
15287 | Hingoniya Phc Jaipur | Weighing Machine | MODEL NOT AVAILABLE | 3000089627 | Functional | Others
15288 | Babai Phc | Nebulizer | MODEL NOT AVAILABLE | 170632 | Functional | Others
15289 | Bhagwatgarh Phc | Syringe Needle Destroyer | Model not available | 2000020009 | Functional | Cmho Supply
15290 | Dudu Chc | Multi-Para Monitor | Model not available | 2000024916 | Functional | Others
15291 | Chc Sambhar | Freezes | MODEL NOT AVAILABLE | 3000089260 | Functional | Others
15292 | Dispensary Agarwal Farm City | SPHYGMOMANOMETER(BP APPRATUS) | MODEL NOT AVAILABLE | 2000024498 | Non Functional Not Repairable | Cmho Supply
15293 | Hingoniya Phc Jaipur | Suction Machine | Model Not Available | 3000089628 | Functional | Others
15294 | Hingoniya Phc Jaipur | Syringe Needle Destroyer | Model not available | 300089593 | Functional | Cmho Supply
15295 | Maharana Bhopal Govt Hospital Medical Collage | Weighing Machine | MODEL NOT AVAILABLE | 3000052434 | Functional | Others
15296 | Babai Phc | Autoclave | Model not available | 2000021852 | Functional | Others
15297 | Chc Sambhar | Baby Weighing Machine | Model Not Available | 3000089261 | Functional | Cmho Supply
15298 | Dudu Chc | Multi-Para Monitor | Model not available | 2000024917 | Functional | Others
15299 | Sms Hospital | Blood Component Separator | MODEL NOT AVAILABLE | 11F269 | Functional | Others
15300 | Maharana Bhopal Govt Hospital Medical Collage | Multi-Para Monitor | Model not available | 3000052119 | Functional | Others
15301 | Maharana Bhopal Govt Hospital Medical Collage | Multi-Para Monitor | Model not available | 3000052120 | Functional | Others
15302 | Maharana Bhopal Govt Hospital Medical Collage | Multi-Para Monitor | Model not available | 3000052121 | Functional | Others
15303 | Duni Chc | Centrifuge Machine ( 8 Tube) | REMI - R 8C | BCLC-422 | Functional | Remi Electrotechnik Ltd
15304 | Maharana Bhopal Govt Hospital Medical Collage | Hot Air Oven | Model not available | 3000040947 | Not in use | Others
15305 | Gudhagodji Chc | SPHYGMOMANOMETER(BP APPRATUS) | MODEL NOT AVAILABLE | 2000019579 | Non Functional Repairable | Others
15306 | Maharana Bhopal Govt Hospital Medical Collage | Weighing Machine | MODEL NOT AVAILABLE | 3000040852 | Functional | Others
15307 | Sms Hospital | Glucometer | Model not available | A1110H13F5 | Functional | Others
15308 | Maharana Bhopal Govt Hospital Medical Collage | Binocular Microscope | Model Not Available | 3000204020 | Functional | Others
15309 | Maharana Bhopal Govt Hospital Medical Collage | Centrifuge Machine ( 4 Tube ) | Model not available | 3000204021 | Functional | Others
15310 | Maharana Bhopal Govt Hospital Medical Collage | Freezes | MODEL NOT AVAILABLE | 300004095 | Functional | Others
15311 | Maharana Bhopal Govt Hospital Medical Collage | Blood Mixer ( Roller Mixer ) | Model not available | 3000204002 | Not in use | Others
15312 | Mathura Das Mathur Hospital Jdh | Incubator | MODEL NOT AVAILABLE | 3000120515 | Functional | Others
15313 | Govt Bangur Hopital Pali Dh | Autoclave | Model not available | 3000124761 | Functional | Others
15314 | Maharana Bhopal Govt Hospital Medical Collage | SPHYGMOMANOMETER(BP APPRATUS) | MODEL NOT AVAILABLE | 3000204008 | Functional | Others
15315 | Mathura Das Mathur Hospital Jdh | Hot Air Oven | Yorco - YSI - 431D | 3000120519 | Functional | Yorco Sales Pvt Ltd
15316 | Govt Bangur Hopital Pali Dh | Freezes | MODEL NOT AVAILABLE | 3000124762 | Functional | Others
15317 | Govt Bangur Hopital Pali Dh | Suction Machine | Model Not Available | 3000131585 | Functional | Others
15318 | Mathura Das Mathur Hospital Jdh | Centrifuge Machine ( 4 Tube ) | Model not available | 3305 | Functional | Remi Electrotechnik Ltd
15319 | Govt Bangur Hopital Pali Dh | Defibrillator with Cardiac Monitor | Schiller - Defigard 400 | 3000131582 | Functional | Schiller Healthcare India Pvt Ltd
15320 | Mathura Das Mathur Hospital Jdh | Incubator | MODEL NOT AVAILABLE | 3000120523 | Functional | Others
15321 | Govt Bangur Hopital Pali Dh | Ice lined refrigerator | MF - 144 | 200323300230 | Functional | Haier Appliances India Pvt
15322 | Mathura Das Mathur Hospital Jdh | Autoclave | Model not available | 3000120524 | Functional | Others
15323 | Maharana Bhopal Govt Hospital Medical Collage | Binocular Microscope | Model Not Available | 3000040914 | Functional | Others
15324 | Maharana Bhopal Govt Hospital Medical Collage | SPHYGMOMANOMETER(BP APPRATUS) | MODEL NOT AVAILABLE | 3000044809 | Functional | Others
15325 | Mathura Das Mathur Hospital Jdh | Binocular Microscope | PZB 22 | 66221 | Functional | Quality Scientific And Mechanical Works Pvt Ltd
15326 | Chc Phulera | Glucometer | Model not available | 103A0022C51 | Functional | Others
15327 | Maharana Bhopal Govt Hospital Medical Collage | O.T. Light Single Dome | MODEL NOT AVAILABLE | 3000052171 | Functional | Others
15328 | Mathura Das Mathur Hospital Jdh | Bi-pap Machine | MODEL NOT AVAILABLE | 3000124204 | Functional | Others
15329 | Mathura Das Mathur Hospital Jdh | Bi-pap Machine | MODEL NOT AVAILABLE | 3000124205 | Functional | Others
15330 | Mathura Das Mathur Hospital Jdh | Bi-pap Machine | MODEL NOT AVAILABLE | 3000131304 | Functional | Others
15331 | Mathura Das Mathur Hospital Jdh | Bi-pap Machine | MODEL NOT AVAILABLE | 3000124198 | Functional | Others
15332 | Mathura Das Mathur Hospital Jdh | Bi-pap Machine | MODEL NOT AVAILABLE | 3000124199 | Functional | Others
15333 | Mathura Das Mathur Hospital Jdh | Bi-pap Machine | MODEL NOT AVAILABLE | 3000131307 | Functional | Others
15334 | Mathura Das Mathur Hospital Jdh | Bi-pap Machine | MODEL NOT AVAILABLE | 3000124200 | Functional | Others
15335 | Mathura Das Mathur Hospital Jdh | Bi-pap Machine | MODEL NOT AVAILABLE | 3000124201 | Functional | Others
15336 | Mathura Das Mathur Hospital Jdh | Bi-pap Machine | MODEL NOT AVAILABLE | 3000131306 | Functional | Others
15337 | Mathura Das Mathur Hospital Jdh | Bi-pap Machine | MODEL NOT AVAILABLE | 3000131311 | Functional | Others
15338 | Mathura Das Mathur Hospital Jdh | Bi-pap Machine | MODEL NOT AVAILABLE | 3000124068 | Functional | Others
15339 | Mathura Das Mathur Hospital Jdh | Bi-pap Machine | MODEL NOT AVAILABLE | 3000124067 | Functional | Others
15340 | Mathura Das Mathur Hospital Jdh | Bi-pap Machine | MODEL NOT AVAILABLE | 3000131310 | Functional | Others
15341 | Mathura Das Mathur Hospital Jdh | Bi-pap Machine | MODEL NOT AVAILABLE | 3000124066 | Functional | Others
15342 | Mathura Das Mathur Hospital Jdh | Bi-pap Machine | MODEL NOT AVAILABLE | 3000131309 | Functional | Others
15343 | Mathura Das Mathur Hospital Jdh | Bi-pap Machine | MODEL NOT AVAILABLE | 3000124060 | Functional | Others
15344 | Mathura Das Mathur Hospital Jdh | Bi-pap Machine | MODEL NOT AVAILABLE | 3000124059 | Functional | Others
15345 | Mathura Das Mathur Hospital Jdh | Bi-pap Machine | MODEL NOT AVAILABLE | 3000124058 | Functional | Others
15346 | Mathura Das Mathur Hospital Jdh | Bi-pap Machine | MODEL NOT AVAILABLE | 3000124057 | Functional | Others
15347 | Mathura Das Mathur Hospital Jdh | Bi-pap Machine | MODEL NOT AVAILABLE | 3000124197 | Functional | Others
15348 | Mathura Das Mathur Hospital Jdh | Bi-pap Machine | MODEL NOT AVAILABLE | 3000124056 | Functional | Others
15349 | Mathura Das Mathur Hospital Jdh | Bi-pap Machine | MODEL NOT AVAILABLE | 3000124213 | Functional | Others
15350 | Mathura Das Mathur Hospital Jdh | Bi-pap Machine | MODEL NOT AVAILABLE | 3000124214 | Functional | Others
15351 | Mathura Das Mathur Hospital Jdh | Bi-pap Machine | MODEL NOT AVAILABLE | 3000124215 | Functional | Others
15352 | Sunder Singh Bhandari Hospital Chandpole Dh | Nebulizer | MODEL NOT AVAILABLE | 13121248 | Functional | Others
15353 | District Hospital Chittorgarh Dh | Oxygen Concentrator | Model Not Available | AXTC16352 | Non Functional Not Repairable | Bpl Medical Technologies
15354 | Mathura Das Mathur Hospital Jdh | Phacoemulsification Machine | Model Not Available | 3000120551 | Functional | Others
15355 | Maharana Bhopal Govt Hospital Medical Collage | Dialysis Unit | Model Not Available | 151 | Functional | Others
15356 | Maharana Bhopal Govt Hospital Medical Collage | Dialysis Unit | VersaMed iVent 201 | IV18119 | Functional | Wipro G E Healthcare Pvt Ltd
15357 | Maharana Bhopal Govt Hospital Medical Collage | Dialysis Unit | MODEL NOT AVAILABLE | 3000052094 | Functional | Others
15358 | Maharana Bhopal Govt Hospital Medical Collage | Dialysis Unit | MODEL NOT AVAILABLE | 3000052095 | Functional | Others
15359 | Maharana Bhopal Govt Hospital Medical Collage | Dialysis Unit | MODEL NOT AVAILABLE | 3000052096 | Functional | Others
15360 | Maharana Bhopal Govt Hospital Medical Collage | Dialysis Unit | MODEL NOT AVAILABLE | 3000052097 | Functional | Others
15361 | Maharana Bhopal Govt Hospital Medical Collage | Dialysis Unit | MODEL NOT AVAILABLE | 3000052098 | Functional | Others
15362 | Maharana Bhopal Govt Hospital Medical Collage | Dialysis Unit | MODEL NOT AVAILABLE | 3000052099 | Functional | Others
15363 | Mathura Das Mathur Hospital Jdh | Suction Machine | Model Not Available | 3000120544 | Functional | Others
15364 | M G Hospital Bhilwara Dh | Instrument Sterilizer | Model Not Available | 3000125013 | Functional | Others
15365 | Maharana Bhopal Govt Hospital Medical Collage | Suction Machine | Model Not Available | 3000052402 | Functional | Others
15366 | Maharana Bhopal Govt Hospital Medical Collage | Suction Machine | Model Not Available | 3000052403 | Functional | Others
15367 | Maharana Bhopal Govt Hospital Medical Collage | Suction Machine | Model Not Available | 3000052416 | Functional | Others
15368 | Maharana Bhopal Govt Hospital Medical Collage | Suction Machine | Model Not Available | 3000052417 | Functional | Others
15369 | Maharana Bhopal Govt Hospital Medical Collage | Suction Machine | Model Not Available | 3000052413 | Functional | Others
15370 | Maharana Bhopal Govt Hospital Medical Collage | Suction Machine | MODEL NOT AVAILABLE | 2000029497 | Non Functional Not Repairable | Others
15371 | Jln Central Store Medical College | Ventilator | Model Not Available | ARWN0025 | Functional | Others
15372 | District Hospital Chittorgarh Dh | Multi-Para Monitor | Model not available | 3000121753 | Non Functional Repairable | Others
15373 | District Sahadat Hospital Tonk Dh | Hydraulic Operation Table | MODEL NOT AVAILABLE | 3000088259 | Functional | Others
15374 | District Hospital Chittorgarh Dh | Multi-Para Monitor | Model not available | 3000121755 | Non Functional Repairable | Others
15375 | Bhgera Phc | SPHYGMOMANOMETER(BP APPRATUS) | MODEL NOT AVAILABLE | 2000019619 | Functional | Others
15376 | Maharana Bhopal Govt Hospital Medical Collage | ECG Machine (Single Channel) | Model Not Available | 3000040567 | Functional | Others
15377 | Mathura Das Mathur Hospital Jdh | Mobile ( Portable ) X-Ray Machine | Model not available | 3000131050 | Functional | Others
15378 | Chc Sambhar | Suction Machine | Model Not Available | 3000089337 | Functional | Rhsdp Supply
15379 | Maharana Bhopal Govt Hospital Medical Collage | Horizontal Laminar Flow | MODEL NOT AVAILABLE | 3000052426 | Functional | Others
15380 | Chc Sambhar | Syringe Needle Destroyer | Microsil - ND350 | 7159 | Functional | Cmho Supply
15381 | Maharana Bhopal Govt Hospital Medical Collage | FOOT OPERATED SUCTION MACHINE | MODEL NOT AVAILABLE | 3000052270 | Functional | Others
15382 | Dispensary Agarwal Farm City | Binocular Microscope | Model Not Available | E1102914 | Functional | Cmho Supply
15383 | Chc Sambhar | FOGGING MACHINE | MODEL NOT AVAILABLE | 950 | Functional | Cmho Supply
15384 | Hingoniya Phc Jaipur | Syringe Needle Destroyer | Model not available | 3000089590 | Functional | Others
15385 | Chc Sambhar | Radiant Heat Warmer | Model Not Available | 3000089257 | Functional | Others
15386 | Hingoniya Phc Jaipur | Spot Light ( Portable ) | Model Not Available | 3000089591 | Functional | Cmho Supply
15387 | Dudu Chc | Multi-Para Monitor | Model not available | 2000024913 | Functional | Others
15388 | Maharana Bhopal Govt Hospital Medical Collage | Centrifuge Machine ( 12 Tube ) | Model Not Available | 3000052427 | Functional | Others
15389 | Chc Sambhar | ECG Machine (Six Channel ) | Model Not Available | 3000089258 | Functional | Others
15390 | Maharana Bhopal Govt Hospital Medical Collage | Freezes | MODEL NOT AVAILABLE | 3000052429 | Functional | Others
15391 | Hingoniya Phc Jaipur | Autoclave | Model not available | 3000089625 | Functional | Others
15392 | Babai Phc | Syringe Needle Destroyer | Microsil - ND350 | 8785 | Functional | Others
15393 | Kariri Phc | Autoclave | Model not available | 2000022629 | Functional | Others
15394 | Sms Hospital | Blood Component Separator | MODEL NOT AVAILABLE | 83231 | Functional | Hamilton Medical
15395 | Viratnagar Chc | Phototherepy Unit | Meditrin - Digital Bilitimer Phototherapy | 440114 | Functional | Fanem
15396 | Dudu Chc | Multi-Para Monitor | Model not available | 2000024915 | Functional | Others
15397 | Maharana Bhopal Govt Hospital Medical Collage | Centrifuge Machine ( 12 Tube ) | Zeal - RHW 2101A | 2000037067 | Functional | Others
15398 | Maharana Bhopal Govt Hospital Medical Collage | Centrifuge Machine ( 12 Tube ) | Model Not Available | 3000052435 | Functional | Others
15399 | Baroli Phc | Tube Sealer for Blood bags | Model Not Available | 2000003300 | Functional | Bhasin Sons Private Limited
15400 | Hingoniya Phc Jaipur | Binocular Microscope | Model Not Available | 300089592 | Functional | Cmho Supply
15401 | Barnala Phc | Autoclave | Model not available | 2000020979 | Functional | Cmho Supply
15402 | Maharana Bhopal Govt Hospital Medical Collage | Water Bath | Model not available | 3000052433 | Functional | Others
15403 | Govt Bangur Hopital Pali Dh | SPHYGMOMANOMETER(BP APPRATUS) | MODEL NOT AVAILABLE | 981330911 | Functional | Others
15404 | Maharana Bhopal Govt Hospital Medical Collage | Semi Automated Chemistry Analyzer | Model not Available | 3000040919 | Functional | Others
15405 | Maharana Bhopal Govt Hospital Medical Collage | Semi Automated Chemistry Analyzer | Model not Available | 3000040920 | Functional | Others
15406 | Mathura Das Mathur Hospital Jdh | Binocular Microscope | PZB 22 | 66210 | Non Functional Not Repairable | Others
15407 | Mathura Das Mathur Hospital Jdh | Incubator | MODEL NOT AVAILABLE | 111 | Non Functional Not Repairable | Others
15408 | Maharana Bhopal Govt Hospital Medical Collage | SPHYGMOMANOMETER(BP APPRATUS) | MODEL NOT AVAILABLE | 3000044759 | Functional | Others
15409 | Mathura Das Mathur Hospital Jdh | Water Bath | Yorco - YSI-413D | 12H4540 | Non Functional Not Repairable | Yorco Sales Pvt Ltd
15410 | Maharana Bhopal Govt Hospital Medical Collage | Nebulizer | MODEL NOT AVAILABLE | 3000044899 | Functional | Others
15411 | Maharana Bhopal Govt Hospital Medical Collage | Nebulizer | MODEL NOT AVAILABLE | 3000044905 | Functional | Others
15412 | Maharana Bhopal Govt Hospital Medical Collage | Syringe Needle Destroyer | Model not available | 3000044902 | Functional | Others
15413 | Mathura Das Mathur Hospital Jdh | Monocular Microscope | Model not available | 20796209 | Functional | India Optics And Scientific Works
15414 | Mathura Das Mathur Hospital Jdh | Keratometer | Model Not Available | 3000120556 | Functional | Others
15415 | Maharana Bhopal Govt Hospital Medical Collage | Defibrillator with Cardiac Monitor | BPL - DF 2389 | 3000044910 | Functional | Others
15416 | Mathura Das Mathur Hospital Jdh | Slit Lamp | Model Not Available | 18 | Functional | Others
15417 | Maharana Bhopal Govt Hospital Medical Collage | Nebulizer | MODEL NOT AVAILABLE | 3000044773 | Functional | Others
15418 | Maharana Bhopal Govt Hospital Medical Collage | Nebulizer | MODEL NOT AVAILABLE | 3000044774 | Functional | Others
15419 | Govt Bangur Hopital Pali Dh | Radiant Heat Warmer | Zeal - RHW 2101A | 254 | Functional | Zeal Medical Pvt Ltd
15420 | Mathura Das Mathur Hospital Jdh | Slit Lamp | Model Not Available | 9 | Functional | Others
15421 | Maharana Bhopal Govt Hospital Medical Collage | Pulse Oxymeter | Model Not Available | 3000044914 | Functional | Others
15422 | Maharana Bhopal Govt Hospital Medical Collage | Pulse Oxymeter | Model Not Available | 3000044916 | Functional | Others
15423 | Maharana Bhopal Govt Hospital Medical Collage | Pulse Oxymeter | Model Not Available | 3000044917 | Functional | Others
15424 | Govt Bangur Hopital Pali Dh | Baby Weighing Machine | Model Not Available | 2000035101 | Functional | Bhaseen Health Products Pvt Ltd
15425 | Mathura Das Mathur Hospital Jdh | Operating Microscope | Model Not Available | 3338 | Functional | Others
15426 | Maharana Bhopal Govt Hospital Medical Collage | Suction Machine | Model Not Available | 3000044779 | Functional | Others
15427 | Govt Bangur Hopital Pali Dh | Fetal Doppler | MODEL NOT AVAILABLE | FD2D141014421 | Functional | Cmho Supply
15428 | Govt Bangur Hopital Pali Dh | FOOT OPERATED SUCTION MACHINE | MODEL NOT AVAILABLE | 2000035103 | Functional | Others
15429 | Mathura Das Mathur Hospital Jdh | Bi-pap Machine | MODEL NOT AVAILABLE | 3000124216 | Functional | Others
15430 | Mathura Das Mathur Hospital Jdh | Bi-pap Machine | MODEL NOT AVAILABLE | 3000124217 | Functional | Others
15431 | Mathura Das Mathur Hospital Jdh | Bi-pap Machine | MODEL NOT AVAILABLE | 3000131298 | Functional | Others
15432 | Mathura Das Mathur Hospital Jdh | Bi-pap Machine | MODEL NOT AVAILABLE | 3000124218 | Functional | Others
15433 | Mathura Das Mathur Hospital Jdh | Bi-pap Machine | MODEL NOT AVAILABLE | 3000124219 | Functional | Others
15434 | Mathura Das Mathur Hospital Jdh | Bi-pap Machine | MODEL NOT AVAILABLE | 3000124220 | Functional | Others
15435 | Mathura Das Mathur Hospital Jdh | Bi-pap Machine | MODEL NOT AVAILABLE | 3000124221 | Functional | Others
15436 | Mathura Das Mathur Hospital Jdh | Bi-pap Machine | MODEL NOT AVAILABLE | 3000124222 | Functional | Others
15437 | Mathura Das Mathur Hospital Jdh | Bi-pap Machine | MODEL NOT AVAILABLE | 3000124223 | Functional | Others
15438 | Mathura Das Mathur Hospital Jdh | Bi-pap Machine | MODEL NOT AVAILABLE | 3000131297 | Functional | Others
15439 | Mathura Das Mathur Hospital Jdh | Bi-pap Machine | MODEL NOT AVAILABLE | 3000124230 | Functional | Others
15440 | Mathura Das Mathur Hospital Jdh | Bi-pap Machine | MODEL NOT AVAILABLE | 3000124231 | Functional | Others
15441 | Mathura Das Mathur Hospital Jdh | Bi-pap Machine | MODEL NOT AVAILABLE | 3000131296 | Functional | Others
15442 | Mathura Das Mathur Hospital Jdh | Bi-pap Machine | MODEL NOT AVAILABLE | 3000124232 | Functional | Others
15443 | Mathura Das Mathur Hospital Jdh | Bi-pap Machine | MODEL NOT AVAILABLE | 3000124206 | Functional | Others
15444 | Mathura Das Mathur Hospital Jdh | Bi-pap Machine | MODEL NOT AVAILABLE | 3000124207 | Functional | Others
15445 | Mathura Das Mathur Hospital Jdh | Bi-pap Machine | MODEL NOT AVAILABLE | 3000124208 | Functional | Others
15446 | Mathura Das Mathur Hospital Jdh | Bi-pap Machine | MODEL NOT AVAILABLE | 3000131303 | Functional | Others
15447 | Mathura Das Mathur Hospital Jdh | Bi-pap Machine | MODEL NOT AVAILABLE | 3000131302 | Functional | Others
15448 | Mathura Das Mathur Hospital Jdh | Bi-pap Machine | MODEL NOT AVAILABLE | 3000124209 | Functional | Others
15449 | Phalodi Phc | Radiant Heat Warmer | Meditrin - Heat Warmer | 2000020113 | Functional | Medicaid Systems
15450 | Maharana Bhopal Govt Hospital Medical Collage | Radiant Heat Warmer | Model Not Available | 3000043822 | Not in use | Others
15451 | Setellite Hospital Banipark Satellite | Ophthalmoscope | Model Not Available | 2000024066 | Functional | Others
15452 | Maharana Bhopal Govt Hospital Medical Collage | Pulse Oxymeter | Model Not Available | 3000043823 | Functional | Others
15453 | Phalodi Phc | Syringe Needle Destroyer | Model not available | 2000020115 | Functional | Others
15454 | Maharana Bhopal Govt Hospital Medical Collage | Ventilator | Model Not Available | 3000056575 | Functional | Others
15455 | District Sahadat Hospital Tonk Dh | Syringe Needle Destroyer | Model not available | 3000088265 | Functional | Others
15456 | District Hospital Chittorgarh Dh | Ultra Sonography (USG) & Colour Dopler Machine | Model not available | 3000121641 | Functional | Toshiba Medical Systems
15457 | Mathura Das Mathur Hospital Jdh | Mamography Machine | Model not available | 3000131064 | Functional | Others
15458 | Maharana Bhopal Govt Hospital Medical Collage | SPHYGMOMANOMETER(BP APPRATUS) | MODEL NOT AVAILABLE | 3000040827 | Functional | Others
15459 | Maharana Bhopal Govt Hospital Medical Collage | SPHYGMOMANOMETER(BP APPRATUS) | MODEL NOT AVAILABLE | 3000040835 | Functional | Others
15460 | Maharana Bhopal Govt Hospital Medical Collage | SPHYGMOMANOMETER(BP APPRATUS) | MODEL NOT AVAILABLE | 3000040837 | Functional | Others
15461 | Maharana Bhopal Govt Hospital Medical Collage | SPHYGMOMANOMETER(BP APPRATUS) | MODEL NOT AVAILABLE | 3000040838 | Functional | Others
15462 | Maharana Bhopal Govt Hospital Medical Collage | SPHYGMOMANOMETER(BP APPRATUS) | MODEL NOT AVAILABLE | 3000040839 | Functional | Others
15463 | Maharana Bhopal Govt Hospital Medical Collage | SPHYGMOMANOMETER(BP APPRATUS) | MODEL NOT AVAILABLE | 3000040841 | Functional | Others
15464 | Maharana Bhopal Govt Hospital Medical Collage | SPHYGMOMANOMETER(BP APPRATUS) | MODEL NOT AVAILABLE | 3000040842 | Functional | Others
15465 | Badau Chc Jhunjunu | Hemoglobin meter | Model Not Available | 2000021843 | Functional | Others
15466 | District Hospital Pratapgarh Dh | Autoclave | Model not available | MZ0436 | Functional | Others
15467 | District Hospital Chittorgarh Dh | Suction Machine | Model Not Available | 3000121839 | Functional | Others
15468 | M G Hospital Bhilwara Dh | Blood Cell Counter - 3 part | Horiba - ABX Micros ES 60 | 3000125105 | Functional | Others
15469 | Badau Chc Jhunjunu | Nebulizer | MODEL NOT AVAILABLE | 2000021838 | Functional | Others
15470 | District Hospital Chittorgarh Dh | Suction Machine | Osmium | 3000121840 | Functional | Balaji Enterprises
15471 | District Hospital Chittorgarh Dh | Blood Bank Refrigerator | Model not available | 3000121975 | Functional | Haier Appliances India Pvt
15472 | Mathura Das Mathur Hospital Jdh | ENT Patient Chair | Model not available | 3000131667 | Functional | Others
15473 | District Hospital Chittorgarh Dh | Weighing Machine | MODEL NOT AVAILABLE | 3000121861 | Functional | Others
15474 | Maharana Bhopal Govt Hospital Medical Collage | Syringe Infusion Pump | Model not available | 3000043922 | Functional | Others
15475 | Maharana Bhopal Govt Hospital Medical Collage | Syringe Infusion Pump | Model not available | 3000043815 | Functional | Others
15476 | Jln Central Store Medical College | Ventilator | Model Not Available | 27 | Functional | Others
15477 | Maharana Bhopal Govt Hospital Medical Collage | Pulse Oxymeter | Model Not Available | 3000043815 | Functional | Others
15478 | Maharana Bhopal Govt Hospital Medical Collage | Pulse Oxymeter | Model Not Available | 3000043922 | Functional | Others
15479 | Jln Central Store Medical College | Defibrillator | MODEL NOT AVAILABLE | 0503036-ER | Functional | Others
15480 | Hingoniya Phc Jaipur | Syringe Needle Destroyer | Model Not Available | AVMLOF15905 | Functional | Rhsdp Supply
15481 | Jhanwar Chc | Pulse Oxymeter | Model Not Available | 25116372 | Functional | Others
15482 | Hingoniya Phc Jaipur | Syringe Needle Destroyer | Model not available | 3000089614 | Functional | Others
15483 | Maharana Bhopal Govt Hospital Medical Collage | Nebulizer | MODEL NOT AVAILABLE | 3000044701 | Functional | Others
15484 | Maharana Bhopal Govt Hospital Medical Collage | ECG Machine (Single Channel) | Model Not Available | 3000052269 | Functional | Others
15485 | Hingoniya Phc Jaipur | Weighing Machine | MODEL NOT AVAILABLE | 3000089615 | Functional | Others
15486 | Maharana Bhopal Govt Hospital Medical Collage | Freezes | MODEL NOT AVAILABLE | 3000052271 | Functional | Others
15487 | Viratnagar Chc | Fiberoptic Laryngoscope | Model Not Available | 2000022552 | Functional | Others
15488 | Hingoniya Phc Jaipur | Freezes | MODEL NOT AVAILABLE | 3000089583 | Functional | Cmho Supply
15489 | Astavan Phc | Binocular Microscope | Model Not Available | 2000003219 | Functional | Others
15490 | Chc Sambhar | Syringe Needle Destroyer | Microsil ND 20 | 3000089340 | Functional | Linco Scientific Instruments And Chemicals (P) Ltd
15491 | Hingoniya Phc Jaipur | SPHYGMOMANOMETER(BP APPRATUS) | MODEL NOT AVAILABLE | 3000089617 | Functional | Others
15492 | Chc Sambhar | Binocular Microscope | PZB 22 | 3000089341 | Functional | Cmho Supply
15493 | Hingoniya Phc Jaipur | SPHYGMOMANOMETER(BP APPRATUS) | MODEL NOT AVAILABLE | 3000089618 | Functional | Others
15494 | Baroli Phc | Hemoglobin meter | Model Not Available | 2000003303 | Functional | Top Syringe Mfg Co Pvt Ltd
15495 | Hingoniya Phc Jaipur | SPHYGMOMANOMETER(BP APPRATUS) | MODEL NOT AVAILABLE | 3000089619 | Functional | Others
15496 | Chc Sambhar | Binocular Microscope | PZB 22 | 3000089342 | Functional | Quality Scientific And Mechanical Works Pvt Ltd
15497 | Hingoniya Phc Jaipur | SPHYGMOMANOMETER(BP APPRATUS) | Pagoda | 3000089620 | Functional | Others
15498 | Babai Phc | Semi Automated Chemistry Analyzer | CPC - STAT FAX 3300 | 33007484 | Functional | Awarness Technologies
15499 | Baroli Phc | SPHYGMOMANOMETER(BP APPRATUS) | MODEL NOT AVAILABLE | 2000003301 | Functional | Elite Scientific Corporation
15500 | Hingoniya Phc Jaipur | SPHYGMOMANOMETER(BP APPRATUS) | MODEL NOT AVAILABLE | 3000089588 | Functional | Cmho Supply
15501 | Kariri Phc | Blood Cell Counter - 3 part | Model not available | 2000022626 | Functional | Others
15502 | Barnala Phc | Baby Weighing Machine | Model Not Available | 2000020976 | Functional | Crown Digital Scales Inc
15503 | Dudu Chc | Multi-Para Monitor | Model not available | 2000024912 | Functional | Others
15504 | Hingoniya Phc Jaipur | SPHYGMOMANOMETER(BP APPRATUS) | MODEL NOT AVAILABLE | 3000089624 | Functional | Others
15505 | Kariri Phc | Labour Table | Model Not Available | 2000022627 | Functional | Others
15506 | Maharana Bhopal Govt Hospital Medical Collage | Autoclave | Model not available | 3000044920 | Functional | Others
15507 | Govt Bangur Hopital Pali Dh | Binocular Microscope | PZB 22 | 2000035104 | Functional | Others
15508 | Govt Bangur Hopital Pali Dh | SPHYGMOMANOMETER(BP APPRATUS-Digital) | Model Not Available | 2000035105 | Functional | Others
15509 | Maharana Bhopal Govt Hospital Medical Collage | Glucometer | Model not available | 3000044926 | Functional | Others
15510 | Maharana Bhopal Govt Hospital Medical Collage | Freezes | MODEL NOT AVAILABLE | 3000044925 | Functional | Others
15511 | Mathura Das Mathur Hospital Jdh | Autorefractometer | Model Not Available | 3000120562 | Functional | Others
15512 | Maharana Bhopal Govt Hospital Medical Collage | Suction Machine | Model Not Available | 3000044743 | Functional | Others
15513 | Maharana Bhopal Govt Hospital Medical Collage | Glucometer | Model not available | 3000044744 | Functional | Others
15514 | Mathura Das Mathur Hospital Jdh | Slit Lamp | Model Not Available | 37 | Functional | Labomed
15515 | Maharana Bhopal Govt Hospital Medical Collage | SPHYGMOMANOMETER(BP APPRATUS) | MODEL NOT AVAILABLE | 3000044751 | Functional | Others
15516 | Maharana Bhopal Govt Hospital Medical Collage | SPHYGMOMANOMETER(BP APPRATUS) | Model Not Available | M014E004307 | Functional | Schiller Healthcare India Pvt Ltd
15517 | Govt Bangur Hopital Pali Dh | Hydraulic Operation Table | MODEL NOT AVAILABLE | 3000124829 | Non Functional Repairable | Others
15518 | Maharana Bhopal Govt Hospital Medical Collage | WALK IN COOLER | MODEL NOT AVAILABLE | 3000040669 | Functional | Others
15519 | Maharana Bhopal Govt Hospital Medical Collage | Nebulizer | MODEL NOT AVAILABLE | 3000044746 | Functional | Others
15520 | Maharana Bhopal Govt Hospital Medical Collage | Freezes | MODEL NOT AVAILABLE | 3000044752 | Functional | Others
15521 | Mathura Das Mathur Hospital Jdh | Binocular Microscope | PZB 22 | 56147 | Non Functional Not Repairable | Others
15522 | Maharana Bhopal Govt Hospital Medical Collage | Autoclave | Model not available | 3000040673 | Functional | Others
15523 | Maharana Bhopal Govt Hospital Medical Collage | Pulse Oxymeter | Model Not Available | 3000044747 | Functional | Others
15524 | Maharana Bhopal Govt Hospital Medical Collage | ECG Holter Electrocardiogram | Model Not Available | 3000040606 | Functional | Others
15525 | Mathura Das Mathur Hospital Jdh | Keratometer | Model Not Available | 3000120567 | Functional | Others
15526 | Maharana Bhopal Govt Hospital Medical Collage | Binocular Microscope | Model Not Available | 3000040608 | Functional | Others
15527 | Maharana Bhopal Govt Hospital Medical Collage | ECG Machine (Three Channel ) | Model Not Available | 3000044817 | Functional | Others
15528 | Maharana Bhopal Govt Hospital Medical Collage | Weighing Machine | MODEL NOT AVAILABLE | 3000044826 | Functional | Others
15529 | Maharana Bhopal Govt Hospital Medical Collage | Syringe Infusion Pump | Model not available | 3000040610 | Functional | Others
15530 | Maharana Bhopal Govt Hospital Medical Collage | Syringe Infusion Pump | Model not available | 3000040611 | Functional | Others
15531 | Maharana Bhopal Govt Hospital Medical Collage | Syringe Infusion Pump | Model not available | 3000040612 | Functional | Others
15532 | Maharana Bhopal Govt Hospital Medical Collage | Freezes | MODEL NOT AVAILABLE | 3000044825 | Functional | Others
15533 | Bhonawas Phc | Labour Table | Model Not Available | 2000022231 | Functional | Others
15534 | Maharana Bhopal Govt Hospital Medical Collage | Syringe Needle Destroyer | Model not available | 3000043975 | Functional | Others
15535 | Kishangarh Renwal Chc | Radiant Heat Warmer | Meditrin - Heat Warmer | 2015-11-08 | Functional | Cmho Supply
15536 | Karansar Phc | SPHYGMOMANOMETER(BP APPRATUS) | MODEL NOT AVAILABLE | 98134517 | Functional | Others
15537 | Maharana Bhopal Govt Hospital Medical Collage | Suction Machine | Model Not Available | 3000043834 | Not in use | Others
15538 | Maharana Bhopal Govt Hospital Medical Collage | Freezes | MODEL NOT AVAILABLE | 3000043977 | Functional | Others
15539 | Dispensary Mini Secretariat City | Binocular Microscope | Model Not Available | 3000087065 | Functional | Others
15540 | Maharana Bhopal Govt Hospital Medical Collage | Nebulizer | MODEL NOT AVAILABLE | 3000043835 | Functional | Others
15541 | Chc Phulera | Fetal Doppler | MODEL NOT AVAILABLE | 3000089215 | Non Functional Not Repairable | Others
15542 | Maharana Bhopal Govt Hospital Medical Collage | Syringe Infusion Pump | Model not available | 3000043836 | Not in use | Others
15543 | Shivard Phc | SPHYGMOMANOMETER(BP APPRATUS) | MODEL NOT AVAILABLE | 4433 | Non Functional Repairable | Cmho Supply
15544 | Shivard Phc | Syringe Needle Destroyer | Model not available | 3000084055 | Functional | Others
15545 | Gangori Hospital | Intensive Care Bed | Janak | 3000230676 | Functional | Others
15546 | Maharana Bhopal Govt Hospital Medical Collage | Slit Lamp | Model Not Available | 3000052055 | Functional | Others
15547 | Maharana Bhopal Govt Hospital Medical Collage | Slit Lamp | Model Not Available | 3000052057 | Functional | Others
15548 | Chc Phulera | Weighing Machine | MODEL NOT AVAILABLE | 3000089217 | Non Functional Not Repairable | Others
15549 | Gangori Hospital | Intensive Care Bed | Janak | 3000230677 | Functional | Others
15550 | Maharana Bhopal Govt Hospital Medical Collage | Ventilator | Model Not Available | 3000040460 | Functional | Others
15551 | Maharana Bhopal Govt Hospital Medical Collage | Ventilator | Remi 4C | 3000046394 | Functional | Remi Electrotechnik Ltd
15552 | Maharana Bhopal Govt Hospital Medical Collage | Ventilator | Model Not Available | 3000052354 | Functional | Others
15553 | Maharana Bhopal Govt Hospital Medical Collage | Ventilator | Model Not Available | 3000052355 | Functional | Others
15554 | Maharana Bhopal Govt Hospital Medical Collage | Ventilator | CPC - STAT FAX 3300 | 3000046396 | Functional | Cpc Diagnostics Pvt Ltd
15555 | Maharana Bhopal Govt Hospital Medical Collage | Ventilator | Model Not Available | 3000052380 | Functional | Others
15556 | Maharana Bhopal Govt Hospital Medical Collage | Ventilator | Model Not Available | 3000040758 | Functional | Others
15557 | Maharana Bhopal Govt Hospital Medical Collage | Ventilator | Model Not Available | 3000040767 | Functional | Others
15558 | Mathura Das Mathur Hospital Jdh | Pulse Oxymeter | Comet - P (L and T) | 3000122348 | Functional | Larsen And Tourbo Ltd
15559 | Jln Central Store Medical College | Ventilator | HAMILTON-C2 | 6013 | Functional | Others
15560 | District Hospital Chittorgarh Dh | Centrifuge Machine ( 16 Tube ) | REMI (R8C + R83) | 3000121516 | Functional | Others
15561 | Maharana Bhopal Govt Hospital Medical Collage | Hot Air Oven | Model not available | 3000040936 | Functional | Others
15562 | District Sahadat Hospital Tonk Dh | 300mA X-Ray Machine | GME - GMHF-32 | 3000088128 | Functional | General Medical Equipment
15563 | District Hospital Chittorgarh Dh | Suction Machine | Model Not Available | 3000121745 | Functional | Bhasin Sons Private Limited
15564 | Mathura Das Mathur Hospital Jdh | STABILIZER | MODEL NOT AVAILABLE | 3000120581 | Functional | Others
15565 | District Hospital Chittorgarh Dh | ECG Machine (Single Channel) | BPL - Cardiart 108T | CGMG9E9304 | Functional | Bpl Medical Technologies
15566 | District Sahadat Hospital Tonk Dh | Automatic Film Processor | Model not available | 3000088135 | Functional | Others
15567 | District Sahadat Hospital Tonk Dh | Automatic Film Processor | Model not available | 3000088136 | Functional | Others
15568 | Mathura Das Mathur Hospital Jdh | Intensive Care Bed | Janak | 3000131674 | Functional | Janak Healthcare Pvt Ltd
15569 | Maharana Bhopal Govt Hospital Medical Collage | Defibrillator | MODEL NOT AVAILABLE | 3000040644 | Functional | Others
15570 | Mathura Das Mathur Hospital Jdh | Defibrillator with Cardiac Monitor | Schiller - Defigard 400 | 3000131686 | Functional | Schiller Healthcare India Pvt Ltd
15571 | Maharana Bhopal Govt Hospital Medical Collage | Suction Machine | Model Not Available | 3000040646 | Functional | Others
15572 | Mathura Das Mathur Hospital Jdh | ECG Machine (Single Channel) | Model Not Available | 3000131687 | Functional | Others
15573 | Mathura Das Mathur Hospital Jdh | Syringe Infusion Pump | Allied - Syrn 200 | 3000131689 | Functional | Alleid Medical Limited
15574 | Maharana Bhopal Govt Hospital Medical Collage | Ventilator | Model Not Available | 3000040629 | Functional | Others
15575 | District Sahadat Hospital Tonk Dh | Autoclave | Model not available | 3000088246 | Functional | Others
15576 | Mathura Das Mathur Hospital Jdh | Blood Gas Analyzer (ABG Machine) | Model not available | 3000131698 | Non Functional Repairable | Others
15577 | Maharana Bhopal Govt Hospital Medical Collage | Weighing Machine | MODEL NOT AVAILABLE | 3000044861 | Functional | Others
15578 | Maharana Bhopal Govt Hospital Medical Collage | Weighing Machine | MODEL NOT AVAILABLE | 3000044864 | Functional | Others
15579 | Maharana Bhopal Govt Hospital Medical Collage | Weighing Machine | Model Not Available | 3000087056 | Non Functional Not Repairable | Cmho Supply
15580 | District Sahadat Hospital Tonk Dh | Binocular Microscope | Model Not Available | 6613509784 | Functional | Others
15581 | Maharana Bhopal Govt Hospital Medical Collage | Syringe Infusion Pump | Model not available | 3000040614 | Functional | Others
15582 | District Sahadat Hospital Tonk Dh | Autoclave | Model not available | 3000088251 | Non Functional Repairable | Others
15583 | Maharana Bhopal Govt Hospital Medical Collage | Syringe Infusion Pump | Model not available | 3000040619 | Functional | Others
15584 | Titnwara Phc | Instrument Sterilizer | Model Not Available | 2000019521 | Functional | Others
15585 | Chandlai Phc | FOOT OPERATED SUCTION MACHINE | MODEL NOT AVAILABLE | 3000230609 | Functional | Others
15586 | Jhel Ka Bada Phc | Freezes | MODEL NOT AVAILABLE | 3000086076 | Functional | Others
15587 | Jhel Ka Bada Phc | Autoclave | Model not available | 3000086085 | Non Functional Repairable | Others
15588 | Jhel Ka Bada Phc | Baby Weighing Machine | Model Not Available | 3000086079 | Functional | Crown Digital Scales Inc
15589 | Jhel Ka Bada Phc | Syringe Needle Destroyer | Model not available | 3000086088 | Functional | Others
15590 | Titriya Phc | Binocular Microscope | PZB 22 | 3000230634 | Functional | Others
15591 | Jhel Ka Bada Phc | Suction Machine | Model Not Available | 3000086077 | Functional | Others
15592 | Jhel Ka Bada Phc | Suction Machine | Model Not Available | 3000086078 | Functional | Others
15593 | Jhel Ka Bada Phc | Binocular Microscope | Model Not Available | 3000086082 | Functional | Others
15594 | Chaksu Chc | O.T. Light Double Dome | MODEL NOT AVAILABLE | 3000230567 | Non Functional Repairable | Cmho Supply
15595 | Maharana Bhopal Govt Hospital Medical Collage | Glucometer | Model not available | 3000044834 | Functional | Others
15596 | District Hospital Chittorgarh Dh | Dental Chair Unit | Model Not Available | 3000121917 | Non Functional Repairable | Others
15597 | Shivard Phc | Blood Bank Refrigerator | Model not available | 3000084039 | Functional | Haier Appliances India Pvt
15598 | Maharana Bhopal Govt Hospital Medical Collage | Ventilator | Model Not Available | 3000052203 | Functional | Others
15599 | District Hospital Chittorgarh Dh | Syringe Infusion Pump | Model not available | 3000121941 | Functional | Others
15600 | Karansar Phc | Syringe Needle Destroyer | Model not available | 3000089066 | Functional | Cmho Supply
15601 | District Hospital Chittorgarh Dh | Syringe Needle Destroyer | Model not available | 3000121774 | Non Functional Repairable | Others
15602 | Karansar Phc | Binocular Microscope | RSL - 4B | 3000089067 | Non Functional Repairable | Others
15603 | Shivard Phc | O.T. Light Single Dome | MODEL NOT AVAILABLE | 3000084045 | Functional | Cmho Supply
15604 | Gangori Hospital | SPHYGMOMANOMETER(BP APPRATUS) | MODEL NOT AVAILABLE | 3000230696 | Functional | Others
15605 | Maharana Bhopal Govt Hospital Medical Collage | Centrifuge Machine ( 4 Tube ) | Model not available | 3000043980 | Functional | Others
15606 | Maharana Bhopal Govt Hospital Medical Collage | Centrifuge Machine ( 4 Tube ) | Model not available | 3000043981 | Functional | Others
15607 | Maharana Bhopal Govt Hospital Medical Collage | Centrifuge Machine ( 4 Tube ) | Model not available | 3000043982 | Functional | Others
15608 | Maharana Bhopal Govt Hospital Medical Collage | Centrifuge Machine ( 4 Tube ) | Model not available | 3000043983 | Functional | Others
15609 | Maharana Bhopal Govt Hospital Medical Collage | Centrifuge Machine ( 4 Tube ) | Model not available | 3000043984 | Functional | Others
15610 | Maharana Bhopal Govt Hospital Medical Collage | Suction Machine | Model Not Available | 3000044970 | Functional | Others
15611 | Govt Bangur Hopital Pali Dh | ELISA Washer | Model not available | 3000124820 | Functional | Others
15612 | Maharana Bhopal Govt Hospital Medical Collage | ECG Machine (Three Channel ) | Model Not Available | 3000044828 | Functional | Others
15613 | Maharana Bhopal Govt Hospital Medical Collage | Syringe Infusion Pump | Model not available | 3000044971 | Functional | Others
15614 | Maharana Bhopal Govt Hospital Medical Collage | Syringe Infusion Pump | Model not available | 3000044974 | Functional | Others
15615 | Govt Bangur Hopital Pali Dh | Horizontal Laminar Flow | MODEL NOT AVAILABLE | 109 | Functional | Others
15616 | Maharana Bhopal Govt Hospital Medical Collage | SPHYGMOMANOMETER(BP APPRATUS) | MODEL NOT AVAILABLE | 3000044813 | Functional | Others
15617 | Maharana Bhopal Govt Hospital Medical Collage | SPHYGMOMANOMETER(BP APPRATUS) | MODEL NOT AVAILABLE | 3000044827 | Functional | Others
15618 | Maharana Bhopal Govt Hospital Medical Collage | Defibrillator | MODEL NOT AVAILABLE | 3000044975 | Functional | Others
15619 | Maharana Bhopal Govt Hospital Medical Collage | ECG Machine (Single Channel) | Model Not Available | 3000044976 | Functional | Others
15620 | Maharana Bhopal Govt Hospital Medical Collage | Syringe Infusion Pump | Model not available | 3000044984 | Functional | Others
15621 | Maharana Bhopal Govt Hospital Medical Collage | Syringe Infusion Pump | Model not available | 3000044986 | Functional | Others
15622 | Maharana Bhopal Govt Hospital Medical Collage | Centrifuge Machine ( 4 Tube ) | Model not available | 3000043965 | Functional | Others
15623 | Maharana Bhopal Govt Hospital Medical Collage | 100mA X-Ray Machine | Model not available | 3000044987 | Functional | Others
15624 | Maharana Bhopal Govt Hospital Medical Collage | Pulse Oxymeter | Model Not Available | 3000044988 | Functional | Others
15625 | Maharana Bhopal Govt Hospital Medical Collage | Pulse Oxymeter | Model Not Available | 3000044989 | Functional | Others
15626 | Maharana Bhopal Govt Hospital Medical Collage | Glucometer | Model not available | 3000044990 | Functional | Others
15627 | Maharana Bhopal Govt Hospital Medical Collage | Syringe Needle Destroyer | Model not available | 3000044977 | Functional | Others
15628 | Maharana Bhopal Govt Hospital Medical Collage | Nebulizer | MODEL NOT AVAILABLE | 3000044879 | Functional | Others
15629 | Kishangarh Renwal Chc | Freezes | GL-195RL4 | 3000089508 | Functional | Lg
15630 | Maharana Bhopal Govt Hospital Medical Collage | Nebulizer | MODEL NOT AVAILABLE | 3000044978 | Functional | Others
15631 | Maharana Bhopal Govt Hospital Medical Collage | Glucometer | Model not available | 3000044880 | Functional | Others
15632 | Maharana Bhopal Govt Hospital Medical Collage | Ventilator | Model Not Available | 3000044983 | Functional | Others
15633 | Maharana Bhopal Govt Hospital Medical Collage | Syringe Infusion Pump | Model not available | 3000044966 | Functional | Others
15634 | Maharana Bhopal Govt Hospital Medical Collage | Syringe Infusion Pump | Model not available | 3000044967 | Functional | Others
15635 | Kishangarh Renwal Chc | Incubator | MODEL NOT AVAILABLE | 3000089513 | Functional | Others
15636 | Maharana Bhopal Govt Hospital Medical Collage | Defibrillator | MODEL NOT AVAILABLE | 3000044969 | Functional | Others
15637 | Maharana Bhopal Govt Hospital Medical Collage | Glucometer | Model not available | 3000044760 | Functional | Others
15638 | Maharana Bhopal Govt Hospital Medical Collage | Glucometer | Model not available | 3000044761 | Functional | Others
15639 | Gangori Hospital | Intensive Care Bed | Janak | 3000230679 | Functional | Others
15640 | Maharana Bhopal Govt Hospital Medical Collage | SPHYGMOMANOMETER(BP APPRATUS) | MODEL NOT AVAILABLE | 3000044757 | Functional | Others
15641 | Maharana Bhopal Govt Hospital Medical Collage | SPHYGMOMANOMETER(BP APPRATUS) | MODEL NOT AVAILABLE | 3000044758 | Functional | Others
15642 | Maharana Bhopal Govt Hospital Medical Collage | Ultrasound Therapy Machine | Model Not Available | 3000052063 | Functional | Others
15643 | Chc Phulera | Nebulizer | MODEL NOT AVAILABLE | 751655 | Non Functional Not Repairable | Omron Health Care
15644 | Dispensary Mini Secretariat City | Sahlis HB Meter | Model not available | 3000087069 | Functional | Others
15645 | Shivard Phc | Syringe Needle Destroyer | Microsil - ND350 | 9334 | Non Functional Repairable | Cmho Supply
15646 | Boraj Phc | SPHYGMOMANOMETER(BP APPRATUS) | MODEL NOT AVAILABLE | 3000089146 | Functional | Others
15647 | Dispensary Mini Secretariat City | Ice lined refrigerator | Model Not Available | 3000087070 | Functional | Others
15648 | Maharana Bhopal Govt Hospital Medical Collage | Syringe Infusion Pump | Model not available | 3000043788 | Functional | Others
15649 | Kishangarh Renwal Chc | Weighing Machine | MODEL NOT AVAILABLE | 3000089560 | Functional | Mrk Healthcare Pvt Ltd Delhi
15650 | Maharana Bhopal Govt Hospital Medical Collage | Suction Machine | Model Not Available | 3000044859 | Functional | Others
15651 | Maharana Bhopal Govt Hospital Medical Collage | Suction Machine | Model Not Available | 3000044863 | Functional | Others
15652 | Chc Phulera | Autoclave | Model not available | 3000089222 | Non Functional Not Repairable | Others
15653 | Chandawaji Phc | Syringe Needle Destroyer | Microsil - ND350 | 798 | Non Functional Repairable | Linco Scientific Instruments And Chemicals (P) Ltd
15654 | Kishangarh Renwal Chc | Emergeny First Aid Kit | Medisys | 3000089561 | Functional | Cmho Supply
15655 | Mathura Das Mathur Hospital Jdh | Bi-pap Machine | MODEL NOT AVAILABLE | 3000131635 | Functional | Others
15656 | Mathura Das Mathur Hospital Jdh | Bi-pap Machine | MODEL NOT AVAILABLE | 3000131634 | Functional | Others
15657 | Mathura Das Mathur Hospital Jdh | Bi-pap Machine | MODEL NOT AVAILABLE | 3000131633 | Functional | Others
15658 | Mathura Das Mathur Hospital Jdh | Bi-pap Machine | MODEL NOT AVAILABLE | 3000120951 | Functional | Others
15659 | Mathura Das Mathur Hospital Jdh | Bi-pap Machine | MODEL NOT AVAILABLE | 3000131332 | Functional | Others
15660 | Mathura Das Mathur Hospital Jdh | Bi-pap Machine | MODEL NOT AVAILABLE | 3000120952 | Functional | Others
15661 | Maharana Bhopal Govt Hospital Medical Collage | Nebulizer | MODEL NOT AVAILABLE | 3000044856 | Functional | Others
15662 | District Sahadat Hospital Tonk Dh | Keratometer | Model Not Available | 3000088254 | Functional | Others
15663 | District Sahadat Hospital Tonk Dh | Streak Retinoscope | Model Not Available | 3000088253 | Functional | Others
15664 | Maharana Bhopal Govt Hospital Medical Collage | Pulse Oxymeter | Model Not Available | 3000040636 | Not in use | Others
15665 | Maharana Bhopal Govt Hospital Medical Collage | Pulse Oxymeter | Model Not Available | 3000040637 | Not in use | Others
15666 | Maharana Bhopal Govt Hospital Medical Collage | O.T. Light Single Dome | MODEL NOT AVAILABLE | 3000040809 | Functional | Others
15667 | Balesar Phc | Syringe Needle Destroyer | Model not available | 2000022502 | Functional | Others
15668 | Balesar Phc | Freezes | MODEL NOT AVAILABLE | 2000022506 | Functional | Haier Appliances India Pvt
15669 | Maharana Bhopal Govt Hospital Medical Collage | Defibrillator | MODEL NOT AVAILABLE | 3000040813 | Functional | Others
15670 | Balesar Phc | Ice lined refrigerator | HBD-116 | 2000022507 | Functional | Haier Appliances India Pvt
15671 | Maharana Bhopal Govt Hospital Medical Collage | Suction Machine | Model Not Available | 3000040814 | Functional | Others
15672 | Maharana Bhopal Govt Hospital Medical Collage | Anesthesia Machine | MODEL NOT AVAILABLE | 3000040815 | Functional | Others
15673 | Maharana Bhopal Govt Hospital Medical Collage | Suction Machine | Model Not Available | 3000040818 | Functional | Others
15674 | Maharana Bhopal Govt Hospital Medical Collage | Pulse Oxymeter | Model Not Available | 3000040820 | Functional | Others
15675 | Maharana Bhopal Govt Hospital Medical Collage | Glucometer | Model not available | 3000040843 | Functional | Others
15676 | Maharana Bhopal Govt Hospital Medical Collage | Suction Machine | Model Not Available | 3000040828 | Functional | Others
15677 | Titnwara Phc | Baby Weighing Machine | Model Not Available | 2000019509 | Functional | Crown Digital Scales Inc
15678 | Maharana Bhopal Govt Hospital Medical Collage | Ventilator | Model Not Available | 3000043785 | Functional | Others
15679 | Maharana Bhopal Govt Hospital Medical Collage | Syringe Infusion Pump | Model not available | 3000043759 | Functional | Others
15680 | Maharana Bhopal Govt Hospital Medical Collage | Suction Machine | Model Not Available | 3000052177 | Functional | Others
15681 | Maharana Bhopal Govt Hospital Medical Collage | Suction Machine | Model Not Available | 3000052178 | Functional | Others
15682 | Maharana Bhopal Govt Hospital Medical Collage | Anesthesia Machine | MODEL NOT AVAILABLE | 3000052180 | Functional | Others
15683 | Maharana Bhopal Govt Hospital Medical Collage | Syringe Infusion Pump | Model not available | 3000043763 | Not in use | Others
15684 | Kishangarh Renwal Chc | Centrifuge Machine ( 8 Tube) | Model Not Available | 3000089519 | Functional | Remi Electrotechnik Ltd
15685 | Chc Phulera | Incubator | MODEL NOT AVAILABLE | 3000089185 | Functional | Others
15686 | Maharana Bhopal Govt Hospital Medical Collage | Anesthesia Machine | MODEL NOT AVAILABLE | 3000052172 | Functional | Others
15687 | Nawalgarh Satellite Hospital | Autoclave | Model not available | 2000019680 | Functional | Rhsdp Supply
15688 | Achrol Phc | Centrifuge Machine ( 4 Tube ) | Model not available | 2000025356 | Functional | Others
15689 | Karansar Phc | Syringe Needle Destroyer | Microsil - ND350 | 9205 | Functional | Cmho Supply
15690 | Banethi Phc | Syringe Needle Destroyer | Model not available | 2000022352 | Functional | Others
15691 | Karansar Phc | Weighing Machine | MODEL NOT AVAILABLE | 3000089073 | Functional | Others
15692 | District Hospital Chittorgarh Dh | Nebulizer | MODEL NOT AVAILABLE | 3000121770 | Functional | Others
15693 | Maharana Bhopal Govt Hospital Medical Collage | Multi-Para Monitor | Model not available | 3000052335 | Functional | Others
15694 | Maharana Bhopal Govt Hospital Medical Collage | Multi-Para Monitor | Model not available | 3000052336 | Functional | Others
15695 | Shivard Phc | Binocular Microscope | Model Not Available | 3000084069 | Functional | Others
15696 | Boraj Phc | SPHYGMOMANOMETER(BP APPRATUS-Digital) | Model Not Available | 20141105785 | Functional | Omron Health Care
15697 | Boraj Phc | Weighing Machine | Crown | 3000089131 | Functional | Ramon Surgical Company
15698 | Boraj Phc | Syringe Needle Destroyer | Microsil ND 20 | 331 | Functional | Cmho Supply
15699 | Maharana Bhopal Govt Hospital Medical Collage | Ventilator | Model Not Available | 3000040552 | Functional | Others
15700 | Maharana Bhopal Govt Hospital Medical Collage | Ventilator | Model Not Available | 3000040555 | Functional | Others
15701 | Maharana Bhopal Govt Hospital Medical Collage | Ventilator | Model Not Available | 3000040558 | Functional | Others
15702 | Boraj Phc | Blood Bank Refrigerator | Model not available | 2000029636 | Functional | Mrk Healthcare Pvt Ltd Delhi
15703 | Gangori Hospital | Intensive Care Bed | Model not available | 2000029637 | Functional | Mrk Healthcare Pvt Ltd Delhi
15704 | Shivard Phc | SPHYGMOMANOMETER(BP APPRATUS) | Model not available | 2000029638 | Functional | Mrk Healthcare Pvt Ltd Delhi
15705 | District Hospital Chittorgarh Dh | Syringe Needle Destroyer | Model not available | 3000121767 | Functional | Others
15706 | Shivard Phc | SPHYGMOMANOMETER(BP APPRATUS) | MODEL NOT AVAILABLE | 98122437 | Non Functional Repairable | Cmho Supply
15707 | Maharana Bhopal Govt Hospital Medical Collage | Syringe Infusion Pump | Model not available | 3000040553 | Functional | Others
15708 | Maharana Bhopal Govt Hospital Medical Collage | Syringe Infusion Pump | Model not available | 3000040554 | Functional | Others
15709 | Gangori Hospital | Intensive Care Bed | Janak | 3000230675 | Functional | Others
15710 | District Hospital Chittorgarh Dh | SPHYGMOMANOMETER(BP APPRATUS) | MODEL NOT AVAILABLE | 3000121764 | Functional | Others
15711 | Maharana Bhopal Govt Hospital Medical Collage | Suction Machine | Model Not Available | 3000044767 | Functional | Others
15712 | Gangori Hospital | Intensive Care Bed | Janak | 3000230678 | Functional | Others
15713 | Maharana Bhopal Govt Hospital Medical Collage | Syringe Needle Destroyer | Model not available | 3000044762 | Functional | Others
15714 | Jln Central Store Medical College | Syringe Infusion Pump | Model not available | PTPL/ZLON/40A0128 | Functional | Others
15715 | Jln Central Store Medical College | Suction Machine | Model Not Available | TYPE(IS)H5331978 | Functional | Others
15716 | Jln Central Store Medical College | Binocular Microscope | Labomed - Vision 2000 | 130862115 | Functional | Others
15717 | Duni Chc | Centrifuge Machine ( 8 Tube) | REMI - R4C | DPLC3150 | Functional | Remi Electrotechnik Ltd
15718 | Duni Chc | Freezes | MODEL NOT AVAILABLE | 3000080024 | Functional | Rhsdp Supply
15719 | Jln Central Store Medical College | ECG Machine (Single Channel) | Model Not Available | A-214024 | Functional | Others
15720 | Gudhagodji Chc | Syringe Needle Destroyer | Model not available | 14G0942 | Functional | Others
15721 | Duni Chc | Syringe Needle Destroyer | Model not available | 3000080030 | Functional | Others
15722 | Gudhagodji Chc | Autoclave | Model not available | 2000019573 | Non Functional Repairable | Others
15723 | Gudhagodji Chc | Blood Cell Counter - 3 part | Horiba - ABX Micros ES 60 | 2000019526 | Functional | Horiba India Pvt Ltd
15724 | Gudhagodji Chc | Incubator | MODEL NOT AVAILABLE | 2000019527 | Functional | Others
15725 | Gudhagodji Chc | Semi Automated Chemistry Analyzer | Ark - CKK 24 | 1221099 | Functional | Ark Diagnostics Bangalore
15726 | Chop Phc | Incubator | MODEL NOT AVAILABLE | 2000022803 | Functional | Cmho Supply
15727 | Gudhagodji Chc | Binocular Microscope | PZB 22 | 64307 | Functional | Others
15728 | Chop Phc | Blood Cell Counter - 3 part | Model not available | 2000022805 | Functional | Cmho Supply
15729 | Gudhagodji Chc | Monocular Microscope | Model not available | 2000019531 | Functional | Others
15730 | Gudhagodji Chc | Hemoglobin meter | Model Not Available | 2000019538 | Functional | Others
15731 | Duni Chc | Spot Light ( Portable ) | Model Not Available | 3000080039 | Functional | Others
15732 | Gudhagodji Chc | ECG Machine (Single Channel) | Model Not Available | 41013008 | Non Functional Repairable | Medicaid Systems
15733 | Gudhagodji Chc | Weighing Machine | MODEL NOT AVAILABLE | 2000019540 | Functional | Crown Digital Scales Inc
15734 | Chop Phc | Baby Weighing Machine | Docbel Braun | 2000022808 | Functional | Docbel Group Of Industries
15735 | Chop Phc | FOOT OPERATED SUCTION MACHINE | MODEL NOT AVAILABLE | 2000022809 | Functional | Others
15736 | Chop Phc | Syringe Needle Destroyer | Microsil - ND350 | 9585 | Functional | Linco Scientific Instruments And Chemicals (P) Ltd
15737 | Gudhagodji Chc | Radiant Heat Warmer | Zeal - RHW 2101A | RHW2101A/0913/2017 | Functional | Zeal Medical Pvt Ltd
15738 | Chop Phc | Instrument Sterilizer | Model Not Available | 2000022814 | Functional | Others
15739 | Duni Chc | ECG Machine (Single Channel) | Cardiart 6108 T | AVML1J18667 | Functional | Bpl Medical Technologies
15740 | Maharana Bhopal Govt Hospital Medical Collage | Nebulizer | MODEL NOT AVAILABLE | 3000044857 | Functional | Others
15741 | Maharana Bhopal Govt Hospital Medical Collage | Nebulizer | MODEL NOT AVAILABLE | 3000044858 | Functional | Others
15742 | Maharana Bhopal Govt Hospital Medical Collage | Radiant Heat Warmer | Model Not Available | 3000043790 | Functional | Others
15743 | Boraj Phc | Syringe Needle Destroyer | Model not available | 3000089145 | Functional | Cmho Supply
15744 | Maharana Bhopal Govt Hospital Medical Collage | Defibrillator | MODEL NOT AVAILABLE | 3000044948 | Functional | Others
15745 | Setellite Hospital Banipark Satellite | Blood Cell Counter - 3 part | Model not available | 2000024226 | Functional | Others
15746 | Chandawaji Phc | Weighing Machine | MODEL NOT AVAILABLE | 2000025365 | Non Functional Repairable | Precision Electronic Instruments Co
15747 | Maharana Bhopal Govt Hospital Medical Collage | Nebulizer | MODEL NOT AVAILABLE | 3000052488 | Functional | Others
15748 | Boraj Phc | SPHYGMOMANOMETER(BP APPRATUS) | MODEL NOT AVAILABLE | 3000089147 | Non Functional Repairable | Others
15749 | Maharana Bhopal Govt Hospital Medical Collage | Pulse Oxymeter | Model Not Available | 3000052239 | Functional | Others
15750 | Maharana Bhopal Govt Hospital Medical Collage | Pulse Oxymeter | Model Not Available | 300052252 | Functional | Others
15751 | Shivard Phc | Instrument Sterilizer | Model Not Available | 6A3218 | Functional | Cmho Supply
15752 | Goneda Phc | Colorimeter | MODEL NOT AVAILABLE | 2000022280 | Functional | Others
15753 | Chandawaji Phc | Baby Weighing Machine | Model Not Available | 2000025366 | Functional | Crown Digital Scales Inc
15754 | Maharana Bhopal Govt Hospital Medical Collage | Nebulizer | MODEL NOT AVAILABLE | OV101312 | Functional | Others
15755 | Chandawaji Phc | Weighing Machine | MODEL NOT AVAILABLE | 2000025367 | Functional | Lifex Medical
15756 | Goneda Phc | Glucometer | Model not available | 2000022278 | Functional | Others
15757 | Chandawaji Phc | SPHYGMOMANOMETER(BP APPRATUS) | MODEL NOT AVAILABLE | 2000025370 | Functional | Others
15758 | Chc Phulera | Ice lined refrigerator | Nulife - Dots | 3000218193 | Functional | Mrk Healthcare Pvt Ltd Delhi
15759 | Maharana Bhopal Govt Hospital Medical Collage | Pulse Oxymeter | Model Not Available | 3000043940 | Functional | Others
15760 | Sangria Chc | Binocular Microscope | Model Not Available | 3000043107 | Functional | Karl Storz
15761 | Chc Phulera | Blood Bank Refrigerator | Model not available | BE04G4E2600B2ASKO | Functional | Haier Appliances India Pvt
15762 | Kishangarh Renwal Chc | SPHYGMOMANOMETER(BP APPRATUS) | MODEL NOT AVAILABLE | 713509 | Functional | Cmho Supply
15763 | Chandawaji Phc | Weighing Machine | MODEL NOT AVAILABLE | 2000025372 | Non Functional Repairable | Zeal Medical Pvt Ltd
15764 | Maharana Bhopal Govt Hospital Medical Collage | Cautry Machine | Model Not Available | 3000040454 | Functional | Others
15765 | Maharana Bhopal Govt Hospital Medical Collage | Cautry Machine | Model Not Available | 3000040455 | Functional | Others
15766 | Mandawa Chc | Suction Machine | Model Not Available | 2000021926 | Functional | Others
15767 | Chc Phulera | Nebulizer | MODEL NOT AVAILABLE | 3000089187 | Functional | Others
15768 | Achrol Phc | Fetal Doppler | MODEL NOT AVAILABLE | 2000025357 | Functional | Others
15769 | Kishangarh Renwal Chc | Suction Machine | Model Not Available | 8 | Functional | Rhsdp Supply
15770 | Achrol Phc | Colorimeter | MODEL NOT AVAILABLE | 2000025360 | Functional | Others
15771 | Achrol Phc | Colorimeter | MODEL NOT AVAILABLE | 201109109 | Functional | Others
15772 | Maharana Bhopal Govt Hospital Medical Collage | ECG Machine (Single Channel) | Model Not Available | 3000052167 | Functional | Others
15773 | Chc Phulera | SPHYGMOMANOMETER(BP APPRATUS) | MODEL NOT AVAILABLE | 578161-09 | Functional | Others
15774 | Maharana Bhopal Govt Hospital Medical Collage | Dental Chair Unit | Model Not Available | 3000052081 | Functional | Others
15775 | Paharsar Phc | Glucometer | BG-03 | 2000003322 | Non Functional Repairable | Morepen Laboratories Ltd
15776 | Kishangarh Renwal Chc | Syringe Needle Destroyer | Microsil ND 120 | 630 | Functional | Cmho Supply
15777 | Maharana Bhopal Govt Hospital Medical Collage | Keratometer | Model Not Available | 3000052067 | Functional | Others
15778 | Maharana Bhopal Govt Hospital Medical Collage | Dental Chair Unit | Model Not Available | 3000052068 | Functional | Others
15779 | Maharana Bhopal Govt Hospital Medical Collage | Freezes | MODEL NOT AVAILABLE | 3000052130 | Functional | Others
15780 | Maharana Bhopal Govt Hospital Medical Collage | Suction Machine | Model Not Available | 3000052131 | Functional | Others
15781 | Maharana Bhopal Govt Hospital Medical Collage | Suction Machine | Model Not Available | 3000052132 | Functional | Others
15782 | Kishangarh Renwal Chc | Hydraulic Operation Table | MODEL NOT AVAILABLE | 71 | Functional | Surgi Sun
15783 | Ladusar Phc | Baby Weighing Machine | Model Not Available | 2000019435 | Functional | Others
15784 | Maharana Bhopal Govt Hospital Medical Collage | Ventilator | Model Not Available | 2000020670 | Functional | Others
15785 | Achrol Phc | Syringe Needle Destroyer | Model not available | 2000025358 | Functional | Others
15786 | Maharana Bhopal Govt Hospital Medical Collage | Syringe Infusion Pump | Model not available | 3000044962 | Functional | Others
15787 | Kishangarh Renwal Chc | SPHYGMOMANOMETER(BP APPRATUS) | MODEL NOT AVAILABLE | 43983 | Functional | Others
15788 | Kaant Phc | Syringe Needle Destroyer | Nulife - Dots | 2000019438 | Functional | Others
15789 | Sangria Chc | Slit Lamp | Model Not Available | 3000043142 | Functional | Others
15790 | Maharana Bhopal Govt Hospital Medical Collage | Defibrillator | MODEL NOT AVAILABLE | 3000052398 | Functional | Others
15791 | Achrol Phc | Weighing Machine | MODEL NOT AVAILABLE | 2000025347 | Functional | Others
15792 | Mandawa Chc | Nebulizer | MODEL NOT AVAILABLE | ALTASB2136 | Functional | Bpl Medical Technologies
15793 | Mandawa Chc | Syringe Needle Destroyer | Microsil - ND350 | 7573 | Non Functional Repairable | Others
15794 | Maharana Bhopal Govt Hospital Medical Collage | Radiant Heat Warmer | Model Not Available | 3000043786 | Functional | Others
15795 | Maharana Bhopal Govt Hospital Medical Collage | Syringe Infusion Pump | Model not available | 3000043768 | Functional | Others
15796 | Achrol Phc | Suction Machine | Model Not Available | 20000253452 | Functional | Others
15797 | Maharana Bhopal Govt Hospital Medical Collage | Freezes | MODEL NOT AVAILABLE | 3000043770 | Functional | Others
15798 | Achrol Phc | Incubator | Model not available | 2000029129 | Non Functional Not Repairable | Paras Enterprises
15799 | Dhanwara Phc | Suction Machine | Model Not Available | 2000003452 | Functional | Others
15800 | Maharana Bhopal Govt Hospital Medical Collage | Syringe Needle Destroyer | Model not available | 3000044763 | Functional | Others
15801 | Karansar Phc | Syringe Needle Destroyer | Model not available | 3000089080 | Functional | Others
15802 | Gangori Hospital | Syringe Infusion Pump | SIMTEK - Infutek 405 | 3000230712 | Functional | Others
15803 | Gangori Hospital | Syringe Infusion Pump | SIMTEK - Infutek 405 | 3000230713 | Functional | Others
15804 | Gangori Hospital | Syringe Infusion Pump | SIMTEK - Infutek 405 | 3000230714 | Functional | Others
15805 | Karansar Phc | Syringe Needle Destroyer | Microsil - ND350 | 7083 | Functional | Others
15806 | Maharana Bhopal Govt Hospital Medical Collage | Instrument Sterilizer | Model Not Available | 3000052486 | Functional | Others
15807 | Shivard Phc | Syringe Needle Destroyer | Nulife - Dots | 3000084061 | Functional | Cmho Supply
15808 | Mathura Das Mathur Hospital Jdh | Bi-pap Machine | MODEL NOT AVAILABLE | 3000131644 | Functional | Others
15809 | Mathura Das Mathur Hospital Jdh | Bi-pap Machine | MODEL NOT AVAILABLE | 3000131643 | Functional | Others
15810 | Mathura Das Mathur Hospital Jdh | Bi-pap Machine | MODEL NOT AVAILABLE | 3000131642 | Functional | Others
15811 | Mathura Das Mathur Hospital Jdh | Bi-pap Machine | MODEL NOT AVAILABLE | 3000131641 | Functional | Others
15812 | Mathura Das Mathur Hospital Jdh | Bi-pap Machine | MODEL NOT AVAILABLE | 3000131640 | Functional | Others
15813 | Mathura Das Mathur Hospital Jdh | Bi-pap Machine | MODEL NOT AVAILABLE | 3000131639 | Functional | Others
15814 | Mathura Das Mathur Hospital Jdh | Bi-pap Machine | MODEL NOT AVAILABLE | 3000131638 | Functional | Others
15815 | Mathura Das Mathur Hospital Jdh | Bi-pap Machine | MODEL NOT AVAILABLE | 3000131637 | Functional | Others
15816 | Mathura Das Mathur Hospital Jdh | Bi-pap Machine | MODEL NOT AVAILABLE | 3000131636 | Functional | Others
15817 | Jln Central Store Medical College | Ventilator | Model Not Available | 200909029640UF | Functional | Others
15818 | Jln Central Store Medical College | ECG Machine (Single Channel) | Model Not Available | CGML3B17920 | Functional | Others
15819 | Jln Central Store Medical College | ECG Machine (Six Channel ) | Model Not Available | A214030 | Functional | Others
15820 | Jln Central Store Medical College | Nebulizer | MODEL NOT AVAILABLE | 13132932 | Functional | Others
15821 | Jln Central Store Medical College | Syringe Infusion Pump | Model not available | 204065 | Functional | Others
15822 | Jln Central Store Medical College | ECG Monitor | Schiller - Truscope Mini | 0600ER | Functional | Schiller Healthcare India Pvt Ltd
15823 | Jln Central Store Medical College | Anesthesia Machine | MODEL NOT AVAILABLE | 2000032349 | Functional | Others
15824 | Jln Central Store Medical College | Multi-Para Monitor | Model not available | 2000032355 | Functional | Others
15825 | Jln Central Store Medical College | Defibrillator | MODEL NOT AVAILABLE | J13C378 | Functional | Others
15826 | Duni Chc | Water Bath | Yorco - YSI-413D | 3000080022 | Functional | Yorco Sales Pvt Ltd
15827 | Raisar Phc | Monocular Microscope | Model not available | 890572 | Functional | Cmho Supply
15828 | Raisar Phc | Syringe Needle Destroyer | BS-949 | 2000022859 | Functional | Bhasin Sons Private Limited
15829 | Gudhagodji Chc | SPHYGMOMANOMETER(BP APPRATUS) | MODEL NOT AVAILABLE | 2000019563 | Functional | Others
15830 | Raisar Phc | Centrifuge Machine ( 4 Tube ) | Model not available | 2000022860 | Functional | Others
15831 | Raisar Phc | Glucometer | Model not available | RMD019186 | Functional | Others
15832 | Gudhagodji Chc | Syringe Needle Destroyer | Model not available | 2000019552 | Functional | Bhasin Sons Private Limited
15833 | Raisar Phc | Radiant Heat Warmer | Meditrin - Heat Warmer | NRHM/WM09/11/26 | Functional | Others
15834 | Solana Phc | Syringe Needle Destroyer | Model not available | 13H0053 | Functional | Others
15835 | Gudhagodji Chc | Syringe Needle Destroyer | Microsil - ND350 | 9233 | Functional | Others
15836 | Bhawni Phc | Hemoglobin meter | Model Not Available | 2000022873 | Functional | Others
15837 | Solana Phc | Weighing Machine | MODEL NOT AVAILABLE | 2000021834 | Functional | Others
15838 | Gudhagodji Chc | SPHYGMOMANOMETER(BP APPRATUS) | MODEL NOT AVAILABLE | 2000019580 | Non Functional Repairable | Others
15839 | Bhawni Phc | Instrument Sterilizer | Model Not Available | 2000022874 | Functional | Others
15840 | Solana Phc | Baby Weighing Machine | Model Not Available | 2000021835 | Functional | Crown Digital Scales Inc
15841 | Bhawni Phc | Syringe Needle Destroyer | Model not available | 2000022875 | Functional | Others
15842 | Gudhagodji Chc | Monocular Microscope | Model not available | 2000019532 | Functional | Donation
15843 | Bhonawas Phc | FOOT OPERATED SUCTION MACHINE | MODEL NOT AVAILABLE | 2000022227 | Functional | Others
15844 | Shivard Phc | FOOT OPERATED SUCTION MACHINE | MODEL NOT AVAILABLE | 3000084036 | Non Functional Repairable | Cmho Supply
15845 | Kishangarh Renwal Chc | SPHYGMOMANOMETER(BP APPRATUS) | Pagoda | 241365 | Functional | Cmho Supply
15846 | Dispensary Mini Secretariat City | SPHYGMOMANOMETER(BP APPRATUS) | MODEL NOT AVAILABLE | 37155 | Functional | Others
15847 | Nohar Chc | SPHYGMOMANOMETER(BP APPRATUS) | MODEL NOT AVAILABLE | 3000043373 | Functional | Others
15848 | Kishangarh Renwal Chc | Autoclave | Model not available | 3000089571 | Functional | Cmho Supply
15849 | Goneda Phc | Syringe Needle Destroyer | Microsil - ND350 | 7777 | Functional | Others
15850 | Maharana Bhopal Govt Hospital Medical Collage | Suction Machine | Model not available | 0 | Functional | Janak Healthcare Pvt Ltd
15851 | Maharana Bhopal Govt Hospital Medical Collage | Suction Machine | Model Not Available | 3000052244 | Functional | Others
15852 | Maharana Bhopal Govt Hospital Medical Collage | Suction Machine | Model Not Available | 3000052254 | Functional | Others
15853 | Maharana Bhopal Govt Hospital Medical Collage | Suction Machine | Model Not Available | 3000052255 | Functional | Others
15854 | Jln Central Store Medical College | Defibrillator with Cardiac Monitor | Schiller - Defigard 400 | J13C374 | Functional | Schiller Healthcare India Pvt Ltd
15855 | Vijaynagar Phc | SPHYGMOMANOMETER(BP APPRATUS) | Pagoda | 2000003413 | Functional | Cmho Supply
15856 | Goneda Phc | SPHYGMOMANOMETER(BP APPRATUS) | MODEL NOT AVAILABLE | 2000022294 | Functional | Others
15857 | Maharana Bhopal Govt Hospital Medical Collage | Blood Bank Refrigerator | Model not available | 0 | Functional | Janak Healthcare Pvt Ltd
15858 | Karansar Phc | Syringe Needle Destroyer | Model not available | 0 | Functional | Janak Healthcare Pvt Ltd
15859 | Goneda Phc | Syringe Needle Destroyer | Model not available | 2000022295 | Functional | Others
15860 | Maharana Bhopal Govt Hospital Medical Collage | Suction Machine | Model Not Available | 3000052123 | Functional | Others
15861 | Maharana Bhopal Govt Hospital Medical Collage | SPHYGMOMANOMETER(BP APPRATUS) | MODEL NOT AVAILABLE | 3000044690 | Functional | Others
15862 | Gangori Hospital | Syringe Infusion Pump | SIMTEK - Infutek 405 | 3000230715 | Functional | Others
15863 | Karansar Phc | Syringe Needle Destroyer | Model not available | 3000089093 | Functional | Bhasin Sons Private Limited
15864 | Vijaynagar Phc | Instrument Sterilizer | Model Not Available | 2000003410 | Non Functional Repairable | Cmho Supply
15865 | Gangori Hospital | Syringe Infusion Pump | SIMTEK - Infutek 405 | 3000230721 | Functional | Others
15866 | Maharana Bhopal Govt Hospital Medical Collage | Syringe Needle Destroyer | Model not available | 3000040756 | Functional | Others
15867 | Maharana Bhopal Govt Hospital Medical Collage | Syringe Needle Destroyer | Model not available | 3000040757 | Functional | Others
15868 | Jagatpura Phc | SPHYGMOMANOMETER(BP APPRATUS) | MODEL NOT AVAILABLE | 57976 | Functional | Bhasin Sons Private Limited
15869 | Kishangarh Renwal Chc | Radiant Heat Warmer | Model Not Available | 3000089545 | Functional | Donation
15870 | Phalodi Phc | Instrument Sterilizer | Model Not Available | 2000020110 | Functional | Cmho Supply
15871 | Kishangarh Renwal Chc | FOGGING MACHINE | MODEL NOT AVAILABLE | 1077 | Functional | Cmho Supply
15872 | Maharana Bhopal Govt Hospital Medical Collage | Multi-Para Monitor | Model not available | 3000040405 | Functional | Others
15873 | Maharana Bhopal Govt Hospital Medical Collage | Multi-Para Monitor | Model not available | 3000040384 | Functional | Others
15874 | Bhonawas Phc | Binocular Microscope | Model Not Available | 2000022220 | Functional | Others
15875 | Bhonawas Phc | Glucometer | Model not available | 2000022221 | Functional | Others
15876 | Maharana Bhopal Govt Hospital Medical Collage | Ventilator | Model Not Available | 3000040381 | Functional | Others
15877 | Maharana Bhopal Govt Hospital Medical Collage | Ventilator | Model Not Available | 3000040380 | Functional | Others
15878 | Maharana Bhopal Govt Hospital Medical Collage | Ventilator | Model Not Available | 3000040379 | Functional | Others
15879 | Maharana Bhopal Govt Hospital Medical Collage | Phototherepy Unit | MODEL NOT AVAILABLE | 3000043861 | Functional | Others
15880 | Kishangarh Renwal Chc | Centrifuge Machine ( 8 Tube) | REMI - R4C | 3000089550 | Functional | Cmho Supply
15881 | Maharana Bhopal Govt Hospital Medical Collage | FOGGING MACHINE | MODEL NOT AVAILABLE | 3000040808 | Functional | Others
15882 | Maharana Bhopal Govt Hospital Medical Collage | Pulse Oxymeter | Model Not Available | 3000043826 | Not in use | Others
15883 | Maharana Bhopal Govt Hospital Medical Collage | Phototherepy Unit | MODEL NOT AVAILABLE | 3000043824 | Functional | Others
15884 | Maharana Bhopal Govt Hospital Medical Collage | Phototherepy Unit | MODEL NOT AVAILABLE | 3000043825 | Functional | Others
15885 | Setellite Hospital Banipark Satellite | Ultra Sonic Piezo type scalar | MODEL NOT AVAILABLE | 2000024246 | Functional | Others
15886 | Chc Phulera | Nebulizer | MODEL NOT AVAILABLE | 3000089216 | Non Functional Not Repairable | Others
15887 | Kishangarh Renwal Chc | SPHYGMOMANOMETER(BP APPRATUS) | MODEL NOT AVAILABLE | 15093 | Functional | Others
15888 | Maharana Bhopal Govt Hospital Medical Collage | Ultrasound Therapy Machine | Model Not Available | 3000052053 | Functional | Others
15889 | Maharana Bhopal Govt Hospital Medical Collage | Ultrasound Therapy Machine | Model Not Available | 3000052054 | Functional | Others
15890 | Maharana Bhopal Govt Hospital Medical Collage | SPHYGMOMANOMETER(BP APPRATUS) | MODEL NOT AVAILABLE | 3000040676 | Not in use | Others
15891 | Kishangarh Renwal Chc | STABILIZER | MODEL NOT AVAILABLE | 3000089557 | Functional | Cmho Supply
15892 | Maharana Bhopal Govt Hospital Medical Collage | ECG Machine (Six Channel ) | Model Not Available | 3000052374 | Functional | Others
15893 | Maharana Bhopal Govt Hospital Medical Collage | ECG Machine (Six Channel ) | Model Not Available | 3000052376 | Functional | Others
15894 | Maharana Bhopal Govt Hospital Medical Collage | ECG Machine (Six Channel ) | Model Not Available | 3000052377 | Functional | Others
15895 | District Hospital Chittorgarh Dh | Multi-Para Monitor | Star 50 ( L and T ) | 3000121559 | Functional | Others
15896 | Chaksu Chc | Binocular Microscope | Model Not Available | 81547 | Functional | Labovision India
15897 | Chaksu Chc | Semi Automated Chemistry Analyzer | CPC - STAT FAX 3300 | 3300-6594 | Functional | Gpc Medical Limited Anaesthesia Division
15898 | Chaksu Chc | Freezes | MODEL NOT AVAILABLE | 3000230497 | Functional | Rhsdp Supply
15899 | Chaksu Chc | Glucometer | Model not available | 4710636640650 | Functional | Cmho Supply
15900 | Jhel Ka Bada Phc | Autoclave | Model not available | 3000086080 | Non Functional Repairable | Others
15901 | Jln Central Store Medical College | Blood Gas Analyzer (ABG Machine) | Model not available | OP45240 | Non Functional Repairable | Others
15902 | Chaksu Chc | Binocular Microscope | Redical - RLX 48 | 24987 | Non Functional Repairable | Radical Scientific Instruments Pvt Ltd
15903 | Jln Central Store Medical College | Defibrillator with Cardiac Monitor | Schiller - Defigard 400 | J130396 | Functional | Schiller Healthcare India Pvt Ltd
15904 | Maharana Bhopal Govt Hospital Medical Collage | Syringe Needle Destroyer | MRK | 27314 | Functional | Others
15905 | Maharana Bhopal Govt Hospital Medical Collage | Syringe Needle Destroyer | MRK | 25818 | Functional | Others
15906 | Maharana Bhopal Govt Hospital Medical Collage | Syringe Needle Destroyer | MRK | 29036 | Functional | Others
15907 | Maharana Bhopal Govt Hospital Medical Collage | Syringe Needle Destroyer | Model Not Available | X6A314031652 | Functional | Janak Healthcare Pvt Ltd
15908 | Maharana Bhopal Govt Hospital Medical Collage | Syringe Needle Destroyer | MRK | 3000044695 | Functional | Others
15909 | Maharana Bhopal Govt Hospital Medical Collage | Syringe Needle Destroyer | MRK | 3000044696 | Functional | Others
15910 | Maharana Bhopal Govt Hospital Medical Collage | Syringe Needle Destroyer | MRK | 3000044697 | Functional | Others
15911 | Maharana Bhopal Govt Hospital Medical Collage | Syringe Needle Destroyer | MRK | 3000052475 | Functional | Others
15912 | Lotwara Phc | Glucometer | Model not available | 100240001727 | Functional | Others
15913 | Jln Central Store Medical College | Ventilator | Model Not Available | 41196 | Functional | Others
15914 | Maharana Bhopal Govt Hospital Medical Collage | Suction Machine | Model Not Available | 3000040690 | Functional | Others
15915 | Maharana Bhopal Govt Hospital Medical Collage | Suction Machine | Model Not Available | 3000040692 | Functional | Others
15916 | Maharana Bhopal Govt Hospital Medical Collage | Suction Machine | Model Not Available | 3000040693 | Functional | Others
15917 | District Hospital Chittorgarh Dh | Defibrillator with Cardiac Monitor | Schiller - Defigard 400 | 3000121666 | Functional | Schiller Healthcare India Pvt Ltd
15918 | Lotwara Phc | Baby Weighing Machine | Model Not Available | 3000081342 | Functional | Cmho Supply
15919 | Lotwara Phc | Suction Machine | Model Not Available | 3000081344 | Functional | Cmho Supply
15920 | Jln Central Store Medical College | Syringe Infusion Pump | AKAS Terumax RX | RY03150005 | Functional | Akas Medical
15921 | Chc Phulera | Syringe Needle Destroyer | Microsil ND 20 | 3000089174 | Functional | Others
15922 | Gudhagodji Chc | Syringe Needle Destroyer | Model not available | 2000019556 | Functional | Bhasin Sons Private Limited
15923 | Gudhagodji Chc | O.T. Light Single Dome | MODEL NOT AVAILABLE | 2000019558 | Functional | Others
15924 | Duni Chc | Blood Mixer ( Roller Mixer ) | Model not available | 3000080025 | Functional | Others
15925 | Gudhagodji Chc | FOOT OPERATED SUCTION MACHINE | SU-101 | 2000019568 | Functional | Niscomed Electro Medical Devices
15926 | Duni Chc | Sahlis HB Meter | Model not available | 3000080027 | Functional | Others
15927 | Gudhagodji Chc | Hemoglobin meter | HB 301 | 1342813245 | Functional | Hemocue India
15928 | Bhawni Phc | Labour Table | Model Not Available | 2000022877 | Functional | Cmho Supply
15929 | Bhawni Phc | Instrument Sterilizer | Model Not Available | 2000022878 | Functional | Cmho Supply
15930 | Gudhagodji Chc | Hemoglobin meter | Model Not Available | 2000019537 | Functional | Others
15931 | Bhawni Phc | Blood Bank Refrigerator | Model not available | 2000022879 | Functional | Others
15932 | Bhawni Phc | Ice lined refrigerator | Model Not Available | 2000022880 | Functional | Others
15933 | Bhawni Phc | SPHYGMOMANOMETER(BP APPRATUS) | MODEL NOT AVAILABLE | 2000022882 | Functional | Others
15934 | Jamwa Ramgarh Chc | Incubator | MODEL NOT AVAILABLE | 2000022888 | Functional | Others
15935 | Hetamsar Phc | SPHYGMOMANOMETER(BP APPRATUS-Digital) | Model Not Available | 2000021896 | Non Functional Repairable | Others
15936 | Jamwa Ramgarh Chc | Hydraulic Operation Table | Surgicoin | 45 | Functional | Surgicoin Medequip Pvt Ltd
15937 | Hetamsar Phc | Suction Machine | Model Not Available | 2000021890 | Functional | Surgitech
15938 | Hetamsar Phc | Syringe Needle Destroyer | Microsil - ND350 | 8517 | Functional | Others
15939 | Jamwa Ramgarh Chc | Anesthesia Machine | MODEL NOT AVAILABLE | 2000022916 | Functional | Gayatri Sales Corporation Jaipur
15940 | Jamwa Ramgarh Chc | Syringe Needle Destroyer | Microsil ND-60 | 569238 | Functional | Cmho Supply
15941 | Hetamsar Phc | Syringe Needle Destroyer | Microsil - ND350 | 9384 | Functional | Others
15942 | Jamwa Ramgarh Chc | Suction Machine | Supreme Plus | 2000022907 | Functional | Cmho Supply
15943 | Jamwa Ramgarh Chc | Labour Table | Model Not Available | 2000022908 | Functional | Others
15944 | Chaksu Chc | Radiant Heat Warmer | Meditrin - Heat Warmer | NRHM/WM09/072 | Functional | Meditrin Instruments
15945 | Chaksu Chc | Radiant Heat Warmer | Zeal - RHW 2101A | 0913/1971 | Functional | Others
15946 | Chaksu Chc | Radiant Heat Warmer | Meditrin - Heat Warmer | 3000230530 | Functional | Meditrin Instruments
15947 | Dhanwara Phc | Monocular Microscope | Model not available | 2000003459 | Functional | Others
15948 | Dhanwara Phc | Weighing Machine | MODEL NOT AVAILABLE | 2000003453 | Functional | Others
15949 | Ladusar Phc | Monocular Microscope | Model not available | 950684 | Functional | Others
15950 | Maharana Bhopal Govt Hospital Medical Collage | Pulse Oxymeter | Model Not Available | 3000040376 | Functional | Others
15951 | Chc Phulera | Phototherepy Unit | Meditrin - Digital Bilitimer Phototherapy | 440235 | Functional | Fanem
15952 | Phalodi Phc | Suction Machine | Model Not Available | 2000020104 | Functional | Cmho Supply
15953 | Phalodi Phc | Suction Machine | Model Not Available | 2000020105 | Functional | Cmho Supply
15954 | Kishangarh Renwal Chc | Hot Air Oven | Model not available | 3000089547 | Functional | Others
15955 | Chc Phulera | Labour Table | Model Not Available | 3000089208 | Functional | Others
15956 | Kishangarh Renwal Chc | Water Bath | Model not available | 3000089548 | Functional | Others
15957 | Bhonawas Phc | Instrument Sterilizer | Model Not Available | 2000022223 | Functional | Others
15958 | Maharana Bhopal Govt Hospital Medical Collage | Syringe Infusion Pump | Model not available | 3000043820 | Functional | Others
15959 | Maharana Bhopal Govt Hospital Medical Collage | Syringe Infusion Pump | Model not available | 3000043821 | Functional | Others
15960 | Phalodi Phc | Radiant Heat Warmer | Model Not Available | 2000020114 | Functional | Zeal Medical Pvt Ltd
15961 | Dispensary Mini Secretariat City | Glucometer | Model not available | mo3d18aa7248 | Functional | Others
15962 | Maharana Bhopal Govt Hospital Medical Collage | Defibrillator | MODEL NOT AVAILABLE | 3000040694 | Functional | Others
15963 | Nohar Chc | VDRL Rotator (Rotor and Shaker) | Yorco - YSI 148 | 3000043328 | Functional | Yorco Sales Pvt Ltd
15964 | Maharana Bhopal Govt Hospital Medical Collage | Slit Lamp | Model Not Available | 3000052064 | Functional | Others
15965 | Maharana Bhopal Govt Hospital Medical Collage | Slit Lamp | Model Not Available | 3000052066 | Functional | Others
15966 | Setellite Hospital Banipark Satellite | Hemoglobin meter | Model Not Available | 2000024223 | Functional | Life Medical Equipment
15967 | Maharana Bhopal Govt Hospital Medical Collage | ECG Machine (Three Channel ) | Model Not Available | 3000040807 | Functional | Others
15968 | Chc Phulera | Syringe Needle Destroyer | Model not available | 53/2009 | Non Functional Not Repairable | Mrk Healthcare Pvt Ltd Delhi
15969 | Chc Phulera | SPHYGMOMANOMETER(BP APPRATUS) | MODEL NOT AVAILABLE | 3000089223 | Non Functional Not Repairable | Others
15970 | Maharana Bhopal Govt Hospital Medical Collage | Glucometer | Model not available | 3000044942 | Functional | Others
15971 | Maharana Bhopal Govt Hospital Medical Collage | Syringe Needle Destroyer | Microsil ND 20 | 3000040459 | Functional | Others
15972 | Gangori Hospital | Syringe Infusion Pump | SIMTEK - Infutek 405 | 3000230730 | Functional | Others
15973 | Jln Central Store Medical College | Syringe Infusion Pump | Injectomat Agilia | 20828874 | Functional | Fresenius Kabi India Pvt Limited
15974 | Jln Central Store Medical College | Multi-Para Monitor | Star 50 ( L and T ) | A10SE00157 | Functional | Larsen And Tourbo Ltd
15975 | Sms Hospital | Wax Bath Machine | Model Not Available | 3000087512 | Functional | Others
15976 | Sms Hospital | Ultrasound Therapy Machine | Model Not Available | 756 | Functional | Others
15977 | Bichoon Chc | Blood Bank Refrigerator | Model not available | 91010616 | Functional | Vestfrost Solutions
15978 | Bichoon Chc | SPHYGMOMANOMETER(BP APPRATUS) | MODEL NOT AVAILABLE | 2000024990 | Functional | Others
15979 | Bichoon Chc | Syringe Needle Destroyer | Model not available | 2000024991 | Functional | Cmho Supply
15980 | Bichoon Chc | Freezes | MODEL NOT AVAILABLE | 2000024992 | Functional | Cmho Supply
15981 | Bichoon Chc | Weighing Machine | MODEL NOT AVAILABLE | 2000024994 | Functional | Crown Digital Scales Inc
15982 | Bhatavali Phc | Syringe Needle Destroyer | Model not available | 2000003436 | Functional | Others
15983 | Kishangarh Renwal Chc | Binocular Microscope | Model Not Available | 3000089516 | Functional | Cmho Supply
15984 | Maharana Bhopal Govt Hospital Medical Collage | Freezes | MODEL NOT AVAILABLE | 3000043880 | Functional | Others
15985 | Chc Phulera | Blood Bank Refrigerator | MF114 | 91004940 | Functional | Vestfrost Solutions
15986 | Maharana Bhopal Govt Hospital Medical Collage | Multi-Para Monitor | Model not available | 3000040451 | Functional | Others
15987 | Kishangarh Renwal Chc | SPHYGMOMANOMETER(BP APPRATUS) | MODEL NOT AVAILABLE | 41685 | Functional | Cmho Supply
15988 | Maharana Bhopal Govt Hospital Medical Collage | Hydraulic Operation Table | MODEL NOT AVAILABLE | 3000040453 | Functional | Others
15989 | Dispensary Mini Secretariat City | SPHYGMOMANOMETER(BP APPRATUS) | MODEL NOT AVAILABLE | 3000087076 | Functional | Others
15990 | Chc Phulera | Blood Bank Refrigerator | Model not available | 0 | Functional | Janak Healthcare Pvt Ltd
15991 | Maharana Bhopal Govt Hospital Medical Collage | Suction Machine | Model not available | 0 | Functional | Janak Healthcare Pvt Ltd
15992 | Maharana Bhopal Govt Hospital Medical Collage | Cautry Machine | Model Not Available | 3000052346 | Functional | Others
15993 | Maharana Bhopal Govt Hospital Medical Collage | Weighing Machine | MODEL NOT AVAILABLE | 3000052122 | Functional | Others
15994 | Fatehpur Phc Karauli | Centrifuge Machine ( 12 Tube ) | Model Not Available | 3000138519 | Functional | Others
15995 | Maharana Bhopal Govt Hospital Medical Collage | ELECTRIC OT TABLE | MODEL NOT AVAILABLE | 3000052397 | Functional | Others
15996 | Baroli Phc | Binocular Microscope | Microlux - 16 | 2000003307 | Functional | Cmho Supply
15997 | Maharana Bhopal Govt Hospital Medical Collage | O.T. Light Double Dome | MODEL NOT AVAILABLE | 3000040650 | Functional | Others
15998 | Maharana Bhopal Govt Hospital Medical Collage | Anesthesia Machine | MODEL NOT AVAILABLE | 3000040651 | Functional | Others
15999 | Maharana Bhopal Govt Hospital Medical Collage | Pulse Oxymeter | Model Not Available | 3000040319 | Functional | Others
16000 | Lotwara Phc | Spot Light ( Portable ) | Model Not Available | 3000081345 | Functional | Cmho Supply
16001 | Maharana Bhopal Govt Hospital Medical Collage | SPHYGMOMANOMETER(BP APPRATUS) | MODEL NOT AVAILABLE | 3000044838 | Functional | Others
16002 | Maharana Bhopal Govt Hospital Medical Collage | Radiant Heat Warmer | Model Not Available | 3000043792 | Functional | Others
16003 | Maharana Bhopal Govt Hospital Medical Collage | Radiant Heat Warmer | Model Not Available | 3000043795 | Functional | Others
16004 | Maharana Bhopal Govt Hospital Medical Collage | Radiant Heat Warmer | Model Not Available | 3000043797 | Functional | Others
16005 | Jln Central Store Medical College | Syringe Infusion Pump | Model not available | 187194 | Functional | Others
16006 | District Hospital Chittorgarh Dh | SPHYGMOMANOMETER(BP APPRATUS) | MODEL NOT AVAILABLE | 3000121903 | Functional | Others
16007 | Shivard Phc | Radiant Heat Warmer | Meditrin - Heat Warmer | 3000084042 | Functional | Others
16008 | Maharana Bhopal Govt Hospital Medical Collage | Spot Light ( Portable ) | Model Not Available | 3000052310 | Functional | Others
16009 | Maharana Bhopal Govt Hospital Medical Collage | Spot Light ( Portable ) | Model Not Available | 3000052311 | Functional | Others
16010 | District Hospital Chittorgarh Dh | SPHYGMOMANOMETER(BP APPRATUS) | MODEL NOT AVAILABLE | 3000121775 | Functional | Others
16011 | Banethi Phc | Binocular Microscope | Model Not Available | 9519376 | Functional | Cmho Supply
16012 | Gangori Hospital | SPHYGMOMANOMETER(BP APPRATUS) | MODEL NOT AVAILABLE | 3000230695 | Functional | Others
16013 | Maharana Bhopal Govt Hospital Medical Collage | Multi-Para Monitor | Model not available | A14SC538 | Functional | Others
16014 | Maharana Bhopal Govt Hospital Medical Collage | Multi-Para Monitor | Model not available | A13SA5045 | Functional | Others
16015 | Maharana Bhopal Govt Hospital Medical Collage | Multi-Para Monitor | Model not available | A13SA5049 | Functional | Others
16016 | Maharana Bhopal Govt Hospital Medical Collage | Defibrillator | MODEL NOT AVAILABLE | 3000040768 | Functional | Others
16017 | Gangori Hospital | SPHYGMOMANOMETER(BP APPRATUS) | MODEL NOT AVAILABLE | 3000230697 | Functional | Others
16018 | Banethi Phc | Instrument Sterilizer | Model Not Available | 2000022355 | Functional | Others
16019 | Maharana Bhopal Govt Hospital Medical Collage | Anesthesia Machine | MODEL NOT AVAILABLE | 3000052217 | Functional | Others
16020 | Maharana Bhopal Govt Hospital Medical Collage | Anesthesia Machine | MODEL NOT AVAILABLE | 20001403 | Functional | Others
16021 | Maharana Bhopal Govt Hospital Medical Collage | Anesthesia Machine | MODEL NOT AVAILABLE | 3000052406 | Functional | Others
16022 | Maharana Bhopal Govt Hospital Medical Collage | Anesthesia Machine | MODEL NOT AVAILABLE | 3000052404 | Functional | Others
16023 | Maharana Bhopal Govt Hospital Medical Collage | Anesthesia Machine | MODEL NOT AVAILABLE | 3000052405 | Functional | Others
16024 | Boraj Phc | Glucometer | BG-03 | 3000089128 | Functional | Metro Traiding Corporation
16025 | Jamwa Ramgarh Chc | Syringe Needle Destroyer | Microsil - ND350 | 1408 | Functional | Cmho Supply
16026 | Chaksu Chc | Ice lined refrigerator | MK - 142 | 50213082 | Functional | Vestfrost Solutions
16027 | Jamwa Ramgarh Chc | ECG Machine (Single Channel) | Medicaid - Cardio Fax | 2000022920 | Functional | Medicaid Systems
16028 | Papurna Phc | Spot Light ( Portable ) | Model Not Available | 2000021866 | Functional | Others
16029 | Jamwa Ramgarh Chc | Pulse Oxymeter | Model Not Available | 2000022921 | Functional | Cmho Supply
16030 | Papurna Phc | Monocular Microscope | Model not available | 2000021867 | Functional | Others
16031 | Papurna Phc | Weighing Machine | MODEL NOT AVAILABLE | 2000021868 | Functional | Crown Digital Scales Inc
16032 | Papurna Phc | Syringe Needle Destroyer | BS-949 | 2000021869 | Functional | Bhasin Sons Private Limited
16033 | Chaksu Chc | Syringe Needle Destroyer | Microsil - ND350 | 9734 | Functional | Linco Scientific Instruments And Chemicals (P) Ltd
16034 | Papurna Phc | FOOT OPERATED SUCTION MACHINE | MODEL NOT AVAILABLE | 2000021879 | Functional | Surgicoin Medequip Pvt Ltd
16035 | Chaksu Chc | SPHYGMOMANOMETER(BP APPRATUS) | Model Not Available | 3000262246 | Functional | Others
16036 | Chaksu Chc | SPHYGMOMANOMETER(BP APPRATUS) | MODEL NOT AVAILABLE | 3000230540 | Functional | Cmho Supply
16037 | Papurna Phc | Baby Weighing Machine | Model Not Available | 2000021880 | Functional | Others
16038 | Chaksu Chc | SPHYGMOMANOMETER(BP APPRATUS) | MODEL NOT AVAILABLE | 8927 | Functional | Cmho Supply
16039 | Chaksu Chc | SPHYGMOMANOMETER(BP APPRATUS) | MODEL NOT AVAILABLE | 13459 | Functional | Cmho Supply
16040 | Chaksu Chc | SPHYGMOMANOMETER(BP APPRATUS) | Pagoda | 280330 | Functional | Cmho Supply
16041 | Papurna Phc | Radiant Heat Warmer | Zeal - RHW 2101A | RHW210/A/0913/1997 | Functional | Zeal Medical Pvt Ltd
16042 | Chaksu Chc | FOOT OPERATED SUCTION MACHINE | SU-101 | 10273 | Functional | Cmho Supply
16043 | Papurna Phc | Centrifuge Machine ( 8 Tube) | Model Not Available | 2000021874 | Functional | Others
16044 | Papurna Phc | Hemoglobin meter | Model Not Available | 2000021875 | Functional | Others
16045 | Chaksu Chc | Syringe Needle Destroyer | Model not available | 3000230536 | Functional | Cmho Supply
16046 | Chaksu Chc | FOOT OPERATED SUCTION MACHINE | SU-101 | 10164 | Functional | Cmho Supply
16047 | Badiyal Kalan Phc | Blood Bank Refrigerator | Model not available | 3000081349 | Functional | Haier Appliances India Pvt
16048 | Bhatavali Phc | Monocular Microscope | Model not available | 2000003439 | Functional | Others
16049 | Chaksu Chc | Defibrillator | MODEL NOT AVAILABLE | 3000230546 | Functional | Schiller Healthcare India Pvt Ltd
16050 | Badiyal Kalan Phc | Weighing Machine | MODEL NOT AVAILABLE | 3000081360 | Functional | Others
16051 | Maharana Bhopal Govt Hospital Medical Collage | Baby Weighing Machine | Model Not Available | 3000052245 | Functional | Others
16052 | Jln Central Store Medical College | Freezes | MODEL NOT AVAILABLE | 009NLYX021/066 | Functional | Others
16053 | Maharana Bhopal Govt Hospital Medical Collage | SPHYGMOMANOMETER(BP APPRATUS) | Model not available | 3000208569 | Functional | Others
16054 | Fatehpur Phc Karauli | Sahlis HB Meter | Model not available | 30000138521 | Functional | Others
16055 | Maharana Bhopal Govt Hospital Medical Collage | Nebulizer | Zeal - RHW 2101A | RHW2101A/0713/420 | Functional | Zeal Medical Pvt Ltd
16056 | Maharana Bhopal Govt Hospital Medical Collage | SPHYGMOMANOMETER(BP APPRATUS) | MODEL NOT AVAILABLE | 3000052497 | Functional | Others
16057 | Maharana Bhopal Govt Hospital Medical Collage | O.T. Light Double Dome | MODEL NOT AVAILABLE | 3000052399 | Functional | Others
16058 | Maharana Bhopal Govt Hospital Medical Collage | Electrolyte Analyzer | Model not available | 3000052112 | Functional | Others
16059 | Maharana Bhopal Govt Hospital Medical Collage | Syringe Needle Destroyer | Model not available | 3000044694 | Functional | Others
16060 | Fatehpur Phc Karauli | Glucometer | Model not available | RMDB015564 | Functional | Others
16061 | Kishangarh Renwal Chc | Glucometer | Model not available | 100251300509 | Functional | Cmho Supply
16062 | Maharana Bhopal Govt Hospital Medical Collage | Electrolyte Analyzer | Model not available | 3000052113 | Functional | Others
16063 | Jagatpura Phc | Syringe Needle Destroyer | Model not available | 19449 | Functional | Others
16064 | Maharana Bhopal Govt Hospital Medical Collage | Syringe Needle Destroyer | Model not available | 3000040840 | Functional | Others
16065 | Maharana Bhopal Govt Hospital Medical Collage | Ventilator | Schiller - Graphnet Advance | 3000052114 | Functional | Others
16066 | Maharana Bhopal Govt Hospital Medical Collage | Ventilator | Schiller - Graphnet Advance | 3000052115 | Functional | Others
16067 | Maharana Bhopal Govt Hospital Medical Collage | Centrifuge Machine ( 4 Tube ) | Model not available | 3000052441 | Functional | Others
16068 | Maharana Bhopal Govt Hospital Medical Collage | Centrifuge Machine ( 4 Tube ) | Model not available | 3000052442 | Functional | Others
16069 | Maharana Bhopal Govt Hospital Medical Collage | Centrifuge Machine ( 4 Tube ) | Model not available | 3000052446 | Functional | Others
16070 | Dispensary Agarwal Farm City | SPHYGMOMANOMETER(BP APPRATUS) | MODEL NOT AVAILABLE | 98135684 | Functional | Cmho Supply
16071 | Karansar Phc | Syringe Needle Destroyer | Model not available | 3000089097 | Functional | Bhasin Sons Private Limited
16072 | Fatehpur Phc Karauli | Weighing Machine | MODEL NOT AVAILABLE | 3000138525 | Functional | Others
16073 | Jln Central Store Medical College | Ventilator | Model Not Available | BBU01100 | Functional | Others
16074 | Kishangarh Renwal Chc | Syringe Needle Destroyer | Model not available | 3000089577 | Functional | Cmho Supply
16075 | Karansar Phc | Syringe Needle Destroyer | Model not available | 448 | Functional | Linco Scientific Instruments And Chemicals (P) Ltd
16076 | Maharana Bhopal Govt Hospital Medical Collage | Plasma Sterilizer | MODEL NOT AVAILABLE | 3000052230 | Functional | Others
16077 | Titnwara Phc | Instrument Sterilizer | Model Not Available | 2000019520 | Functional | Others
16078 | Chandlai Phc | Blood Bank Refrigerator | Model not available | 3000230626 | Functional | Others
16079 | Chandlai Phc | Syringe Needle Destroyer | Microsil - ND350 | 3000230627 | Functional | Others
16080 | Titnwara Phc | Syringe Needle Destroyer | Nulife - Dots | NBSDO726030 | Functional | Mrk Healthcare Pvt Ltd Delhi
16081 | Chandlai Phc | Fetal Doppler | ND - 102 | 3000230608 | Functional | Others
16082 | Dhanwara Phc | Monocular Microscope | Model not available | 2000003454 | Functional | Others
16083 | Maharana Bhopal Govt Hospital Medical Collage | Keratometer | Model Not Available | 3000052078 | Not in use | Others
16084 | Dhanwara Phc | SPHYGMOMANOMETER(BP APPRATUS) | MODEL NOT AVAILABLE | 2000003450 | Functional | Others
16085 | Dhanwara Phc | SPHYGMOMANOMETER(BP APPRATUS) | MODEL NOT AVAILABLE | 31256 | Functional | Others
16086 | District Hospital Chittorgarh Dh | Hydraulic Operation Table | MODEL NOT AVAILABLE | 3000121670 | Functional | Others
16087 | Chc Phulera | Radiant Heat Warmer | Zeal - RHW 2101A | 0913/1985 | Functional | Zeal Medical Pvt Ltd
16088 | Jhel Ka Bada Phc | Centrifuge Machine ( 8 Tube) | Model Not Available | 3000086081 | Functional | Others
16089 | Jln Central Store Medical College | Ventilator | Model Not Available | 41207 | Functional | Others
16090 | District Hospital Chittorgarh Dh | SPHYGMOMANOMETER(BP APPRATUS) | MODEL NOT AVAILABLE | 3000121925 | Functional | Schiller Healthcare India Pvt Ltd
16091 | Titriya Phc | Glucometer | Model not available | 3000230638 | Functional | Others
16092 | Maharana Bhopal Govt Hospital Medical Collage | Hemoglobin meter | Model Not Available | 3000044960 | Functional | Others
16093 | Chc Phulera | Radiant Heat Warmer | Zeal - RHW 2101A | 0913/1984 | Functional | Zeal Medical Pvt Ltd
16094 | Ladusar Phc | Syringe Needle Destroyer | Model not available | 2000021823 | Functional | Others
16095 | Maharana Bhopal Govt Hospital Medical Collage | Freezes | MODEL NOT AVAILABLE | 3000052020 | Functional | Others
16096 | Sangria Chc | Ice lined refrigerator | Model Not Available | 3000043139 | Functional | Others
16097 | Maharana Bhopal Govt Hospital Medical Collage | Weighing Machine | MODEL NOT AVAILABLE | 3000044991 | Functional | Others
16098 | Luna Phc Jhunjunu | Weighing Machine | MODEL NOT AVAILABLE | 2000019448 | Functional | Others
16099 | Maharana Bhopal Govt Hospital Medical Collage | Nebulizer | MODEL NOT AVAILABLE | 3000040383 | Functional | Others
16100 | Phalodi Phc | Centrifuge Machine ( 4 Tube ) | Model not available | 2000020112 | Functional | Others
16101 | Bhonawas Phc | Hemoglobin meter | Model Not Available | 2000022222 | Functional | Others
16102 | Chc Phulera | SPHYGMOMANOMETER(BP APPRATUS) | MODEL NOT AVAILABLE | 3000089209 | Functional | Cmho Supply
16103 | District Hospital Chittorgarh Dh | Instrument Sterilizer | Model Not Available | 300012158 | Functional | Others
16104 | Gangori Hospital | Defibrillator | MODEL NOT AVAILABLE | 3000230699 | Functional | Others
16105 | Shivard Phc | Binocular Microscope | Model Not Available | 3000084068 | Functional | Others
16106 | Maharana Bhopal Govt Hospital Medical Collage | ECG Machine (Single Channel) | Model Not Available | 3000052338 | Functional | Others
16107 | Maharana Bhopal Govt Hospital Medical Collage | ECG Machine (Single Channel) | Model Not Available | 3000052339 | Functional | Others
16108 | Banethi Phc | Blood Bank Refrigerator | MF114 | 2000022358 | Functional | Vestfrost Solutions
16109 | Mathura Das Mathur Hospital Jdh | Bi-pap Machine | MODEL NOT AVAILABLE | 3000117467 | Functional | Others
16110 | Mathura Das Mathur Hospital Jdh | Bi-pap Machine | MODEL NOT AVAILABLE | 3000117468 | Functional | Others
16111 | Mathura Das Mathur Hospital Jdh | Bi-pap Machine | MODEL NOT AVAILABLE | 3000117471 | Functional | Others
16112 | Mathura Das Mathur Hospital Jdh | Bi-pap Machine | MODEL NOT AVAILABLE | 3000117472 | Functional | Others
16113 | Mathura Das Mathur Hospital Jdh | Bi-pap Machine | MODEL NOT AVAILABLE | 3000117470 | Functional | Others
16114 | Mathura Das Mathur Hospital Jdh | Bi-pap Machine | MODEL NOT AVAILABLE | 3000117473 | Functional | Others
16115 | Mathura Das Mathur Hospital Jdh | Bi-pap Machine | MODEL NOT AVAILABLE | 3000117474 | Functional | Others
16116 | Mathura Das Mathur Hospital Jdh | Bi-pap Machine | MODEL NOT AVAILABLE | 3000117475 | Functional | Others
16117 | Mathura Das Mathur Hospital Jdh | Bi-pap Machine | MODEL NOT AVAILABLE | 3000117476 | Functional | Others
16118 | Mathura Das Mathur Hospital Jdh | Bi-pap Machine | MODEL NOT AVAILABLE | 3000117477 | Functional | Others
16119 | Mathura Das Mathur Hospital Jdh | Bi-pap Machine | MODEL NOT AVAILABLE | 3000117478 | Functional | Others
16120 | Mathura Das Mathur Hospital Jdh | Bi-pap Machine | MODEL NOT AVAILABLE | 3000117479 | Functional | Others
16121 | Mathura Das Mathur Hospital Jdh | Bi-pap Machine | Horiba - ABX Micros ES 60 | 305ESOH05662 | Functional | Others
16122 | Mathura Das Mathur Hospital Jdh | Bi-pap Machine | MODEL NOT AVAILABLE | 3000117495 | Functional | Others
16123 | District Hospital Chittorgarh Dh | SPHYGMOMANOMETER(BP APPRATUS) | MODEL NOT AVAILABLE | 3000121768 | Functional | Others
16124 | Gangori Hospital | ECG Machine (Twelve Channel ) | Model Not Available | 3000230690 | Functional | Others
16125 | Boraj Phc | SPHYGMOMANOMETER(BP APPRATUS) | MODEL NOT AVAILABLE | 3000089130 | Functional | Cmho Supply
16126 | Maharana Bhopal Govt Hospital Medical Collage | Freezes | MODEL NOT AVAILABLE | 3000040594 | Functional | Others
16127 | Maharana Bhopal Govt Hospital Medical Collage | Freezes | MODEL NOT AVAILABLE | 3000040595 | Functional | Others
16128 | Maharana Bhopal Govt Hospital Medical Collage | Freezes | MODEL NOT AVAILABLE | 3000040596 | Functional | Others
16129 | Mandawa Chc | Syringe Needle Destroyer | Microsil - ND350 | 7501 | Functional | Others
16130 | Bhatavali Phc | Freezes | MODEL NOT AVAILABLE | 2000003435 | Functional | Videocon Industries Ltd
16131 | Mandawa Chc | Syringe Needle Destroyer | Microsil - ND350 | 7677 | Functional | Others
16132 | Chandlai Phc | Baby Weighing Machine | Model Not Available | 3000230613 | Functional | Others
16133 | Maharana Bhopal Govt Hospital Medical Collage | Syringe Needle Destroyer | Model not available | 9020103 | Not in use | Others
16134 | Chhan Chc | Centrifuge Machine ( 4 Tube ) | Model not available | 3000080050 | Functional | Others
16135 | Mandawa Chc | Spot Light ( Portable ) | Model Not Available | 2000021933 | Functional | Others
16136 | Dhanwara Phc | Centrifuge Machine ( 4 Tube ) | Model not available | 2000003458 | Functional | Others
16137 | Mandawa Chc | Spot Light ( Portable ) | Model Not Available | 2000021934 | Non Functional Repairable | Others
16138 | Maharana Bhopal Govt Hospital Medical Collage | Syringe Needle Destroyer | Model not available | 3000052048 | Not in use | Others
16139 | Dhanwara Phc | Syringe Needle Destroyer | Model not available | 2000003457 | Functional | Others
16140 | Maharana Bhopal Govt Hospital Medical Collage | Suction Machine | Model Not Available | 3000052049 | Functional | Others
16141 | Chaksu Chc | O.T. Light Single Dome | MODEL NOT AVAILABLE | 3000230554 | Functional | Cmho Supply
16142 | Mathura Das Mathur Hospital Jdh | Syringe Infusion Pump | Model not available | 3000052152 | Functional | Others
16143 | Mathura Das Mathur Hospital Jdh | Syringe Infusion Pump | Model not available | 3000052153 | Functional | Others
16144 | Mathura Das Mathur Hospital Jdh | Syringe Infusion Pump | Model not available | 3000052154 | Functional | Others
16145 | Mathura Das Mathur Hospital Jdh | Syringe Infusion Pump | Model not available | 3000052155 | Functional | Others
16146 | Mathura Das Mathur Hospital Jdh | Syringe Infusion Pump | Model not available | 3000052156 | Functional | Others
16147 | Maharana Bhopal Govt Hospital Medical Collage | Phototherepy Unit | MODEL NOT AVAILABLE | 3000043827 | Not in use | Others
16148 | Maharana Bhopal Govt Hospital Medical Collage | Phototherepy Unit | MODEL NOT AVAILABLE | 3000043828 | Not in use | Others
16149 | Maharana Bhopal Govt Hospital Medical Collage | Radiant Heat Warmer | Model Not Available | 3000043829 | Not in use | Others
16150 | Chaksu Chc | Spot Light ( Portable ) | Model Not Available | 3000230557 | Functional | Cmho Supply
16151 | Maharana Bhopal Govt Hospital Medical Collage | Pulse Oxymeter | Model Not Available | 3000043774 | Functional | Others
16152 | Maharana Bhopal Govt Hospital Medical Collage | Pulse Oxymeter | Model Not Available | 3000043778 | Functional | Others
16153 | Maharana Bhopal Govt Hospital Medical Collage | Pulse Oxymeter | Model Not Available | 3000043780 | Functional | Others
16154 | Maharana Bhopal Govt Hospital Medical Collage | Pulse Oxymeter | Model Not Available | 3000043784 | Functional | Others
16155 | Maharana Bhopal Govt Hospital Medical Collage | Radiant Heat Warmer | Model Not Available | 3000043778 | Functional | Others
16156 | Maharana Bhopal Govt Hospital Medical Collage | Plasma Sterilizer | MODEL NOT AVAILABLE | 3000052231 | Functional | Others
16157 | Gangori Hospital | Multi-Para Monitor | Model not available | 3000230706 | Functional | Others
16158 | Gangori Hospital | Multi-Para Monitor | Model not available | 3000230707 | Functional | Others
16159 | Kerligadasia Chc | Syringe Needle Destroyer | Model not available | 3000086070 | Functional | Others
16160 | Kishangarh Renwal Chc | Syringe Needle Destroyer | Model not available | 3000089578 | Functional | Cmho Supply
16161 | Maharana Bhopal Govt Hospital Medical Collage | ECG Machine (Single Channel) | Maestros - Magic | 3000052052 | Functional | Others
16162 | Fatehpur Phc Karauli | Syringe Needle Destroyer | Nulife - Dots | 3000138527 | Functional | Others
16163 | Karansar Phc | Nebulizer | MODEL NOT AVAILABLE | 144754 | Functional | Bhasin Sons Private Limited
16164 | Gangori Hospital | Nebulizer | MODEL NOT AVAILABLE | 3000230717 | Functional | Others
16165 | Kerligadasia Chc | Autoclave | Model not available | 3000086071 | Functional | Others
16166 | Maharana Bhopal Govt Hospital Medical Collage | Incubator | Model Not Available | 3000088572 | Functional | Others
16167 | Maharana Bhopal Govt Hospital Medical Collage | Incubator | Yorco - YSI - 438D | 3000052444 | Functional | Others
16168 | Bobas Phc | Syringe Needle Destroyer | Model not available | 3000089150 | Functional | Cmho Supply
16169 | Gangori Hospital | Nebulizer | MODEL NOT AVAILABLE | 3000230735 | Functional | Others
16170 | Fatehpur Phc Karauli | Syringe Needle Destroyer | Nulife - Dots | 3000138528 | Functional | Others
16171 | Kishangarh Renwal Chc | ECG Machine (Single Channel) | Model Not Available | 3000089579 | Functional | Others
16172 | Maharana Bhopal Govt Hospital Medical Collage | Centrifuge Machine ( 4 Tube ) | Model not available | 3000043958 | Functional | Others
16173 | Gangori Hospital | Pulse Oxymeter | Model Not Available | 3000230723 | Functional | Others
16174 | Gangori Hospital | Pulse Oxymeter | Model Not Available | 3000230725 | Functional | Others
16175 | Maharana Bhopal Govt Hospital Medical Collage | Radiant Heat Warmer | Model Not Available | 3000043934 | Functional | Others
16176 | Maharana Bhopal Govt Hospital Medical Collage | Blood Bank Refrigerator | Model not available | 3000043960 | Functional | Others
16177 | Gangori Hospital | Pulse Oxymeter | Model Not Available | 3000230724 | Functional | Others
16178 | Kishangarh Renwal Chc | Fetal Doppler | MODEL NOT AVAILABLE | 3000089586 | Functional | Others
16179 | Maharana Bhopal Govt Hospital Medical Collage | Incubator | MODEL NOT AVAILABLE | 3000043961 | Not in use | Others
16180 | Maharana Bhopal Govt Hospital Medical Collage | Freezes | MODEL NOT AVAILABLE | 3000043962 | Functional | Others
16181 | Maharana Bhopal Govt Hospital Medical Collage | Pulse Oxymeter | Model Not Available | 3000043935 | Functional | Others
16182 | Maharana Bhopal Govt Hospital Medical Collage | Pulse Oxymeter | Model Not Available | 3000043941 | Functional | Others
16183 | Duni Chc | FOOT OPERATED SUCTION MACHINE | SU-101 | 3000080034 | Functional | Niscomed Electro Medical Devices
16184 | Chop Phc | Syringe Needle Destroyer | Model not available | 2000022801 | Functional | Cmho Supply
16185 | Duni Chc | Suction Machine | Model Not Available | 3000080037 | Non Functional Repairable | Others
16186 | Chop Phc | Glucometer | Model not available | EA12I03208 | Functional | Cmho Supply
16187 | Chop Phc | Labour Table | Model Not Available | 2000022806 | Functional | Others
16188 | Chop Phc | Radiant Heat Warmer | Zeal - RHW 2101A | 0913/1784 | Functional | Others
16189 | Chop Phc | Nebulizer | MODEL NOT AVAILABLE | 08A3080474 | Functional | Others
16190 | Duni Chc | Instrument Sterilizer | Model Not Available | 3000080041 | Functional | Others
16191 | Gudhagodji Chc | Radiant Heat Warmer | Zeal - RHW 2101A | RHW2101A/0913/2016 | Functional | Zeal Medical Pvt Ltd
16192 | Duni Chc | Syringe Needle Destroyer | Model not available | 3000080042 | Functional | Others
16193 | Duni Chc | Suction Machine | Model Not Available | 3000080043 | Functional | Others
16194 | Chop Phc | Blood Bank Refrigerator | MODEL NOT AVAILABLE | 3000081003 | Functional | Others
16195 | Duni Chc | 100mA X-Ray Machine | Model not available | 1695 | Functional | Siemens Limited
16196 | Raisar Phc | ESR Stand | Model not available | 56789 | Functional | Others
16197 | Raisar Phc | Hemoglobin meter | Model Not Available | 12345 | Functional | Others
16198 | Gudhagodji Chc | SPHYGMOMANOMETER(BP APPRATUS) | MODEL NOT AVAILABLE | 2000019565 | Functional | Others
16199 | Raisar Phc | SPHYGMOMANOMETER(BP APPRATUS) | MODEL NOT AVAILABLE | 576011-09 | Functional | Others
16200 | Gudhagodji Chc | Baby Weighing Machine | Model Not Available | 2000019550 | Functional | Others
16201 | Raisar Phc | Ice lined refrigerator | MF - 144 | 91209542 | Functional | Vestfrost Solutions
16202 | Raisar Phc | Labour Table | Model Not Available | 2000022866 | Functional | Others
16203 | Gudhagodji Chc | 100mA X-Ray Machine | PICKS -1010D | 2481005 | Functional | Picks Medical Systems Ltd
16204 | Raisar Phc | Syringe Needle Destroyer | Nulife - Dots | NBSD0714362 | Functional | Mrk Healthcare Pvt Ltd Delhi
16205 | Gudhagodji Chc | Nebulizer | NE-C28 | 2000019554 | Functional | Omron Health Care
16206 | Gudhagodji Chc | FOOT OPERATED SUCTION MACHINE | SU-101 | 10076 | Functional | Niscomed Electro Medical Devices
16207 | Gudhagodji Chc | Suction Machine | Model Not Available | 2000019547 | Functional | Others
16208 | Solana Phc | Syringe Needle Destroyer | Nulife - Dots | NBSD0724398 | Non Functional Repairable | Mrk Healthcare Pvt Ltd Delhi
16209 | Mehandwas Phc | Hemoglobin meter | Model Not Available | 3000080113 | Non Functional Not Repairable | Others
16210 | Jalaniyasar Phc | Weighing Machine | Victoria DX | 2000036624 | Functional | Others
16211 | Jalaniyasar Phc | Weighing Machine | Victoria DX | 2000036625 | Functional | Others
16212 | Mehandwas Phc | Suction Machine | Model Not Available | 3000080114 | Non Functional Not Repairable | Others
16213 | Bamanwas Phc Sikar | Syringe Needle Destroyer | Model not available | 20000372010 | Functional | Others
16214 | Bamanwas Phc Sikar | Syringe Needle Destroyer | Model not available | 20000372011 | Functional | Others
16215 | Ranasar Chc Jhunjhunu | FOOT OPERATED SUCTION MACHINE | MODEL NOT AVAILABLE | 1318 | Functional | Others
16216 | Jail Dispensary Dholpur | SPHYGMOMANOMETER(BP APPRATUS) | MODEL NOT AVAILABLE | 3390 | Functional | Others
16217 | Hathi Deh Phc | Baby Weighing Machine | Model Not Available | 2000037608 | Functional | Others
16218 | Bamanwas Phc Sikar | Binocular Microscope | PZB 22 | 20000372014 | Functional | Others
16219 | Sms Hospital | Intensive Care Bed | Janak | 3000087376 | Functional | Others
16220 | Adhkasar Phc | Binocular Microscope | Model Not Available | 2000028239 | Functional | Others
16221 | Hathi Deh Phc | Binocular Microscope | PZB 22 | 2000037610 | Functional | Others
16222 | Hathi Deh Phc | Centrifuge Machine ( 8 Tube) | Model Not Available | 2000037611 | Functional | Others
16223 | Hathi Deh Phc | Sahlis HB Meter | Model not available | 2000037613 | Functional | Others
16224 | Sms Hospital | Intensive Care Bed | Janak | 3000087382 | Functional | Others
16225 | Anthala Phc | Ice lined refrigerator | MK - 142 | 25018830 | Functional | Vestfrost Solutions
16226 | Jawahar Hospital Jaisalmer Dh | Intensive Care Bed | Janak | X6A314021380 | Functional | Janak Healthcare Pvt Ltd
16227 | Sms Hospital | Intensive Care Bed | Janak | 3000087383 | Functional | Others
16228 | Sms Hospital | Intensive Care Bed | Janak | 3000087384 | Functional | Others
16229 | Jail Dispensary Dholpur | Syringe Needle Destroyer | Model not available | 2000020883 | Functional | Others
16230 | Sms Hospital | Intensive Care Bed | Janak | 3000087385 | Functional | Others
16231 | Anthala Phc | Blood Cell Counter - 3 part | Model not available | 200320053 | Functional | Vestfrost Solutions
16232 | Jawahar Hospital Jaisalmer Dh | Intensive Care Bed | Janak | X6A314011317 | Functional | Janak Healthcare Pvt Ltd
16233 | Jail Dispensary Dholpur | Glucometer | Model not available | 123 | Functional | Accurex Biomedicals Pvt Ltd
16234 | Sms Hospital | Intensive Care Bed | Janak | 3000087386 | Functional | Others
16235 | Sms Hospital | Indirect Ophthalmoscope | Model Not Available | 3000085428 | Functional | Others
16236 | Badikhatu Phc | Binocular Microscope | L1-BM-523 | 2000030348 | Functional | Others
16237 | Gelasar Phc | SPHYGMOMANOMETER(BP APPRATUS) | MODEL NOT AVAILABLE | 2000028669 | Functional | Others
16238 | Gudhasalt Phc | Blood Bank Refrigerator | Model not available | 2000028465 | Functional | Others
16239 | Billu Phc | Instrument Sterilizer | Model Not Available | 1331/2009 | Non Functional Not Repairable | Cmho Supply
16240 | Badikhatu Phc | Hemoglobin meter | Model Not Available | 2000030349 | Functional | Others
16241 | Jk Lone Hospital Jaipur | Syringe Infusion Pump | JAZ-1800C | 3000230222 | Functional | Others
16242 | Jk Lone Hospital Jaipur | Syringe Infusion Pump | JAZ-1800C | 3000230223 | Functional | Others
16243 | Bhagwanpura Phc Nagaur | Ice lined refrigerator | Model Not Available | 2000028389 | Functional | Others
16244 | Sms Hospital | Slit Lamp | Model Not Available | 3000085419 | Functional | Others
16245 | Panchwa Phc | Glucometer | Model not available | 2000028303 | Not in use | Others
16246 | Panchwa Phc | Glucometer | Model not available | 2000028304 | Not in use | Others
16247 | Panchwa Phc | Glucometer | Model not available | 2000028305 | Not in use | Others
16248 | Sms Hospital | Weighing Machine | MODEL NOT AVAILABLE | 3000139256 | Functional | Others
16249 | City Dispensary Shahstri Nagar | SPHYGMOMANOMETER(BP APPRATUS) | MODEL NOT AVAILABLE | 37143 | Functional | Others
16250 | Sms Hospital | Slit Lamp | Model Not Available | 3000085430 | Functional | Others
16251 | City Dispensary Shahstri Nagar | Syringe Needle Destroyer | Microsil - ND350 | 3000139461 | Functional | Others
16252 | Shahpura Chc | FOOT OPERATED SUCTION MACHINE | SU-101 | 11168 | Functional | Cmho Supply
16253 | City Dispensary Shahstri Nagar | Binocular Microscope | Model Not Available | 3000139454 | Functional | Others
16254 | Sms Hospital | Slit Lamp | Model Not Available | 3000085431 | Functional | Others
16255 | Billu Phc | Centrifuge Machine ( 4 Tube ) | Model not available | EILC-3427 | Functional | Remi Electrotechnik Ltd
16256 | Ajan Phc | Ice lined refrigerator | Model Not Available | 2000003607 | Functional | Cmho Supply
16257 | Billu Phc | Glucometer | Model not available | 2000028168 | Functional | Cmho Supply
16258 | Ajan Phc | Blood Bank Refrigerator | Model not available | 2000003606 | Functional | Cmho Supply
16259 | Jk Lone Hospital Jaipur | Suction Machine | Model Not Available | 18 | Functional | Anand Surgical Industries (India)
16260 | City Dispensary Shahstri Nagar | Weighing Machine | MODEL NOT AVAILABLE | 3000139460 | Functional | Others
16261 | Gandhlisar Phc | Ice lined refrigerator | Model Not Available | 2000030582 | Functional | Others
16262 | Sms Hospital | Ventilator | Model Not Available | 3000086442 | Functional | Others
16263 | Gandhlisar Phc | Blood Bank Refrigerator | Model not available | 200030583 | Functional | Others
16264 | Sms Hospital | Ventilator | Victoria DX | 3000141294 | Functional | Crown Digital Scales Inc
16265 | Harsolav Phc | SPHYGMOMANOMETER(BP APPRATUS) | MODEL NOT AVAILABLE | 2000030137 | Not in use | Others
16266 | Harsolav Phc | SPHYGMOMANOMETER(BP APPRATUS) | MODEL NOT AVAILABLE | 2000030138 | Not in use | Others
16267 | Sms Hospital | Ventilator | Model Not Available | 3000086449 | Functional | Others
16268 | Sms Hospital | Fetal Monitor | MODEL NOT AVAILABLE | A105R0668 | Functional | Larsen And Tourbo Ltd
16269 | Kotkhawda Phc | Fetal Doppler | Model Not Available | 3000139970 | Functional | Cmho Supply
16270 | Sms Hospital | Syringe Infusion Pump | Model not available | 3000086460 | Functional | Others
16271 | Kotkhawda Phc | Ice lined refrigerator | MK - 142 | 50213768 | Functional | Others
16272 | Sms Hospital | Syringe Needle Destroyer | Model not available | 3000086426 | Functional | Others
16273 | Kotkhawda Phc | Glucometer | Model not available | 3000230779 | Functional | Others
16274 | Kotkhawda Phc | Syringe Needle Destroyer | Model not available | 3000230782 | Functional | Others
16275 | Kotkhawda Phc | Syringe Needle Destroyer | Model not available | 3000230783 | Functional | Others
16276 | Sms Hospital | Ultrasonic Aspirator | Sonopet | 1309300014 | Functional | Stryker
16277 | Sms Hospital | Perforator | Model Not Available | 3000087756 | Functional | Manman Manufacturing Company Private Limited
16278 | Bhakrod Phc | Suction Machine | Model Not Available | 2000036890 | Functional | Others
16279 | Bhakrod Phc | Syringe Needle Destroyer | Microsil ND 20 | 2000036882 | Functional | Others
16280 | Bhakrod Phc | Syringe Needle Destroyer | Microsil ND 20 | 2000036891 | Functional | Others
16281 | Bhakrod Phc | Baby Weighing Machine | Model Not Available | 2000036893 | Functional | Others
16282 | Kudan Chc | FOOT OPERATED SUCTION MACHINE | MODEL NOT AVAILABLE | 2000029635 | Functional | Others
16283 | Rasidpura Phc | Baby Weighing Machine | Model Not Available | 2000029620 | Functional | Others
16284 | Rasidpura Phc | Suction Machine | Model Not Available | 2000029621 | Functional | Others
16285 | Tihawali Phc | Ice lined refrigerator | Model Not Available | 2000037455 | Functional | Others
16286 | Bhadwadi Phc Sikar | Syringe Needle Destroyer | Model not available | 2000029179 | Functional | Others
16287 | Kurchhi Phc Nagaur | SPHYGMOMANOMETER(BP APPRATUS) | MODEL NOT AVAILABLE | 2391 | Functional | Others
16288 | Isharda Phc | Instrument Sterilizer | Model Not Available | 3000084018 | Functional | Cmho Supply
16289 | Chc Sambhar | Instrument Sterilizer | Model Not Available | 3000089293 | Functional | Cmho Supply
16290 | Isharda Phc | Instrument Sterilizer | Model Not Available | 3000084019 | Functional | Cmho Supply
16291 | Kumari Phc | SPHYGMOMANOMETER(BP APPRATUS) | MODEL NOT AVAILABLE | 2000030552 | Functional | Others
16292 | Isharda Phc | Instrument Sterilizer | Model Not Available | 3000084020 | Functional | Cmho Supply
16293 | Besroli Phc | Radiant Heat Warmer | Model Not Available | 2000028479 | Functional | Others
16294 | Kumari Phc | Syringe Needle Destroyer | Model not available | 2000030558 | Functional | Others
16295 | Isharda Phc | Instrument Sterilizer | Model Not Available | 3000084021 | Functional | Cmho Supply
16296 | Tunga Chc | Semi Automated Chemistry Analyzer | CPC - STAT FAX 3300 | 3000230803 | Functional | Cpc Diagnostics Pvt Ltd
16297 | Dudu Chc | Cautry Machine | Model Not Available | 1860 | Functional | Others
16298 | Chc Sambhar | SPHYGMOMANOMETER(BP APPRATUS) | Pagoda | 3000089298 | Functional | Others
16299 | Isharda Phc | Syringe Needle Destroyer | Model not available | 3000084023 | Functional | Cmho Supply
16300 | Chc Sambhar | SPHYGMOMANOMETER(BP APPRATUS) | MODEL NOT AVAILABLE | 135043 | Functional | Elite Scientific Corporation
16301 | Kumari Phc | Radiant Heat Warmer | Model Not Available | 2000030562 | Non Functional Repairable | Others
16302 | Baldu Phc | Nebulizer | MODEL NOT AVAILABLE | 2000036725 | Functional | Others
16303 | Sms Hospital | ECG Monitor | Model not available | A1080718 | Functional | Others
16304 | Balsamand Phc | Baby Weighing Machine | PZB 22 | 66212 | Functional | Others
16305 | Bagoth Phc | Instrument Sterilizer | Model Not Available | 2000028710 | Functional | Others
16306 | Bagoth Phc | Instrument Sterilizer | Model Not Available | 2000028711 | Functional | Others
16307 | Sadar Hospital Dholpur Dh | ECG Machine (Three Channel ) | Model Not Available | 68019 | Functional | Others
16308 | Jakhali Phc | Weighing Machine | MODEL NOT AVAILABLE | 2000036015 | Functional | Others
16309 | Balsamand Phc | Suction Machine | Model Not Available | 2000036746 | Functional | Others
16310 | Chc Sambhar | Syringe Needle Destroyer | Microsil - ND350 | 10120 | Functional | Linco Scientific Instruments And Chemicals (P) Ltd
16311 | Bhankrota Phc | Autoclave | Model not available | 2000024413 | Functional | Cmho Supply
16312 | Baldu Phc | Blood Bank Refrigerator | Model not available | 200003631 | Functional | Others
16313 | Dispensary Murlipura City | SPHYGMOMANOMETER(BP APPRATUS) | MODEL NOT AVAILABLE | 1898 | Functional | Others
16314 | Dispensary Murlipura City | SPHYGMOMANOMETER(BP APPRATUS) | MODEL NOT AVAILABLE | 198 | Functional | Others
16315 | Barnala Phc | FOOT OPERATED SUCTION MACHINE | SU-101 | 10171 | Functional | Cmho Supply
16316 | Bhikamkor Phc | Syringe Needle Destroyer | Microsil - ND350 | 3000049664 | Functional | Others
16317 | Chiksana Phc | Freezes | MODEL NOT AVAILABLE | 3.9101e+17 | Functional | Unique Power Technologies
16318 | Salawas Chc | Slit Lamp | Model Not Available | 3000049864 | Functional | Others
16319 | Salawas Chc | Slit Lamp | Model Not Available | 3000049865 | Functional | Others
16320 | Dhava Phc | Binocular Microscope | Model Not Available | 3000049893 | Functional | Others
16321 | Dhava Phc | Binocular Microscope | Model Not Available | 3000049894 | Functional | Others
16322 | Dudu Chc | Weighing Machine | AMT 5A | 2000037247 | Functional | Others
16323 | Dudu Chc | Weighing Machine | MODEL NOT AVAILABLE | 2000024942 | Functional | Others
16324 | Bhikamkor Phc | Ice lined refrigerator | Model Not Available | 3000049666 | Functional | Others
16325 | Baler Phc | Suction Machine | Model Not Available | 2000020392 | Functional | Cmho Supply
16326 | Bhikamkor Phc | Syringe Needle Destroyer | Model not available | 3000049667 | Functional | Others
16327 | Chc Sambhar | Centrifuge Machine ( 8 Tube) | REMI - R4C | 3000089233 | Functional | Rhsdp Supply
16328 | Chc Sambhar | Incubator | MODEL NOT AVAILABLE | 3000089234 | Functional | Others
16329 | Malana Choor Phc | Centrifuge Machine ( 4 Tube ) | Model not available | 2000020280 | Functional | Cmho Supply
16330 | Chiksana Phc | Autoclave | Model not available | 2000003389 | Functional | Others
16331 | Baler Phc | Instrument Sterilizer | Model Not Available | 2000020376 | Functional | Cmho Supply
16332 | Chc Sambhar | Glucometer | Model not available | 3000089241 | Functional | Cmho Supply
16333 | Bichoon Chc | SPHYGMOMANOMETER(BP APPRATUS) | MODEL NOT AVAILABLE | 2000025000 | Functional | Others
16334 | Dudu Chc | SPHYGMOMANOMETER(BP APPRATUS) | MODEL NOT AVAILABLE | 98135874 | Functional | Others
16335 | Isharda Phc | Centrifuge Machine ( 4 Tube ) | Model not available | 3000084005 | Functional | Cmho Supply
16336 | Sirsi Phc | Streak Retinoscope | Model Not Available | 2000024432 | Functional | Others
16337 | Samraoun Phc | SPHYGMOMANOMETER(BP APPRATUS) | MODEL NOT AVAILABLE | 20000322887 | Functional | Others
16338 | Dispensary Session Court City | Binocular Microscope | Model Not Available | 20000024251 | Functional | Others
16339 | Sms Hospital | ELECTRIC OT TABLE | MODEL NOT AVAILABLE | 3000139269 | Functional | Others
16340 | Chawandiya Phc | SPHYGMOMANOMETER(BP APPRATUS) | MODEL NOT AVAILABLE | 2000036620 | Functional | Others
16341 | Gawardi Phc | Freezes | MODEL NOT AVAILABLE | 2000036344 | Functional | Others
16342 | Jk Lone Hospital Jaipur | Ventilator | AVEA | BBVO1216 | Functional | Others
16343 | Jodhiyasi Phc | SPHYGMOMANOMETER(BP APPRATUS) | MODEL NOT AVAILABLE | 2000036956 | Functional | Others
16344 | Sms Hospital | Anesthesia Machine | MODEL NOT AVAILABLE | 3000139271 | Functional | Others
16345 | Jk Lone Hospital Jaipur | Ventilator | AVEA | BBVO3232 | Non Functional Repairable | Others
16346 | Panchwa Phc | Hemoglobin Analyzer | Model not available | 2000028299 | Functional | Others
16347 | Jodhiyasi Phc | Baby Weighing Machine | Crown | 2000036957 | Functional | Others
16348 | Sms Hospital | Operating Microscope | Model Not Available | 3000139273 | Functional | Others
16349 | Jk Lone Hospital Jaipur | Ventilator | AVEA | BBVO1325 | Functional | Carefusion - Usa
16350 | Jodhiyasi Phc | Ice lined refrigerator | MK - 142 | 2000036958 | Functional | Others
16351 | Jaswantgarh Phc | SPHYGMOMANOMETER(BP APPRATUS) | MODEL NOT AVAILABLE | 2000036807 | Functional | Others
16352 | Jaswantgarh Phc | SPHYGMOMANOMETER(BP APPRATUS) | MODEL NOT AVAILABLE | 2000036808 | Functional | Others
16353 | Jaswantgarh Phc | SPHYGMOMANOMETER(BP APPRATUS) | MODEL NOT AVAILABLE | 2000036809 | Functional | Others
16354 | Jaswantgarh Phc | SPHYGMOMANOMETER(BP APPRATUS) | MODEL NOT AVAILABLE | 2000036814 | Functional | Others
16355 | Jodhiyasi Phc | Syringe Needle Destroyer | Model not available | 2000036960 | Functional | Others
16356 | Jodhiyasi Phc | Hemoglobin meter | Model Not Available | 2000036961 | Functional | Others
16357 | Jodhiyasi Phc | Glucometer | Model not available | 3000281495 | Functional | Others
16358 | Jaswantgarh Phc | Oxygen Concentrator | Model Not Available | 2000036813 | Functional | Others
16359 | Sms Hospital | Syringe Infusion Pump | SIMTEK - Infutek 405 | 1910104ST10 | Functional | Others
16360 | Shahpura Chc | Blood Cell Counter - 3 part | Horiba - ABX Micros ES 60 | 304ES01-105503 | Functional | Horiba India Pvt Ltd
16361 | Jodhiyasi Phc | Glucometer | MODEL NOT AVAILABLE | 2000022336 | Functional | Cmho Supply
16362 | Kothun Phc | Instrument Sterilizer | Model Not Available | 619 | Functional | Others
16363 | Shahpura Chc | Centrifuge Machine ( 16 Tube ) | REMI (R8C + R83) | FNLC095 | Functional | Rhsdp Supply
16364 | Kothun Phc | Autoclave | Model not available | 2566 | Functional | Others
16365 | Chc Sambhar | Suction Machine | Model Not Available | 3000089262 | Functional | Cmho Supply
16366 | Baler Phc | Centrifuge Machine ( 8 Tube) | Model Not Available | 2000020405 | Functional | Cmho Supply
16367 | Hingoniya Phc Jaipur | Radiant Heat Warmer | Meditrin - Heat Warmer | 3000089599 | Functional | Others
16368 | Gudhasalt Phc | SPHYGMOMANOMETER(BP APPRATUS) | MODEL NOT AVAILABLE | 2000028453 | Functional | Others
16369 | Gudhasalt Phc | Freezes | MODEL NOT AVAILABLE | 3000214928 | Functional | Others
16370 | Gudhasalt Phc | Incubator | MODEL NOT AVAILABLE | 2000028454 | Functional | Others
16371 | Billu Phc | Baby Weighing Machine | Crown | 2000028158 | Functional | Ramon Surgical Company
16372 | Badikhatu Phc | Blood Bank Refrigerator | Model not available | 2000030358 | Functional | Others
16373 | Sms Hospital | Syringe Infusion Pump | SIMTEK - Infutek 405 | 14011045ST20 | Functional | Simtek Medico Systems Pvt Ltd
16374 | Gudhasalt Phc | Syringe Needle Destroyer | Model not available | 2000028460 | Functional | Others
16375 | Gelasar Phc | Weighing Machine | MODEL NOT AVAILABLE | 2000028667 | Functional | Others
16376 | Gudhasalt Phc | Ice lined refrigerator | Model Not Available | 2000028464 | Functional | Others
16377 | Sms Hospital | Syringe Infusion Pump | SIMTEK - Infutek 405 | 455522 | Functional | Simtek Medico Systems Pvt Ltd
16378 | Billu Phc | Instrument Sterilizer | Model Not Available | 2000028163 | Non Functional Not Repairable | Cmho Supply
16379 | Billu Phc | Ice lined refrigerator | Model Not Available | 2000028165 | Functional | Others
16380 | Sms Hospital | Keratometer | Model Not Available | 3000085421 | Functional | Others
16381 | Dispensary Secretariat City | 300mA X-Ray Machine | Model not available | 81230450 | Functional | Cmho Supply
16382 | Dispensary Secretariat City | Automatic Film Processor | PROMAX | 15113939 | Functional | Cmho Supply
16383 | Sms Hospital | Multi-Para Monitor | Model not available | A1050698 | Functional | Others
16384 | Toda Phc | Suction Machine | Model Not Available | 2000031507 | Functional | Others
16385 | Sms Hospital | Intensive Care Bed | Janak | 3000086268 | Functional | Others
16386 | Sms Hospital | Multi-Para Monitor | Model not available | 3000085188 | Functional | Others
16387 | Sms Hospital | SPHYGMOMANOMETER(BP APPRATUS) | MODEL NOT AVAILABLE | 3000086192 | Functional | Others
16388 | Mahatma Ghandhi Hospital Jodhpur | Cautry Machine | Model Not Available | E06A1127 | Functional | Maestros Mediline Systems Limited
16389 | Sirohi Phc | Freezes | MODEL NOT AVAILABLE | 2000031335 | Functional | Others
16390 | Pindwara Chc | Blood Bank Refrigerator | Model not available | BEO4G4E2600B2A8B0120 | Functional | Others
16391 | Chc Sambhar | Syringe Needle Destroyer | Microsil - ND350 | 7753 | Functional | Linco Scientific Instruments And Chemicals (P) Ltd
16392 | Bhankrota Phc | Spot Light ( Portable ) | Model Not Available | 2000024414 | Functional | Cmho Supply
16393 | Bagoth Phc | Blood Bank Refrigerator | Model not available | 2000028699 | Functional | Others
16394 | Baldu Phc | Syringe Needle Destroyer | Model not available | 2000036734 | Functional | Others
16395 | Jakhali Phc | Ice lined refrigerator | Model Not Available | 2000036017 | Functional | Others
16396 | Bagoth Phc | Suction Machine | Model Not Available | 2000028712 | Functional | Others
16397 | Jakhali Phc | Blood Bank Refrigerator | Model not available | 2000036018 | Functional | Others
16398 | Baldu Phc | Labour Table | Model Not Available | 2000036736 | Functional | Others
16399 | Jakhali Phc | Blood Bank Refrigerator | Model not available | 2000036019 | Functional | Others
16400 | Sadar Hospital Dholpur Dh | Ventilator | Model Not Available | V53015169 | Functional | Others
16401 | Maharana Bhopal Govt Hospital Medical Collage | Freezes | MODEL NOT AVAILABLE | 3000040705 | Functional | Others
16402 | Jakhali Phc | Incubator | MODEL NOT AVAILABLE | 200003623 | Functional | Others
16403 | Sadar Hospital Dholpur Dh | Ventilator | Model Not Available | V53015171 | Functional | Others
16404 | Maharana Bhopal Govt Hospital Medical Collage | Dental Chair Unit | Model Not Available | 3000040706 | Functional | Others
16405 | Kitalsar Phc | Labour Table | Model Not Available | 2000028740 | Functional | Others
16406 | Maharana Bhopal Govt Hospital Medical Collage | STABILIZER | MODEL NOT AVAILABLE | 3000040599 | Functional | Others
16407 | Sadar Hospital Dholpur Dh | Ventilator | Model Not Available | V53015158 | Functional | Others
16408 | Jakhali Phc | Blood Bank Refrigerator | Model not available | 2000036026 | Functional | Others
16409 | Banshi Pahadpur Chc | Weighing Machine | MODEL NOT AVAILABLE | 2000003715 | Functional | Cmho Supply
16410 | Kasnau Phc | Glucometer | Model not available | 2000036555 | Functional | Others
16411 | Dudu Chc | Radiant Heat Warmer | Meditrin - Heat Warmer | nrhm/wm09/39 | Functional | Cmho Supply
16412 | Kitalsar Phc | FOOT OPERATED SUCTION MACHINE | MODEL NOT AVAILABLE | 2000036169 | Functional | Surgicoin Medequip Pvt Ltd
16413 | Maharana Bhopal Govt Hospital Medical Collage | Cautry Machine | Model Not Available | 3000040425 | Functional | Others
16414 | Maharana Bhopal Govt Hospital Medical Collage | Cautry Machine | Model Not Available | 3000040426 | Functional | Others
16415 | Kasnau Phc | Phototherepy Unit | MODEL NOT AVAILABLE | 2000036558 | Functional | Others
16416 | Kasnau Phc | Instrument Sterilizer | Model Not Available | 2000036557 | Functional | Others
16417 | Dispensary Agarwal Farm City | SPHYGMOMANOMETER(BP APPRATUS) | MODEL NOT AVAILABLE | 2000024499 | Non Functional Not Repairable | Cmho Supply
16418 | Dispensary Agarwal Farm City | SPHYGMOMANOMETER(BP APPRATUS) | MODEL NOT AVAILABLE | 2000024500 | Non Functional Not Repairable | Cmho Supply
16419 | Dudu Chc | Multi-Para Monitor | Model not available | 2000024920 | Functional | Others
16420 | Baler Phc | Syringe Needle Destroyer | Model not available | 2000020403 | Functional | Cmho Supply
16421 | Barnala Phc | Syringe Needle Destroyer | Microsil - ND350 | 2000020966 | Functional | Cmho Supply
16422 | Masalpur Chc | FOOT OPERATED SUCTION MACHINE | MODEL NOT AVAILABLE | 3000138535 | Functional | Others
16423 | Hingoniya Phc Jaipur | Radiant Heat Warmer | Zeal - RHW 2101A | 3000089600 | Functional | Others
16424 | Hingoniya Phc Jaipur | Suction Machine | Model Not Available | 3000089601 | Functional | Cmho Supply
16425 | Barnala Phc | SPHYGMOMANOMETER(BP APPRATUS) | MODEL NOT AVAILABLE | 134445 | Functional | Cmho Supply
16426 | Bhagwatgarh Phc | Blood Bank Refrigerator | Model not available | BE04GHE260082AS90207 | Functional | Others
16427 | Chc Sambhar | Phototherepy Unit | MODEL NOT AVAILABLE | 3000089272 | Functional | Rhsdp Supply
16428 | Baroli Phc | Suction Machine | Model Not Available | 2000003294 | Functional | Unique Power Technologies
16429 | Baroli Phc | STABILIZER | MODEL NOT AVAILABLE | 2000003291 | Functional | Others
16430 | Chc Sambhar | Radiant Heat Warmer | Zeal - RHW 2101A | 3000089274 | Functional | Zeal Medical Pvt Ltd
16431 | Baler Phc | O.T. Light Single Dome | MODEL NOT AVAILABLE | 2000020390 | Functional | Others
16432 | Salawas Chc | Radiant Heat Warmer | Zeal - RHW 2101A | 3000049853 | Functional | Others
16433 | Salawas Chc | Radiant Heat Warmer | Zeal - RHW 2101A | 3000049857 | Functional | Others
16434 | Bhagwatgarh Phc | Baby Weighing Machine | Model Not Available | 20002003 | Functional | Cmho Supply
16435 | Chiksana Phc | Centrifuge Machine ( 4 Tube ) | Model not available | 2000003406 | Functional | Remi Electrotechnik Ltd
16436 | Maharana Bhopal Govt Hospital Medical Collage | Ventilator | Model Not Available | 3000040237 | Functional | Others
16437 | Maharana Bhopal Govt Hospital Medical Collage | Ventilator | Model Not Available | 3000040241 | Functional | Others
16438 | Sms Hospital | Cobalt Radiotherapy machine | BHABHATRON-II | 3000085384 | Functional | Panacea Engineering Medicine
16439 | Maharana Bhopal Govt Hospital Medical Collage | Nebulizer | MODEL NOT AVAILABLE | 3000040231 | Functional | Others
16440 | Dispensary Session Court City | Syringe Needle Destroyer | Microsil - ND350 | 9579 | Functional | Cmho Supply
16441 | Awar Phc | Syringe Needle Destroyer | Model not available | 2000003426 | Functional | Others
16442 | Dispensary Durgapura City | Syringe Needle Destroyer | Model Not Available | 3000119750 | Functional | Others
16443 | Jaswantgarh Phc | Fetal Doppler | ND - 102 | 2000036817 | Functional | Others
16444 | Shahpura Chc | Incubator | Yorco - YSI - 438D | 723329 | Functional | Rhsdp Supply
16445 | Kumari Phc | Labour Table | Model Not Available | 2000030547 | Functional | Others
16446 | Jaswantgarh Phc | Spot Light ( Portable ) | Model Not Available | 2000036819 | Functional | Others
16447 | Jodhiyasi Phc | Autoclave | Model not available | 2000036968 | Functional | Others
16448 | Sms Hospital | Hydraulic Operation Table | MODEL NOT AVAILABLE | 3000086401 | Functional | Others
16449 | Sms Hospital | Cautry Machine | Model Not Available | 3000139259 | Functional | Others
16450 | Gawardi Phc | Freezes | MODEL NOT AVAILABLE | 2000036341 | Functional | Others
16451 | Sms Hospital | Cautry Machine | Model Not Available | 3000139272 | Functional | Others
16452 | Dispensary Secretariat City | ECG Machine (Single Channel) | Medicaid - Cardio Fax | 215050 | Functional | Medical Engineers Delhi
16453 | Sms Hospital | Fetal Monitor | MODEL NOT AVAILABLE | 700 | Functional | Others
16454 | Shahpura Chc | ECG Machine (Three Channel ) | Medicaid - CardioFax 3R | E10510709 | Functional | Medicaid Systems
16455 | Jaswantgarh Phc | Glucometer | Model not available | 2000036825 | Functional | Others
16456 | Kothun Phc | FOOT OPERATED SUCTION MACHINE | MODEL NOT AVAILABLE | 3000230752 | Functional | Others
16457 | Jodhiyasi Phc | Spot Light ( Portable ) | Model Not Available | 2000036971 | Functional | Others
16458 | Jasnagar Phc | Incubator | MODEL NOT AVAILABLE | 2000036418 | Functional | Others
16459 | Sms Hospital | O.T. Light Single Dome | MODEL NOT AVAILABLE | 3000086403 | Functional | Others
16460 | Jodhiyasi Phc | Weighing Machine | MODEL NOT AVAILABLE | 2000036973 | Functional | Others
16461 | Umaid Hospital Jodhpur Medical College Hospital | Bi-pap Machine | MODEL NOT AVAILABLE | 2000122995 | Functional | Others
16462 | Jasnagar Phc | Blood Bank Refrigerator | Model not available | 2000036412 | Functional | Others
16463 | Dispensary Secretariat City | Incubator | MODEL NOT AVAILABLE | 1166 | Functional | Cmho Supply
16464 | Jodhiyasi Phc | Labour Table | Model Not Available | 200036974 | Functional | Others
16465 | Chawandiya Phc | Radiant Heat Warmer | Zeal - RHW 2101A | 2000036632 | Functional | Zeal Medical Pvt Ltd
16466 | Gawardi Phc | Baby Weighing Machine | Crown | 2000036357 | Functional | Others
16467 | Jasnagar Phc | Instrument Sterilizer | Model Not Available | 20000364214 | Functional | Others
16468 | Jodhiyasi Phc | Suction Machine | Model Not Available | 2000036977 | Functional | Others
16469 | Hingoniya Phc Jaipur | Instrument Sterilizer | Model Not Available | 3000089629 | Functional | Others
16470 | Nohar Chc | Oxygen Concentrator | BPL - OG 4203 | 3000043374 | Functional | Bpl Medical Technologies
16471 | Chc Sambhar | Labour Table | Model Not Available | 3000089267 | Functional | Rhsdp Supply
16472 | Dudu Chc | FOGGING MACHINE | Model Not Available | 3000259044 | Functional | Others
16473 | Masalpur Chc | Baby Weighing Machine | Model Not Available | 3000138536 | Functional | Others
16474 | Dudu Chc | FOGGING MACHINE | MODEL NOT AVAILABLE | 2000024928 | Functional | Others
16475 | Baler Phc | SPHYGMOMANOMETER(BP APPRATUS) | MODEL NOT AVAILABLE | 2000020397 | Functional | Cmho Supply
16476 | Barnala Phc | SPHYGMOMANOMETER(BP APPRATUS) | MODEL NOT AVAILABLE | 2000020960 | Functional | Ajay Optical India
16477 | Barnala Phc | Glucometer | Model not available | ASC-0004077 | Functional | Others
16478 | Sms Hospital | Ultrasonic Cleaner | Model Not Available | 05L0513 | Non Functional Repairable | York Scientific Industries Pvt Ltd
16479 | Salawas Chc | Nebulizer | MODEL NOT AVAILABLE | 17892 | Functional | Others
16480 | Satlana Phc | Syringe Needle Destroyer | Microsil - ND350 | 5217 | Functional | Others
16481 | Luni Chc | Defibrillator | MODEL NOT AVAILABLE | 3000120133 | Functional | Others
16482 | Satlana Phc | SPHYGMOMANOMETER(BP APPRATUS) | MODEL NOT AVAILABLE | 3000049186 | Functional | Others
16483 | Jhanwar Chc | Blood Cell Counter - 3 part | Horiba - ABX Micros ES 60 | 3000049882 | Functional | Others
16484 | Jhanwar Chc | Incubator | MODEL NOT AVAILABLE | 3000049888 | Functional | Others
16485 | Jhanwar Chc | Incubator | MODEL NOT AVAILABLE | 3000049889 | Functional | Others
16486 | Surwal Phc | Syringe Needle Destroyer | Model not available | 2000020342 | Functional | Others
16487 | Surwal Phc | Syringe Needle Destroyer | Microsil ND 20 | 2000020338 | Functional | Others
16488 | Surwal Phc | Syringe Needle Destroyer | Microsil ND 20 | 2000020339 | Functional | Others
16489 | Surwal Phc | Syringe Needle Destroyer | Microsil ND 20 | 2000020340 | Functional | Others
16490 | Surwal Phc | Instrument Sterilizer | Model Not Available | 2000020334 | Functional | Others
16491 | Gangori Hospital | Ventilator | AVEA | 3000230668 | Functional | Others
16492 | Osian Chc | Ice lined refrigerator | Model Not Available | 3000054193 | Functional | Others
16493 | Maharana Bhopal Govt Hospital Medical Collage | Incubator | MODEL NOT AVAILABLE | 3000044711 | Functional | Others
16494 | Bhabru Phc | Syringe Needle Destroyer | Model not available | 2000022411 | Non Functional Repairable | Bhasin Sons Private Limited
16495 | Maharana Bhopal Govt Hospital Medical Collage | Suction Machine | Model Not Available | 3000040428 | Functional | Others
16496 | Sms Hospital | Syringe Infusion Pump | SIMTEK - Infutek 405 | 1912104SST11 | Functional | Others
16497 | Kasnau Phc | Suction Machine | Model Not Available | 2000036560 | Functional | Others
16498 | Bhagwanpura Phc Nagaur | Monocular Microscope | Model not available | 76143 | Functional | Others
16499 | Kasnau Phc | Fetal Doppler | MODEL NOT AVAILABLE | 2000036562 | Functional | Others
16500 | Badikhatu Phc | Baby Weighing Machine | Crown | 2000030337 | Functional | Others
16501 | Kasnau Phc | Ice lined refrigerator | Model Not Available | 2000036564 | Functional | Others
16502 | Partapur Chc | Freezes | MODEL NOT AVAILABLE | 3000081318 | Functional | Others
16503 | Gelasar Phc | Binocular Microscope | AMT 5A | 2000028660 | Functional | Others
16504 | Behnera Phc | Nebulizer | MODEL NOT AVAILABLE | 2000003358 | Functional | Others
16505 | Kasnau Phc | Blood Bank Refrigerator | Model not available | 2000036565 | Functional | Others
16506 | Gudhasalt Phc | Autoclave | Model not available | 2000028449 | Functional | Others
16507 | Kitalsar Phc | O.T. Light Single Dome | MODEL NOT AVAILABLE | 2000036174 | Functional | Others
16508 | Bhagwanpura Phc Nagaur | Incubator | MODEL NOT AVAILABLE | 2000028379 | Functional | Others
16509 | Partapur Chc | Hemoglobin Analyzer | Model not available | 3000081319 | Functional | Others
16510 | Gudhasalt Phc | Baby Weighing Machine | Model Not Available | 2000028450 | Functional | Others
16511 | Partapur Chc | Glucometer | Model not available | 3000081320 | Functional | Others
16512 | Dudu Chc | Suction Machine | Model Not Available | 2000024904 | Functional | Cmho Supply
16513 | Behnera Phc | SPHYGMOMANOMETER(BP APPRATUS) | MODEL NOT AVAILABLE | 2000003357 | Functional | Others
16514 | Bhagwanpura Phc Nagaur | Freezes | MODEL NOT AVAILABLE | 2000028380 | Functional | Others
16515 | Gudhasalt Phc | Syringe Needle Destroyer | Microsil - ND350 | 3000028451 | Functional | Others
16516 | Gelasar Phc | Glucometer | Model not available | 2000028660 | Functional | Others
16517 | Badikhatu Phc | Baby Weighing Machine | Crown | 2000030361 | Functional | Others
16518 | Kitalsar Phc | Freezes | Model Not Available | 3000214927 | Functional | Others
16519 | Kitalsar Phc | Monocular Microscope | Model not available | 2000036178 | Functional | Others
16520 | Bhagwanpura Phc Nagaur | Glucometer | Model not available | 2000028382 | Functional | Others
16521 | Mandrayal Chc | O.T. Light Single Dome | MODEL NOT AVAILABLE | 3000138498 | Functional | Others
16522 | Mandrayal Chc | FOOT OPERATED SUCTION MACHINE | SU-101 | 3000138504 | Functional | Others
16523 | Nohar Chc | FOGGING MACHINE | BG-03 | 2000037255 | Functional | Others
16524 | Jhanwar Chc | Syringe Needle Destroyer | Microsil - ND350 | 300004992 | Functional | Others
16525 | Luni Chc | Instrument Sterilizer | Model Not Available | 3000120135 | Functional | Others
16526 | Mtora Phc | Syringe Needle Destroyer | Model not available | 3000049697 | Functional | Others
16527 | Mtora Phc | Ice lined refrigerator | Model Not Available | 3000049692 | Functional | Others
16528 | Satlana Phc | Syringe Needle Destroyer | Model not available | 3000054095 | Functional | Others
16529 | Masalpur Chc | Syringe Needle Destroyer | Model not available | 3000138563 | Functional | Others
16530 | Mandrayal Chc | SPHYGMOMANOMETER(BP APPRATUS) | MODEL NOT AVAILABLE | 3000138515 | Functional | Others
16531 | Mandrayal Chc | Incubator | MODEL NOT AVAILABLE | 3000138493 | Functional | Others
16532 | Salawas Chc | Ice lined refrigerator | Model Not Available | 3000049874 | Functional | Others
16533 | Mandrayal Chc | Nebulizer | MODEL NOT AVAILABLE | 3000138518 | Functional | Others
16534 | Salawas Chc | Defibrillator | MODEL NOT AVAILABLE | 3000049877 | Functional | Others
16535 | Maharana Bhopal Govt Hospital Medical Collage | Phototherepy Unit | MODEL NOT AVAILABLE | 3000043917 | Functional | Others
16536 | Gujar Baroda Phc | Freezes | MODEL NOT AVAILABLE | 2000084174 | Functional | Others
16537 | Maharana Bhopal Govt Hospital Medical Collage | 100mA X-Ray Machine | Model not available | 3000043918 | Functional | Others
16538 | Bhabru Phc | Centrifuge Machine ( 4 Tube ) | Model not available | 2000022408 | Non Functional Repairable | Others
16539 | Bhabru Phc | Hemoglobin meter | Model Not Available | 2000022409 | Functional | Cmho Supply
16540 | Gujar Baroda Phc | Binocular Microscope | Model Not Available | 3000084180 | Functional | Others
16541 | Gathwari Phc | SPHYGMOMANOMETER(BP APPRATUS) | MODEL NOT AVAILABLE | 2000022763 | Functional | Others
16542 | Gathwari Phc | SPHYGMOMANOMETER(BP APPRATUS) | MODEL NOT AVAILABLE | 2000022762 | Functional | Others
16543 | Dudu Chc | Binocular Microscope | Labomed - Vision 2000 | 81535 | Functional | Labomed
16544 | Bhabru Phc | Labour Table | Model Not Available | 2000022417 | Functional | Cmho Supply
16545 | Jakhan Phc | Freezes | MODEL NOT AVAILABLE | 3000049678 | Functional | Others
16546 | Jakhan Phc | Radiant Heat Warmer | Model Not Available | 3000049679 | Functional | Others
16547 | Jeeliya Phc | Monocular Microscope | Model not available | 957046 | Functional | Others
16548 | Sms Hospital | Boyles Apparatus | MODEL NOT AVAILABLE | 3000086409 | Functional | Others
16549 | Sms Hospital | Fetal Monitor | MODEL NOT AVAILABLE | A1050731 | Functional | Others
16550 | Panchwa Phc | Spot Light ( Portable ) | Model Not Available | 2000028309 | Functional | Others
16551 | Sevar Phc | Radiant Heat Warmer | Zeal - RHW 2101A | 2000003532 | Functional | Cmho Supply
16552 | Sms Hospital | Cautry Machine | Model Not Available | 3000086411 | Functional | Others
16553 | Chawandiya Phc | Suction Machine | Model Not Available | 2000036635 | Non Functional Not Repairable | Others
16554 | Gawardi Phc | Baby Weighing Machine | Crown | 2000036363 | Functional | Others
16555 | Sevar Phc | Weighing Machine | MODEL NOT AVAILABLE | 2000003530 | Functional | Others
16556 | Jaswantgarh Phc | Weighing Machine | MODEL NOT AVAILABLE | 200036810 | Functional | Others
16557 | Chawandiya Phc | SPHYGMOMANOMETER(BP APPRATUS) | MODEL NOT AVAILABLE | 2000036636 | Functional | Others
16558 | Jaswantgarh Phc | Baby Weighing Machine | Model Not Available | 2000036811 | Functional | Others
16559 | Jk Lone Hospital Jaipur | Syringe Infusion Pump | SIMTEK - Infutek 405 | 3000230326 | Functional | Simtek Medico Systems Pvt Ltd
16560 | Kothun Phc | Baby Weighing Machine | Model Not Available | 3000230755 | Functional | Others
16561 | Kothun Phc | Centrifuge Machine ( 6 Tube ) | CP 3164 | 3000230757 | Functional | Others
16562 | Kathoti Phc | Freezes | MODEL NOT AVAILABLE | 2000030372 | Functional | Others
16563 | Shahpura Chc | Radiant Heat Warmer | Meditrin - Heat Warmer | NRHM/WM09/014 | Functional | Cmho Supply
16564 | Kothun Phc | Glucometer | Model not available | 22131161585 | Functional | Others
16565 | Kathoti Phc | Syringe Needle Destroyer | Model not available | 2000030373 | Functional | Others
16566 | Umaid Hospital Jodhpur Medical College Hospital | Fetal Monitor | MODEL NOT AVAILABLE | 12589 | Functional | Others
16567 | Jasnagar Phc | Baby Weighing Machine | Model Not Available | 2000036430 | Functional | Others
16568 | Jasnagar Phc | Baby Weighing Machine | Model Not Available | 2000036449 | Functional | Others
16569 | Chawandiya Phc | Syringe Needle Destroyer | Nulife - Dots | 2000036638 | Functional | Mrk Healthcare Pvt Ltd Delhi
16570 | Jaswantgarh Phc | Radiant Heat Warmer | Model Not Available | 2000036815 | Functional | Others
16571 | Jasnagar Phc | Spot Light ( Portable ) | Model Not Available | 2000036432 | Functional | Others
16572 | Jeeliya Phc | Freezes | MODEL NOT AVAILABLE | 25000269 | Functional | Others
16573 | Kumari Phc | Suction Machine | Surgicoin | 2000030548 | Functional | Others
16574 | Viratnagar Chc | Keratometer | Model Not Available | 201109178 | Functional | Others
16575 | Mandrayal Chc | Freezes | MODEL NOT AVAILABLE | 3000138507 | Functional | Others
16576 | Luni Chc | Baby Weighing Machine | Model Not Available | 3000120134 | Functional | Others
16577 | Mandrayal Chc | Hemoglobin meter | HB 301 | 3000138492 | Functional | Others
16578 | Osian Chc | Syringe Needle Destroyer | Model not available | 3000054004 | Functional | Others
16579 | Osian Chc | Syringe Needle Destroyer | Model not available | 3000047999 | Functional | Others
16580 | Mandrayal Chc | Binocular Microscope | RSL - 4B | 3000138494 | Functional | Others
16581 | Osian Chc | Suction Machine | Model Not Available | 3000054005 | Functional | Others
16582 | Osian Chc | Suction Machine | Model Not Available | 3000047996 | Functional | Others
16583 | Osian Chc | Anesthesia Machine | MODEL NOT AVAILABLE | 3000047997 | Functional | Others
16584 | City Dispensary Soorsagar | Centrifuge Machine ( 4 Tube ) | Model not available | gglc-8629 | Functional | Others
16585 | Mandrayal Chc | Freezes | MODEL NOT AVAILABLE | 3000138495 | Functional | Others
16586 | Dudu Chc | Freezes | MODEL NOT AVAILABLE | 700964 | Functional | Others
16587 | Maharana Bhopal Govt Hospital Medical Collage | Baby Weighing Machine | Model Not Available | 3000043895 | Functional | Others
16588 | Maharana Bhopal Govt Hospital Medical Collage | Baby Weighing Machine | Model Not Available | 3000044377 | Functional | Others
16589 | Maharana Bhopal Govt Hospital Medical Collage | Baby Weighing Machine | Model Not Available | 3000043873 | Functional | Others
16590 | Gujar Baroda Phc | Centrifuge Machine ( 4 Tube ) | Model not available | 3000084171 | Functional | Others
16591 | Dudu Chc | Freezes | MODEL NOT AVAILABLE | 2000024861 | Functional | Others
16592 | Maharana Bhopal Govt Hospital Medical Collage | Phototherepy Unit | MODEL NOT AVAILABLE | 3000043877 | Not in use | Others
16593 | Gujar Baroda Phc | Binocular Microscope | Model Not Available | 3000084172 | Functional | Others
16594 | Gujar Baroda Phc | Baby Weighing Machine | Model Not Available | 3000084176 | Functional | Others
16595 | Tiwari Phc | Suction Machine | Model Not Available | 3000049631 | Functional | Others
16596 | Osian Chc | Blood Bank Refrigerator | Model not available | 3000054194 | Functional | Others
16597 | Dudu Chc | Binocular Microscope | RSL - 4B | 2000024866 | Functional | Cmho Supply
16598 | Gangori Hospital | Ventilator | Model Not Available | 3000230701 | Functional | Others
16599 | Bhabru Phc | ESR Stand | Model not available | 2000022415 | Functional | Others
16600 | Badikhatu Phc | ELECTRIC OT TABLE | MODEL NOT AVAILABLE | 2000030365 | Functional | Others
16601 | Dudu Chc | Radiant Heat Warmer | Meditrin - Heat Warmer | NRHM/WM09/20 | Functional | Cmho Supply
16602 | Sms Hospital | Syringe Needle Destroyer | Model Not Available | 2000022239 | Functional | Others
16603 | Gelasar Phc | Hemoglobin meter | Model Not Available | 2000028664 | Functional | Others
16604 | Badikhatu Phc | Syringe Needle Destroyer | Microsil - ND350 | 2000030343 | Functional | Others
16605 | Bhagwanpura Phc Nagaur | Weighing Machine | MODEL NOT AVAILABLE | 2000028385 | Functional | Others
16606 | Badikhatu Phc | Incubator | MODEL NOT AVAILABLE | 2000030345 | Functional | Others
16607 | Badikhatu Phc | Ice lined refrigerator | MK - 142 | 2000030359 | Functional | Others
16608 | Bhankrota Phc | Spot Light ( Portable ) | Model Not Available | 2000024425 | Functional | Cmho Supply
16609 | Badikhatu Phc | Syringe Needle Destroyer | Microsil ND 20 | 2000030360 | Functional | Others
16610 | Jk Lone Hospital Jaipur | Syringe Infusion Pump | SIMTEK - Infutek 405 | 3000230201 | Functional | Simtek Medico Systems Pvt Ltd
16611 | Koliya Phc | Glucometer | Model not available | A1110H-13F5-0077 | Functional | Others
16612 | Jk Lone Hospital Jaipur | Syringe Infusion Pump | SIMTEK - Infutek 405 | 3000230202 | Functional | Simtek Medico Systems Pvt Ltd
16613 | Jk Lone Hospital Jaipur | Syringe Infusion Pump | SIMTEK - Infutek 405 | 3000230203 | Functional | Simtek Medico Systems Pvt Ltd
16614 | Sms Hospital | Syringe Infusion Pump | SIMTEK - Infutek 405 | 1s121045s705 | Functional | Others
16615 | Ajan Phc | Binocular Microscope | Model Not Available | 2000003615 | Functional | Others
16616 | Badikhatu Phc | Weighing Machine | MODEL NOT AVAILABLE | 2000030352 | Functional | Others
16617 | Jk Lone Hospital Jaipur | Syringe Infusion Pump | SIMTEK - Infutek 405 | 3000230245 | Functional | Simtek Medico Systems Pvt Ltd
16618 | Sms Hospital | Suction Machine | Model Not Available | 3000086364 | Functional | Others
16619 | Ajan Phc | Centrifuge Machine ( 4 Tube ) | Model not available | 2000003614 | Functional | Others
16620 | Jk Lone Hospital Jaipur | Syringe Infusion Pump | SIMTEK - Infutek 405 | 3000230246 | Functional | Simtek Medico Systems Pvt Ltd
16621 | Ajan Phc | Hemoglobin meter | Model Not Available | 2000003618 | Functional | Others
16622 | Bhagwanpura Phc Nagaur | Freezes | MODEL NOT AVAILABLE | 2000028387 | Functional | Others
16623 | Jk Lone Hospital Jaipur | Syringe Infusion Pump | JAZ-1800C | 3000230220 | Functional | Others
16624 | Ajan Phc | Hemoglobin meter | Model Not Available | 2000003617 | Functional | Others
16625 | Bhagwanpura Phc Nagaur | Blood Bank Refrigerator | Model not available | 91004786 | Functional | Others
16626 | Bhabru Phc | Baby Weighing Machine | Model Not Available | 2000022421 | Functional | Others
16627 | Mathaniya Chc | Hemoglobin meter | Model Not Available | 3000049625 | Functional | Others
16628 | Dudu Chc | Syringe Needle Destroyer | Model not available | 2000024877 | Functional | Bhaseen Health Products Pvt Ltd
16629 | Paota Chc | Semi Automated Chemistry Analyzer | Ark - CKK 24 | 1221085 | Functional | Others
16630 | Maharana Bhopal Govt Hospital Medical Collage | Phototherepy Unit | MODEL NOT AVAILABLE | 3000040192 | Functional | Others
16631 | Maharana Bhopal Govt Hospital Medical Collage | Syringe Infusion Pump | SIMTEK - Infutek 405 | 3000040124 | Functional | Others
16632 | Maharana Bhopal Govt Hospital Medical Collage | Syringe Infusion Pump | SIMTEK - Infutek 405 | 3000040127 | Functional | Others
16633 | Maharana Bhopal Govt Hospital Medical Collage | Syringe Infusion Pump | SIMTEK - Infutek 405 | 3000040131 | Functional | Others
16634 | Maharana Bhopal Govt Hospital Medical Collage | Syringe Infusion Pump | SIMTEK - Infutek 405 | 3000040137 | Functional | Others
16635 | Mathaniya Chc | Blood Bank Refrigerator | Model not available | 3000049614 | Functional | Others
16636 | Palli Phc | Ice lined refrigerator | Model Not Available | 2000032898 | Functional | Others
16637 | Badnagar Phc | Syringe Needle Destroyer | Microsil - ND350 | 8169 | Functional | Others
16638 | Sirsi Phc | Baby Weighing Machine | Model Not Available | 2000024435 | Functional | Others
16639 | Kaliyasar Phc | Hemoglobin meter | Model Not Available | 2000019426 | Functional | Others
16640 | Dispensary Session Court City | SPHYGMOMANOMETER(BP APPRATUS) | MODEL NOT AVAILABLE | 20000024255 | Functional | Others
16641 | Badnagar Phc | Binocular Microscope | RSL - 4B | 2000022397 | Functional | Others
16642 | Paota Chc | SPHYGMOMANOMETER(BP APPRATUS) | MODEL NOT AVAILABLE | 2000022196 | Functional | Cmho Supply
16643 | Pandit Ji Ki Dhani Phc | Slit Lamp | Model Not Available | 3000049941 | Functional | Others
16644 | Badnagar Phc | Ice lined refrigerator | MK - 142 | 50213191 | Functional | Others
16645 | Tunga Chc | Syringe Needle Destroyer | Model not available | 3000087234 | Non Functional Repairable | Linco Scientific Instruments And Chemicals (P) Ltd
16646 | Sirsi Phc | FOOT OPERATED SUCTION MACHINE | MODEL NOT AVAILABLE | 2000024436 | Functional | Others
16647 | Pandit Ji Ki Dhani Phc | Slit Lamp | Model Not Available | 3000049907 | Functional | Others
16648 | Sirsi Phc | Spot Light ( Portable ) | Model Not Available | 2000024439 | Functional | Others
16649 | Maharana Bhopal Govt Hospital Medical Collage | 300mA X-Ray Machine | Model not available | 3000040707 | Functional | Others
16650 | Maharana Bhopal Govt Hospital Medical Collage | 300mA X-Ray Machine | Model not available | 3000040708 | Functional | Others
16651 | Maharana Bhopal Govt Hospital Medical Collage | 300mA X-Ray Machine | Model not available | 3000040711 | Functional | Others
16652 | Sms Hospital | Fetal Monitor | MODEL NOT AVAILABLE | 735 | Functional | Larsen And Tourbo Ltd
16653 | Jasnagar Phc | Labour Table | Model Not Available | 2000036433 | Functional | Others
16654 | Jasnagar Phc | Labour Table | Model Not Available | 2000036434 | Functional | Others
16655 | Kathoti Phc | Blood Bank Refrigerator | Model not available | 2000030379 | Functional | Others
16656 | Chawandiya Phc | SPHYGMOMANOMETER(BP APPRATUS) | Model Not Available | 0 | Functional | Ajay Optical India
16657 | Shahpura Chc | Hemoglobin meter | HB 301 | 1342813122 | Functional | Hemocue India
16658 | Kathoti Phc | Weighing Machine | MODEL NOT AVAILABLE | 2000030381 | Functional | Others
16659 | Shahpura Chc | Syringe Needle Destroyer | Microsil - ND350 | 8210 | Functional | Linco Scientific Instruments And Chemicals (P) Ltd
16660 | Jasnagar Phc | SPHYGMOMANOMETER(BP APPRATUS) | MODEL NOT AVAILABLE | 2000036437 | Not in use | Others
16661 | Jasnagar Phc | SPHYGMOMANOMETER(BP APPRATUS) | MODEL NOT AVAILABLE | 2000036438 | Not in use | Others
16662 | Sms Hospital | Monocular Microscope | Model not available | 3000086418 | Functional | Others
16663 | Kurchhi Phc Nagaur | Centrifuge Machine ( 8 Tube) | Model Not Available | 2000028991 | Functional | Others
16664 | Jeeliya Phc | Blood Bank Refrigerator | Model not available | R134a | Functional | Others
16665 | Shahpura Chc | Binocular Microscope | Redical - RLX 48 | 27197 | Functional | Radical Scientific Instruments Pvt Ltd
16666 | Jk Lone Hospital Jaipur | Pulse Oxymeter | Comet - P (L and T) | C11P2367 | Functional | Larsen And Tourbo Ltd
16667 | Sms Hospital | Fetal Monitor | MODEL NOT AVAILABLE | 93 | Functional | Larsen And Tourbo Ltd
16668 | Jasnagar Phc | Autoclave | Model not available | 2000036439 | Functional | Others
16669 | Jasnagar Phc | Autoclave | Model not available | 2000036441 | Functional | Others
16670 | Jasnagar Phc | Autoclave | Model not available | 2000036442 | Functional | Others
16671 | Jeeliya Phc | Blood Bank Refrigerator | Model not available | 9564 | Functional | Others
16672 | Jk Lone Hospital Jaipur | Baby Weighing Machine | Model Not Available | 3000230335 | Functional | Docbel Group Of Industries
16673 | Kurchhi Phc Nagaur | Binocular Microscope | L1-BM-523 | 2000028992 | Functional | Others
16674 | Jasnagar Phc | Suction Machine | Model Not Available | 2000036440 | Functional | Others
16675 | Jasnagar Phc | Suction Machine | Model Not Available | 2000036448 | Functional | Others
16676 | Jasnagar Phc | Incubator | MODEL NOT AVAILABLE | 2000036443 | Functional | Others
16677 | Jk Lone Hospital Jaipur | Radiant Heat Warmer | Meditrin - Heat Warmer | 3000230336 | Functional | Meditronics Healthcare Pvt Ltd
16678 | Nohar Chc | Syringe Needle Destroyer | Microsil - ND350 | 3000043376 | Functional | Micro Lab Instruments Ahmedabad
16679 | Satlana Phc | Binocular Microscope | Model Not Available | 3000049958 | Functional | Others
16680 | Cherai Phc | Monocular Microscope | Model not available | 2000034994 | Functional | Others
16681 | Cherai Phc | Baby Weighing Machine | Model Not Available | 2000034997 | Functional | Others
16682 | Salawas Chc | Syringe Needle Destroyer | Microsil - ND350 | 5102 | Functional | Others
16683 | Mandrayal Chc | Freezes | MODEL NOT AVAILABLE | 3000138508 | Functional | Others
16684 | Nohar Chc | Autoclave | Model not available | 3000043387 | Functional | Others
16685 | Jhanwar Chc | Binocular Microscope | MLW - Easy View | 4154 | Functional | Others
16686 | Jhanwar Chc | Binocular Microscope | MLW - Easy View | 890480 | Functional | Others
16687 | Maharana Bhopal Govt Hospital Medical Collage | Blood Bank Refrigerator | Model not available | 3000043804 | Functional | Others
16688 | Masalpur Chc | O.T. Light Single Dome | MODEL NOT AVAILABLE | 3000138565 | Functional | Others
16689 | Mtora Phc | Blood Bank Refrigerator | Model not available | 3000049691 | Functional | Others
16690 | Jhanwar Chc | Semi Automated Chemistry Analyzer | Transasia - CHEM 7 | N130584 | Functional | Others
16691 | Jhanwar Chc | Blood Mixer ( Roller Mixer ) | Model not available | 3000049884 | Functional | Others
16692 | Satlana Phc | Centrifuge Machine ( 4 Tube ) | Model not available | FGLC-6888 | Functional | Others
16693 | Barnala Phc | Spot Light ( Portable ) | Model Not Available | 2000020955 | Functional | Cmho Supply
16694 | Dudu Chc | Weighing Machine | MODEL NOT AVAILABLE | 2000024943 | Functional | Others
16695 | Chc Sambhar | Defibrillator | MODEL NOT AVAILABLE | 3000089285 | Functional | Others
16696 | Sms Hospital | AC SPLIT TYPE | MODEL NOT AVAILABLE | 22700241 | Functional | Toshiba Medical Systems
16697 | Sms Hospital | AC SPLIT TYPE | MODEL NOT AVAILABLE | 3.4041e+17 | Functional | Toshiba Medical Systems
16698 | Masalpur Chc | Fetal Doppler | MODEL NOT AVAILABLE | 3000138555 | Functional | Others
16699 | Bhikamkor Phc | SPHYGMOMANOMETER(BP APPRATUS) | MODEL NOT AVAILABLE | 30000496671 | Functional | Others
16700 | Chc Sambhar | Semi Automated Chemistry Analyzer | CHEM 5 PLUS | 3000089237 | Functional | Rhsdp Supply
16701 | Baler Phc | Instrument Sterilizer | Model Not Available | 2000020373 | Functional | Cmho Supply
16702 | Mandrayal Chc | SPHYGMOMANOMETER(BP APPRATUS) | MODEL NOT AVAILABLE | 3000138516 | Functional | Others
16703 | Sms Hospital | Blood Component Separator | MODEL NOT AVAILABLE | 11D087 | Functional | Others
16704 | Billu Phc | SPHYGMOMANOMETER(BP APPRATUS) | MODEL NOT AVAILABLE | 98132309 | Functional | Others
16705 | Ajan Phc | Glucometer | Model not available | 3457 | Functional | Others
16706 | Jk Lone Hospital Jaipur | Syringe Infusion Pump | JAZ-1800C | 3000230224 | Functional | Others
16707 | Sms Hospital | Indirect Ophthalmoscope | Model Not Available | 3000085420 | Functional | Others
16708 | Ajan Phc | Centrifuge Machine ( 8 Tube) | Model Not Available | 112661 | Functional | Others
16709 | City Dispensary Shahstri Nagar | Syringe Needle Destroyer | Model not available | 8198 | Functional | Others
16710 | Sms Hospital | Syringe Infusion Pump | Allied - Syrn 200 | 3000086379 | Functional | Others
16711 | Ajan Phc | Syringe Needle Destroyer | Model not available | 2000003611 | Functional | Others
16712 | Sms Hospital | ELECTRIC OT TABLE | MODEL NOT AVAILABLE | 3000139257 | Functional | Others
16713 | City Dispensary Shahstri Nagar | Centrifuge Machine ( 8 Tube) | Model Not Available | 3000139455 | Functional | Others
16714 | Ajan Phc | Baby Weighing Machine | Model Not Available | 2000003609 | Functional | Others
16715 | Sms Hospital | Syringe Needle Destroyer | Model not available | 3000139261 | Functional | Others
16716 | Billu Phc | Blood Bank Refrigerator | Model not available | 91004954 | Functional | Cmho Supply
16717 | Dispensary Secretariat City | SPHYGMOMANOMETER(BP APPRATUS) | MODEL NOT AVAILABLE | 98135805 | Functional | Cmho Supply
16718 | Panchwa Phc | Freezes | MODEL NOT AVAILABLE | 2000028302 | Functional | Others
16719 | Bhagwanpura Phc Nagaur | Syringe Needle Destroyer | Model not available | 2000028391 | Functional | Others
16720 | Mathura Das Mathur Hospital Jdh | Synoptophore | MODEL NOT AVAILABLE | 3000120570 | Functional | Others
16721 | Ajan Phc | Autoclave | Model not available | 2000003605 | Functional | Others
16722 | Panchwa Phc | Binocular Microscope | Model Not Available | 2000028298 | Functional | Others
16723 | Shahpura Chc | SPHYGMOMANOMETER(BP APPRATUS) | MODEL NOT AVAILABLE | 98110848 | Functional | Cmho Supply
16724 | Sms Hospital | Bi-pap Machine | MODEL NOT AVAILABLE | H104117S8040E | Functional | Others
16725 | Shahpura Chc | Syringe Needle Destroyer | BS-949 | 2000025486 | Functional | Bhasin Sons Private Limited
16726 | Sms Hospital | Bi-pap Machine | MODEL NOT AVAILABLE | 5221857 | Functional | Others
16727 | Dispensary Secretariat City | SPHYGMOMANOMETER(BP APPRATUS) | MODEL NOT AVAILABLE | 2000024156 | Functional | Cmho Supply
16728 | Sms Hospital | Boyles Apparatus | MODEL NOT AVAILABLE | 3000139265 | Functional | Others
16729 | Bhagwanpura Phc Nagaur | SPHYGMOMANOMETER(BP APPRATUS) | MODEL NOT AVAILABLE | 2000028393 | Functional | Others
16730 | Mandrayal Chc | Autoclave | Model not available | 3000138499 | Functional | Others
16731 | Mandrayal Chc | Weighing Machine | MODEL NOT AVAILABLE | 3000138510 | Functional | Others
16732 | Jhanwar Chc | Hemoglobin Analyzer | Model not available | 1112101214 | Functional | Others
16733 | Jhanwar Chc | Hemoglobin Analyzer | Model not available | 1343813312 | Functional | Others
16734 | Mtora Phc | Centrifuge Machine ( 12 Tube ) | Model Not Available | 3000049698 | Functional | Others
16735 | Mandrayal Chc | SPHYGMOMANOMETER(BP APPRATUS) | MODEL NOT AVAILABLE | 3000138512 | Functional | Others
16736 | Salawas Chc | Centrifuge Machine ( 4 Tube ) | Model not available | 3000049870 | Functional | Others
16737 | Salawas Chc | Incubator | MODEL NOT AVAILABLE | 3000049869 | Functional | Others
16738 | Mandrayal Chc | Glucometer | BG-03 | 3000138490 | Functional | Others
16739 | Osian Chc | Binocular Microscope | Model Not Available | 3000054186 | Functional | Others
16740 | Osian Chc | ECG Machine (Single Channel) | Model Not Available | 3000054192 | Functional | Others
16741 | Gujar Baroda Phc | Binocular Microscope | Model Not Available | 3000084173 | Functional | Others
16742 | Bhabru Phc | Radiant Heat Warmer | Meditrin - Heat Warmer | 2000022422 | Functional | Meditrin Instruments
16743 | Jakhan Phc | Suction Machine | Model Not Available | 3000049682 | Functional | Others
16744 | Mathaniya Chc | ECG Machine (Three Channel ) | Model Not Available | 3000049611 | Functional | Others
16745 | Jakhan Phc | Syringe Needle Destroyer | Model not available | 3000049686 | Functional | Others
16746 | 5 Tb Clinic Dholpur | Syringe Needle Destroyer | Model not available | 2000046992 | Functional | Others
16747 | Mathaniya Chc | Incubator | MODEL NOT AVAILABLE | 3000049619 | Functional | Others
16748 | Jakhan Phc | Autoclave | Model not available | 3000049689 | Functional | Others
16749 | 5 Tb Clinic Dholpur | Glucometer | Model not available | 2000046988 | Non Functional Repairable | Others
16750 | Paota Chc | Blood Mixer ( Roller Mixer ) | Model not available | 2000022160 | Functional | Others
16751 | Maharana Bhopal Govt Hospital Medical Collage | Ultra Sonography (USG) & Colour Dopler Machine | Mindray DP 50 | 3000040745 | Functional | Others
16752 | Maharana Bhopal Govt Hospital Medical Collage | Ultra Sonography (USG) & Colour Dopler Machine | Mindray DP 50 | 3000040746 | Functional | Others
16753 | Maharana Bhopal Govt Hospital Medical Collage | Ultra Sonography (USG) & Colour Dopler Machine | Mindray DP 50 | 3000040747 | Functional | Others
16754 | Maharana Bhopal Govt Hospital Medical Collage | 300mA X-Ray Machine | Model not available | 3000040712 | Non Functional Repairable | Others
16755 | Maharana Bhopal Govt Hospital Medical Collage | 300mA X-Ray Machine | Model not available | 3000040713 | Functional | Others
16756 | Maharana Bhopal Govt Hospital Medical Collage | 300mA X-Ray Machine | Model not available | 3000040714 | Functional | Others
16757 | Dispensary Secretariat City | Blood Bank Refrigerator | Model not available | 1147 | Functional | Cmho Supply
16758 | Sevar Phc | Spot Light ( Portable ) | Model Not Available | 2000003529 | Functional | Others
16759 | Sms Hospital | Bi-pap Machine | MODEL NOT AVAILABLE | C08875274 | Functional | Philips Electronics India Ltd
16760 | Shahpura Chc | Incubator | MODEL NOT AVAILABLE | 2000025436 | Functional | Rhsdp Supply
16761 | Jk Lone Hospital Jaipur | Phototherepy Unit | MODEL NOT AVAILABLE | 3000230428 | Functional | Others
16762 | Khajwana Phc | Ice lined refrigerator | MK - 142 | 2000036951 | Functional | Vestfrost Solutions
16763 | Kotkhawda Phc | SPHYGMOMANOMETER(BP APPRATUS) | MODEL NOT AVAILABLE | 98134551 | Functional | Others
16764 | Chawandiya Phc | Autoclave | Model not available | 2415 | Functional | Others
16765 | Jeeliya Phc | FOOT OPERATED SUCTION MACHINE | MODEL NOT AVAILABLE | 2000028521 | Functional | Others
16766 | Kurchhi Phc Nagaur | Baby Weighing Machine | Crown | 2000028997 | Functional | Others
16767 | Jk Lone Hospital Jaipur | Pulse Oxymeter | Model Not Available | 3000230431 | Functional | Bpl Medical Technologies
16768 | Jakhera Phc | Ice lined refrigerator | MK - 142 | 2000030048 | Functional | Others
16769 | Kurchhi Phc Nagaur | FOOT OPERATED SUCTION MACHINE | MODEL NOT AVAILABLE | 2000036841 | Functional | Others
16770 | Shahpura Chc | Pulse Oxymeter | RMS PHOEBUS P121 | SP02/6D00871RNL | Functional | Cmho Supply
16771 | Jk Lone Hospital Jaipur | Syringe Infusion Pump | JAZ-1800C | 3000230433 | Functional | Others
16772 | Jakhera Phc | Weighing Machine | Crown | 2000030050 | Functional | Others
16773 | Sms Hospital | Freezes | MODEL NOT AVAILABLE | 3000086161 | Functional | Others
16774 | Dispensary Secretariat City | Glucometer | Model not available | 4230111200005060 | Functional | Cmho Supply
16775 | Kotkhawda Phc | Syringe Needle Destroyer | Model not available | 3000230792 | Functional | Others
16776 | Jk Lone Hospital Jaipur | Bi-pap Machine | MODEL NOT AVAILABLE | C1005698976B4 | Functional | Philips Electronics India Ltd
16777 | Jakhera Phc | SPHYGMOMANOMETER(BP APPRATUS) | MODEL NOT AVAILABLE | 2000030051 | Functional | Others
16778 | Sub District Hospital Gangapur City | Glucometer | Model not available | 3000084082 | Functional | Others
16779 | Sms Hospital | Suction Machine | Model Not Available | 3000086433 | Functional | Others
16780 | Kotkhawda Phc | FOGGING MACHINE | MODEL NOT AVAILABLE | 918 | Functional | Others
16781 | Sms Hospital | Multi-Para Monitor | Model not available | 3000139128 | Functional | Others
16782 | Gandhlisar Phc | Baby Weighing Machine | Model Not Available | 2000030578 | Functional | Others
16783 | Jakhera Phc | Binocular Microscope | Model Not Available | 2000030057 | Functional | Others
16784 | Dudu Chc | Multi-Para Monitor | Model not available | 2000024919 | Functional | Others
16785 | Masalpur Chc | SPHYGMOMANOMETER(BP APPRATUS) | MODEL NOT AVAILABLE | 3000138533 | Functional | Others
16786 | Chc Sambhar | Blood Cell Counter - 3 part | Model not available | 3000089240 | Functional | Yorco Sales Pvt Ltd
16787 | Malana Choor Phc | Instrument Sterilizer | Model Not Available | 2000020291 | Functional | Cmho Supply
16788 | Osian Chc | Hot Air Oven | Model not available | 3000047998 | Functional | Others
16789 | Osian Chc | Monocular Microscope | Model not available | 3000054184 | Functional | Others
16790 | Dhava Phc | Freezes | MODEL NOT AVAILABLE | 3000049897 | Functional | Others
16791 | Chiksana Phc | Syringe Needle Destroyer | Model not available | 2000003295 | Functional | Others
16792 | Mandrayal Chc | Syringe Needle Destroyer | Nulife - Dots | 3000138486 | Functional | Cmho Supply
16793 | Chiksana Phc | Spot Light ( Portable ) | Model Not Available | 2000003393 | Functional | Others
16794 | Osian Chc | Incubator | MODEL NOT AVAILABLE | 3000054183 | Functional | Others
16795 | Osian Chc | Binocular Microscope | Model Not Available | 3000054185 | Functional | Others
16796 | City Dispensary Soorsagar | SPHYGMOMANOMETER(BP APPRATUS) | MODEL NOT AVAILABLE | 3000049493 | Functional | Others
16797 | Dispensary Murlipura City | Blood Bank Refrigerator | Model not available | BE04F0E010013296G002 | Functional | Haier Appliances India Pvt
16798 | Mandrayal Chc | Binocular Microscope | AMT 5A | 3000138489 | Functional | Cmho Supply
16799 | Dispensary Murlipura City | Weighing Machine | MODEL NOT AVAILABLE | 2000024789 | Functional | Others
16800 | Dhava Phc | Autoclave | Model not available | 3000049902 | Functional | Others
16801 | Maharana Bhopal Govt Hospital Medical Collage | Syringe Needle Destroyer | Model not available | 3000043871 | Functional | Others
16802 | Osian Chc | Centrifuge Machine ( 12 Tube ) | Model Not Available | 3000054189 | Functional | Others
16803 | Chc Sambhar | Binocular Microscope | Redical - RLX 48 | 3000089249 | Functional | Cmho Supply
16804 | Osian Chc | X-Ray Viewer Box | Model Not Available | 3000054191 | Functional | Others
16805 | Sms Hospital | Blood Cell Counter - 3 part | Model not available | 3000086317 | Functional | Contec Medical Systems Co Ltd
16806 | Chc Sambhar | Binocular Microscope | Redical - RLX 48 | 3000089248 | Functional | Radical Scientific Instruments Pvt Ltd
16807 | Tiwari Phc | Radiant Heat Warmer | Model Not Available | 3000049630 | Functional | Others
16808 | Maharana Bhopal Govt Hospital Medical Collage | Radiant Heat Warmer | Model Not Available | 3000043915 | Functional | Others
16809 | Dispensary Malviya Nagar Sec 3 City | Centrifuge Machine ( 4 Tube ) | Model not available | 2000025206 | Functional | Deepak Enterprises
16810 | Sms Hospital | Operating Microscope | Model Not Available | 3000139263 | Functional | Others
16811 | Sms Hospital | Blood Gas Analyzer (ABG Machine) | Model not available | CL1337 | Functional | Others
16812 | Sms Hospital | O.T. Light Double Dome | MODEL NOT AVAILABLE | 3000202277 | Functional | Others
16813 | Shahpura Chc | Autoclave | Model not available | 21431 | Functional | Rhsdp Supply
16814 | Sms Hospital | Spot Light ( Portable ) | Model Not Available | 3000139270 | Functional | Others
16815 | Gawardi Phc | Hemoglobin meter | Model Not Available | 2000036346 | Functional | Others
16816 | Sms Hospital | Spot Light ( Portable ) | Model Not Available | 3000139274 | Functional | Others
16817 | Sms Hospital | Spot Light ( Portable ) | Nulife - Dots | NBSD0713935 | Functional | Mrk Healthcare Pvt Ltd Delhi
16818 | Gawardi Phc | Glucometer | Model not available | 2000036347 | Functional | Others
16819 | Chawandiya Phc | Incubator | MODEL NOT AVAILABLE | 2000036621 | Functional | Others
16820 | Shahpura Chc | O.T. Light Single Dome | MODEL NOT AVAILABLE | 2000025455 | Functional | Others
16821 | Chawandiya Phc | Binocular Microscope | Model Not Available | 2000036622 | Functional | Others
16822 | Jk Lone Hospital Jaipur | Ventilator | Model Not Available | 20135i21323 | Functional | Others
16823 | Sms Hospital | Ultrasound Therapy Machine | Model Not Available | 12/13/755 | Functional | Others
16824 | Sms Hospital | Spot Light ( Portable ) | Redical - RLX 48 | 28901 | Functional | Radical Scientific Instruments Pvt Ltd
16825 | Kothun Phc | Freezes | HRD-2055CMDGCC | 3000230750 | Functional | Others
16826 | Panchwa Phc | Ice lined refrigerator | Model Not Available | 20013705884 | Functional | Others
16827 | Gawardi Phc | Incubator | MODEL NOT AVAILABLE | 2000036351 | Functional | Others
16828 | Jaswantgarh Phc | Syringe Needle Destroyer | Nulife - Dots | 2000036816 | Functional | Others
16829 | Chawandiya Phc | Centrifuge Machine ( 8 Tube) | Model Not Available | 2000036627 | Functional | Others
16830 | Shahpura Chc | Semi Automated Chemistry Analyzer | CHEM 5 PLUS | 61014 | Functional | Rhsdp Supply
16831 | Sevar Phc | Binocular Microscope | Model Not Available | 2000003538 | Functional | Others
16832 | Kothun Phc | Weighing Machine | MODEL NOT AVAILABLE | 3000230745 | Functional | Others
16833 | Sms Hospital | Syringe Infusion Pump | SIMTEK - Infutek 405 | 19121045ST06 | Functional | Others
16834 | Gawardi Phc | Ice lined refrigerator | Model Not Available | 2000036339 | Functional | Others
16835 | Sms Hospital | Ventilator | Schiller - Graphnet Advance | 120510081081A1V | Functional | Others
16836 | Hingoniya Phc Jaipur | Centrifuge Machine ( 8 Tube) | Model Not Available | 300089594 | Functional | Others
16837 | Dudu Chc | Multi-Para Monitor | Model not available | 96H30507 | Functional | Others
16838 | Maharana Bhopal Govt Hospital Medical Collage | 300mA X-Ray Machine | Model not available | 3000040715 | Functional | Others
16839 | Maharana Bhopal Govt Hospital Medical Collage | 300mA X-Ray Machine | Model not available | 3000040718 | Functional | Others
16840 | Maharana Bhopal Govt Hospital Medical Collage | 300mA X-Ray Machine | Model not available | 3000040719 | Functional | Others
16841 | Maharana Bhopal Govt Hospital Medical Collage | 300mA X-Ray Machine | Model not available | 3000040720 | Functional | Others
16842 | Maharana Bhopal Govt Hospital Medical Collage | 300mA X-Ray Machine | Model not available | 3000040738 | Functional | Others
16843 | Maharana Bhopal Govt Hospital Medical Collage | 300mA X-Ray Machine | Model not available | 3000040739 | Functional | Others
16844 | Maharana Bhopal Govt Hospital Medical Collage | O.T. Light Double Dome | MODEL NOT AVAILABLE | 3000040363 | Functional | Others
16845 | Paota Chc | Labour Table | Model Not Available | 2000022190 | Functional | Others
16846 | Sms Hospital | Syringe Infusion Pump | Allied - Syrn 200 | 3000085216 | Functional | Alleid Medical Limited
16847 | Badu Phc | SPHYGMOMANOMETER(BP APPRATUS) | MODEL NOT AVAILABLE | 2000028674 | Functional | Others
16848 | Maharana Bhopal Govt Hospital Medical Collage | Suction Machine | Model Not Available | 3000040366 | Functional | Others
16849 | Paota Chc | Instrument Sterilizer | Model Not Available | 2000022192 | Functional | Cmho Supply
16850 | Badu Phc | Centrifuge Machine ( 12 Tube ) | Model Not Available | 2000028679 | Functional | Others
16851 | Pandit Ji Ki Dhani Phc | Baby Weighing Machine | Model Not Available | 3000049943 | Functional | Others
16852 | Pandit Ji Ki Dhani Phc | Baby Weighing Machine | Model Not Available | 3000049944 | Functional | Others
16853 | Maharana Bhopal Govt Hospital Medical Collage | Incubator | MODEL NOT AVAILABLE | 3000040270 | Functional | Others
16854 | Maharana Bhopal Govt Hospital Medical Collage | Binocular Microscope | Model Not Available | 3000040369 | Functional | Others
16855 | Maharana Bhopal Govt Hospital Medical Collage | Centrifuge Machine ( 8 Tube) | Model Not Available | 3000040275 | Functional | Others
16856 | Maharana Bhopal Govt Hospital Medical Collage | Binocular Microscope | Model Not Available | 3000052517 | Functional | Others
16857 | Maharana Bhopal Govt Hospital Medical Collage | Dental Drill Machine-Hand Piece | Model not available | 3000040372 | Functional | Others
16858 | Sms Hospital | C-Arm Machine | Model Not Available | 2K1007404/C | Functional | Allengers Medical Systems Ltd
16859 | Deh Phc | Ice lined refrigerator | Model Not Available | 2000036531 | Functional | Others
16860 | Maharana Bhopal Govt Hospital Medical Collage | Pulse Oxymeter | Comet - P (L and T) | 3000040732 | Functional | Others
16861 | Maharana Bhopal Govt Hospital Medical Collage | Pulse Oxymeter | Comet - P (L and T) | 3000040736 | Functional | Others
16862 | Sms Hospital | Syringe Infusion Pump | SIMTEK - Infutek 405 | 55508 | Functional | Simtek Medico Systems Pvt Ltd
16863 | Kotkhawda Phc | Syringe Needle Destroyer | Model not available | 3000230796 | Functional | Others
16864 | Jk Lone Hospital Jaipur | Pulse Oxymeter | Comet - P (L and T) | 3000230439 | Functional | Larsen And Tourbo Ltd
16865 | Sms Hospital | Intensive Care Bed | Janak | 3000086434 | Functional | Others
16866 | Jakhera Phc | Hemoglobin meter | Model Not Available | 2000030055 | Functional | Others
16867 | Jakhera Phc | Hemoglobin meter | Model Not Available | 2000030056 | Functional | Others
16868 | Jakhera Phc | Hemoglobin meter | Model Not Available | 2000030058 | Functional | Others
16869 | Jakhera Phc | Hemoglobin meter | Model Not Available | 2000030059 | Functional | Others
16870 | Jakhera Phc | Hemoglobin meter | Model Not Available | 2000030060 | Functional | Others
16871 | Sms Hospital | Syringe Infusion Pump | SIMTEK - Infutek 405 | 03011145STO2 | Functional | Simtek Medico Systems Pvt Ltd
16872 | Jk Lone Hospital Jaipur | ECG Machine (Three Channel ) | Medicaid - CardioFax 3R | E10980809 | Functional | Medicaid Systems
16873 | Sms Hospital | Syringe Infusion Pump | SIMTEK - Infutek 405 | 2411104SST10 | Functional | Simtek Medico Systems Pvt Ltd
16874 | Jk Lone Hospital Jaipur | Ophthalmoscope | Model Not Available | 3000230442 | Functional | Others
16875 | Jasnagar Phc | FOOT OPERATED SUCTION MACHINE | MODEL NOT AVAILABLE | 2000036452 | Functional | Others
16876 | Gandhlisar Phc | Nebulizer | MODEL NOT AVAILABLE | 2000030580 | Functional | Others
16877 | Sms Hospital | Ventilator | Model Not Available | 3000086439 | Functional | Others
16878 | Maharana Bhopal Govt Hospital Medical Collage | Syringe Infusion Pump | Model not available | 1403119 | Functional | Others
16879 | Maharana Bhopal Govt Hospital Medical Collage | Syringe Infusion Pump | Model not available | 1403120 | Functional | Others
16880 | Maharana Bhopal Govt Hospital Medical Collage | Syringe Infusion Pump | Model not available | 1403121 | Functional | Others
16881 | Jasnagar Phc | Ice lined refrigerator | Model Not Available | 2000036453 | Functional | Others
16882 | Kitalsar Phc | Autoclave | Model not available | 2000036173 | Functional | Others
16883 | Sms Hospital | Ventilator | Model Not Available | 22 | Functional | Hamilton Medical
16884 | Jasnagar Phc | Syringe Needle Destroyer | Model not available | 2000036455 | Functional | Others
16885 | Jasnagar Phc | Syringe Needle Destroyer | Model not available | 2000036459 | Functional | Others
16886 | Jasnagar Phc | Syringe Needle Destroyer | Model not available | 2000036460 | Functional | Others
16887 | Maharana Bhopal Govt Hospital Medical Collage | Syringe Infusion Pump | Model not available | 1402188 | Functional | Others
16888 | Sms Hospital | Defibrillator | MODEL NOT AVAILABLE | 3000086443 | Functional | Others
16889 | Barnala Phc | Autoclave | Model not available | 2000020964 | Functional | Cmho Supply
16890 | Hingoniya Phc Jaipur | Freezes | VKE204 | 300089596 | Functional | Others
16891 | Basi Khurd Phc | Centrifuge Machine ( 4 Tube ) | Model not available | 11266 | Functional | Remi Electrotechnik Ltd
16892 | Kariri Phc | Digital Photo Calorimeter | Model not available | 2000022635 | Non Functional Repairable | Others
16893 | Basi Khurd Phc | Monocular Microscope | Model not available | 2000003347 | Non Functional Repairable | Others
16894 | Satlana Phc | Centrifuge Machine ( 4 Tube ) | Model not available | 5347ELK | Functional | Others
16895 | Barnala Phc | Baby Weighing Machine | Model Not Available | 2000020975 | Functional | Crown Digital Scales Inc
16896 | Chiksana Phc | Glucometer | Model not available | 4161124000936 | Functional | Others
16897 | Barnala Phc | Baby Weighing Machine | Model Not Available | 2000020953 | Functional | Others
16898 | Bhikamkor Phc | Syringe Needle Destroyer | Model not available | 3000049670 | Functional | Others
16899 | Bhikamkor Phc | Freezes | MODEL NOT AVAILABLE | 3000049665 | Functional | Others
16900 | Salawas Chc | Autoclave | Model not available | 3000049876 | Functional | Others
16901 | Salawas Chc | Blood Cell Counter - 3 part | Horiba - ABX Micros ES 60 | 3000049866 | Functional | Others
16902 | Bhikamkor Phc | Freezes | MODEL NOT AVAILABLE | 30000496672 | Functional | Others
16903 | Salawas Chc | Binocular Microscope | Labomed - Vision 2000 | 3000049867 | Functional | Others
16904 | Baler Phc | Instrument Sterilizer | Model Not Available | 2000020374 | Functional | Cmho Supply
16905 | Chc Sambhar | Freezes | MODEL NOT AVAILABLE | 3000089238 | Functional | Rhsdp Supply
16906 | Bichoon Chc | FOGGING MACHINE | MODEL NOT AVAILABLE | 2000024998 | Functional | Others
16907 | Dudu Chc | SPHYGMOMANOMETER(BP APPRATUS) | MODEL NOT AVAILABLE | 98135873 | Functional | Others
16908 | Bichoon Chc | SPHYGMOMANOMETER(BP APPRATUS) | MODEL NOT AVAILABLE | 2000024999 | Functional | Others
16909 | Chiksana Phc | Suction Machine | Model Not Available | 2000003380 | Functional | Others
16910 | City Dispensary Chandpole | Binocular Microscope | Model Not Available | 3000049536 | Functional | Others
16911 | Chiksana Phc | O.T. Light Single Dome | MODEL NOT AVAILABLE | 2000003379 | Functional | Others
16912 | Dispensary Malviya Nagar Sec 3 City | Glucometer | Model not available | 4241113490020720 | Functional | Deepak Enterprises
16913 | Sms Hospital | Horizontal Laminar Flow | MSW-161 | 3000086306 | Functional | Macro Scientific Works Pvt Ltd
16914 | Dispensary Malviya Nagar Sec 3 City | Binocular Microscope | RSL - 4B | 2000025215 | Functional | Manchanda Medicos Delhi
16915 | Jasnagar Phc | Freezes | MODEL NOT AVAILABLE | 2000036417 | Functional | Others
16916 | Sms Hospital | Ventilator | Model Not Available | BBU01766 | Functional | Others
16917 | Umaid Hospital Jodhpur Medical College Hospital | Bi-pap Machine | MODEL NOT AVAILABLE | 22121663624 | Functional | Others
16918 | Gawardi Phc | Ice lined refrigerator | Model Not Available | 2000036343 | Functional | Others
16919 | Sms Hospital | Multi-Para Monitor | Model not available | A10SR0703 | Functional | Others
16920 | Sevar Phc | Glucometer | Model not available | 2000003534 | Functional | Others
16921 | Sms Hospital | Fetal Monitor | MODEL NOT AVAILABLE | 730 | Functional | Others
16922 | Jasnagar Phc | Syringe Needle Destroyer | Model not available | 2000036419 | Functional | Others
16923 | Jasnagar Phc | Syringe Needle Destroyer | Model not available | 2000036420 | Functional | Others
16924 | Jasnagar Phc | Syringe Needle Destroyer | Model not available | 20000364215 | Functional | Others
16925 | Jasnagar Phc | Syringe Needle Destroyer | Model not available | 2000036427 | Functional | Others
16926 | Jasnagar Phc | Syringe Needle Destroyer | Model not available | 2000036428 | Functional | Others
16927 | Shahpura Chc | Defibrillator | MODEL NOT AVAILABLE | 113D576 | Functional | Rhsdp Supply
16928 | Jaswantgarh Phc | Centrifuge Machine ( 8 Tube) | Model Not Available | 2000036826 | Functional | Others
16929 | Chawandiya Phc | Blood Bank Refrigerator | Model not available | 2000036629 | Functional | Haier Appliances India Pvt
16930 | Dispensary Secretariat City | Blood Cell Counter - 3 part | Model not available | 2000024160 | Functional | Cmho Supply
16931 | Jasnagar Phc | Binocular Microscope | Model Not Available | 2000036425 | Functional | Others
16932 | Jasnagar Phc | Binocular Microscope | Model Not Available | 2000036426 | Functional | Others
16933 | Panchwa Phc | Baby Weighing Machine | Model Not Available | 200002 | Functional | Others
16934 | Sms Hospital | Fetal Monitor | MODEL NOT AVAILABLE | A1050687 | Functional | Others
16935 | Panchwa Phc | Suction Machine | Model Not Available | 2000028310 | Functional | Others
16936 | Gawardi Phc | Labour Table | Model Not Available | 2000036358 | Functional | Others
16937 | Sms Hospital | Ventilator | Model Not Available | BBV01769 | Functional | Others
16938 | Sevar Phc | Syringe Needle Destroyer | Model not available | 2000003523 | Functional | Cmho Supply
16939 | Panchwa Phc | Syringe Needle Destroyer | Nulife - Dots | 2000028311 | Functional | Others
16940 | Jodhiyasi Phc | SPHYGMOMANOMETER(BP APPRATUS) | MODEL NOT AVAILABLE | 2000036975 | Functional | Others
16941 | Chc Sambhar | Blood Bank Refrigerator | MF114 | 3000089280 | Functional | Vestfrost Solutions
16942 | Barnala Phc | Instrument Sterilizer | Model Not Available | 2000020970 | Functional | Cmho Supply
16943 | Chc Sambhar | Weighing Machine | MODEL NOT AVAILABLE | 3000089282 | Functional | Rhsdp Supply
16944 | Dispensary Murlipura City | Glucometer | Model not available | M03RB083AA3032 | Functional | Others
16945 | Salawas Chc | 100mA X-Ray Machine | Model not available | 5136 | Functional | Others
16946 | Dispensary Murlipura City | Binocular Microscope | Labomed - Vision 2000 | 375909 | Functional | Labomed
16947 | Bichoon Chc | SPHYGMOMANOMETER(BP APPRATUS) | Pagoda | 3000089115 | Functional | Others
16948 | Bichoon Chc | O.T. Light Single Dome | MODEL NOT AVAILABLE | 3000089116 | Functional | Others
16949 | Dudu Chc | SPHYGMOMANOMETER(BP APPRATUS) | MODEL NOT AVAILABLE | 98134752 | Functional | Others
16950 | Chiksana Phc | Suction Machine | Model Not Available | 52 | Functional | Others
16951 | Baler Phc | Autoclave | Model not available | 2000020381 | Functional | Cmho Supply
16952 | Dispensary Murlipura City | Radiant Heat Warmer | Model Not Available | 2000024786 | Functional | Others
16953 | Chc Sambhar | Centrifuge Machine ( 8 Tube) | REMI - R 8C DX | 8689 | Functional | Rhsdp Supply
16954 | Dispensary Murlipura City | Radiant Heat Warmer | BPL - OG 4203 | 3000056968 | Functional | Bpl Medical Technologies
16955 | Khejdlikalaan Phc | Freezes | MODEL NOT AVAILABLE | 3000049974 | Functional | Others
16956 | City Dispensary Chandpole | Automated Urine Analyzer | Model not available | 3000049529 | Functional | Others
16957 | Tunga Chc | Syringe Needle Destroyer | Model not available | 3000087203 | Functional | Cmho Supply
16958 | Bichoon Chc | Syringe Needle Destroyer | Model not available | 2000024973 | Functional | Others
16959 | Mandawar Chc | ECG Machine (Single Channel) | Model Not Available | 3000081616 | Functional | Bpl Medical Technologies
16960 | Paprera Phc | SPHYGMOMANOMETER(BP APPRATUS) | MODEL NOT AVAILABLE | 2000003441 | Functional | Others
16961 | Mandawar Chc | Ice lined refrigerator | HBD-116 | 3000081602 | Non Functional Repairable | Haier Appliances India Pvt
16962 | Samraoun Phc | Suction Machine | Model Not Available | 2000032882 | Functional | Others
16963 | Sirsi Phc | Binocular Microscope | Model Not Available | 2000024430 | Functional | Confidental Dental Equipments Ltd
16964 | Samraoun Phc | Syringe Needle Destroyer | Microsil - ND350 | 2000032880 | Functional | Others
16965 | Tunga Chc | Syringe Needle Destroyer | Model not available | 656167 | Functional | Linco Scientific Instruments And Chemicals (P) Ltd
16966 | Maharana Bhopal Govt Hospital Medical Collage | Pulse Oxymeter | Model Not Available | 3000040221 | Functional | Others
16967 | Sms Hospital | Ventilator | Model Not Available | 120610121081AIV | Functional | Others
16968 | Harsolav Phc | Suction Machine | Model Not Available | 2000030133 | Functional | Others
16969 | Sms Hospital | Ventilator | Model Not Available | 3000086445 | Functional | Others
16970 | Maharana Bhopal Govt Hospital Medical Collage | Defibrillator | MODEL NOT AVAILABLE | 3000040444 | Functional | Others
16971 | Jasnagar Phc | Centrifuge Machine ( 12 Tube ) | Model Not Available | 2000036461 | Functional | Others
16972 | Sms Hospital | Ventilator | Model Not Available | 3000086447 | Functional | Others
16973 | Sms Hospital | Ventilator | Model Not Available | 120910361081AIV | Functional | Others
16974 | Gandhlisar Phc | Binocular Microscope | Model Not Available | 2000030584 | Functional | Others
16975 | Sms Hospital | Ventilator | Model Not Available | 3000086448 | Functional | Others
16976 | Jasnagar Phc | Binocular Microscope | Model Not Available | 2000036464 | Functional | Others
16977 | Jasnagar Phc | Binocular Microscope | Model Not Available | 2000036465 | Functional | Others
16978 | Sms Hospital | Fetal Monitor | MODEL NOT AVAILABLE | A1050743 | Functional | Larsen And Tourbo Ltd
16979 | Harsolav Phc | Labour Table | Model Not Available | 2000030135 | Functional | Others
16980 | Sadar Hospital Dholpur Dh | BLOOD DONOR COUCH | MODEL NOT AVAILABLE | ZBOT04733 | Functional | Others
16981 | Sms Hospital | Ventilator | Model Not Available | 3000086450 | Functional | Others
16982 | Jasnagar Phc | Baby Weighing Machine | Model Not Available | 2000030265 | Functional | Others
16983 | Kalwar Phc | Weighing Machine | MODEL NOT AVAILABLE | 2000036005 | Functional | Others
16984 | Harsolav Phc | Ice lined refrigerator | Model Not Available | 2000030109 | Functional | Others
16985 | Sms Hospital | Fetal Monitor | MODEL NOT AVAILABLE | A1050744 | Functional | Larsen And Tourbo Ltd
16986 | Sms Hospital | Intensive Care Bed | Janak | 3000086451 | Functional | Others
16987 | Sms Hospital | Intensive Care Bed | Janak | 3000086452 | Functional | Others
16988 | Sms Hospital | Bone Drill System | Model Not Available | 1974 | Functional | Others
16989 | Kotkhawda Phc | Baby Weighing Machine | Model Not Available | 3000230764 | Functional | Others
16990 | Gawardi Phc | Binocular Microscope | Model Not Available | 76146 | Functional | Alco Medical Microscopes
16991 | Sms Hospital | Syringe Infusion Pump | Model not available | 3000086458 | Functional | Others
16992 | Harsolav Phc | Syringe Needle Destroyer | Microsil - ND350 | 5872 | Functional | Others
16993 | Hingoniya Phc Jaipur | Syringe Needle Destroyer | Nulife - Dots | 3000089607 | Functional | Others
16994 | Salawas Chc | Phototherepy Unit | MODEL NOT AVAILABLE | 3000049856 | Functional | Others
16995 | Bhagwatgarh Phc | Syringe Needle Destroyer | Model not available | 200020006 | Functional | Cmho Supply
16996 | Chiksana Phc | Syringe Needle Destroyer | Model not available | 20000033402 | Functional | Others
16997 | Chiksana Phc | Hemoglobin meter | Model Not Available | 2000003400 | Non Functional Not Repairable | Others
16998 | Mandrayal Chc | Centrifuge Machine ( 6 Tube ) | CP 3164 | 3000138485 | Non Functional Repairable | Others
16999 | Dhava Phc | Freezes | MODEL NOT AVAILABLE | 3000049900 | Functional | Others
17000 | Sms Hospital | Plasma low HB Photometer | Model Not Available | 3000086305 | Functional | Hemocue India
17001 | Baler Phc | Autoclave | Model not available | 2000020382 | Functional | Cmho Supply
17002 | Dhava Phc | Radiant Heat Warmer | Model Not Available | 3000049904 | Functional | Others
17003 | Dhava Phc | Radiant Heat Warmer | Model Not Available | 3000049905 | Functional | Others
17004 | Dispensary Malviya Nagar Sec 3 City | Binocular Microscope | Labomed - Vision 2000 | 3994 | Functional | Labomed
17005 | Dispensary Murlipura City | Radiant Heat Warmer | Model Not Available | 2000024787 | Functional | Others
17006 | Chc Sambhar | Blood Bank Refrigerator | JAR -31 | 3000089253 | Functional | Others
17007 | Dudu Chc | Hydraulic Operation Table | MODEL NOT AVAILABLE | 2000024945 | Functional | Others
17008 | Chiksana Phc | SPHYGMOMANOMETER(BP APPRATUS) | MODEL NOT AVAILABLE | 2000003378 | Functional | Others
17009 | Bhabru Phc | ESR Stand | Model not available | 2000022410 | Functional | Others
17010 | Dudu Chc | Glucometer | Model not available | A103206K06 | Functional | Others
17011 | Bhabru Phc | Monocular Microscope | Model not available | 870076 | Functional | Cmho Supply
17012 | Chc Sambhar | Autoclave | Model not available | 3000089290 | Functional | Others
17013 | Sms Hospital | Blood Component Separator | CompoMat G5 | SCPT1321 | Functional | Fresenius Kabi India Pvt Limited
17014 | Jhanwar Chc | Centrifuge Machine ( 4 Tube ) | REMI - C852 | DGLC-5530 | Functional | Others
17015 | Khejdlikalaan Phc | Freezes | MODEL NOT AVAILABLE | 3000049976 | Functional | Others
17016 | Gujar Baroda Phc | Freezes | MODEL NOT AVAILABLE | 3000084183 | Functional | Others
17017 | Bhabru Phc | Blood Bank Refrigerator | Model not available | 2000022416 | Functional | Vestfrost Solutions
17018 | Samraoun Phc | Syringe Needle Destroyer | Model not available | 2000032874 | Functional | Others
17019 | Sms Hospital | Multi-Para Monitor | Star 50 ( L and T ) | 3000086410 | Functional | Others
17020 | Sms Hospital | Fetal Monitor | MODEL NOT AVAILABLE | 242 | Functional | Others
17021 | Sms Hospital | Hydraulic Operation Table | MODEL NOT AVAILABLE | 3000086412 | Functional | Others
17022 | Shahpura Chc | Defibrillator | MODEL NOT AVAILABLE | 309D152 | Functional | Rhsdp Supply
17023 | Jasnagar Phc | Syringe Needle Destroyer | Microsil ND 20 | 2000036419 | Functional | Linco Scientific Instruments And Chemicals (P) Ltd
17024 | Shahpura Chc | Multi-Para Monitor | INNOAVA | CI0608K97 | Functional | Rhsdp Supply
17025 | Kothun Phc | SPHYGMOMANOMETER(BP APPRATUS) | MODEL NOT AVAILABLE | 98119137 | Functional | Others
17026 | Sevar Phc | Fetal Monitor | MODEL NOT AVAILABLE | 2000003528 | Functional | Others
17027 | Sms Hospital | Syringe Infusion Pump | Allied - Syrn 200 | SYRN2014040330 | Functional | Others
17028 | Kathoti Phc | Incubator | MODEL NOT AVAILABLE | 2000030371 | Functional | Others
17029 | Sms Hospital | Ventilator | Model Not Available | 7933 | Functional | Hamilton Medical
17030 | Jk Lone Hospital Jaipur | Syringe Infusion Pump | SIMTEK - Infutek 405 | 3000230327 | Functional | Simtek Medico Systems Pvt Ltd
17031 | Kathoti Phc | Hemoglobin meter | Model Not Available | 2000030375 | Functional | Others
17032 | Sms Hospital | Ventilator | Model Not Available | 7924 | Functional | Hamilton Medical
17033 | Chc Phulera | Spot Light ( Portable ) | Model Not Available | 3000089214 | Non Functional Repairable | Cmho Supply
17034 | Sms Hospital | Multi-Para Monitor | Model not available | A10S0672 | Functional | Others
17035 | Jakhera Phc | Blood Bank Refrigerator | Model not available | 2000030049 | Functional | Others
17036 | Kotkhawda Phc | Syringe Needle Destroyer | Model not available | 3000230791 | Functional | Others
17037 | Shahpura Chc | Suction Machine | Model Not Available | 2000025471 | Functional | Others
17038 | Sub District Hospital Gangapur City | Binocular Microscope | Model Not Available | 3000084083 | Functional | Others
17039 | Sms Hospital | Syringe Infusion Pump | Model not available | 2014020061 | Functional | Others
17040 | Kotkhawda Phc | Syringe Needle Destroyer | Model not available | 3000230795 | Functional | Others
17041 | Jk Lone Hospital Jaipur | Syringe Infusion Pump | JAZ-1800C | 13051130Z | Functional | Others
17042 | Jakhera Phc | Incubator | Model Not Available | 3000120174 | Non Functional Repairable | Others
17043 | Dispensary Secretariat City | Hemoglobin meter | Model Not Available | 3000120177 | Non Functional Repairable | Others
17044 | Kotkhawda Phc | Instrument Sterilizer | Model Not Available | 3000230789 | Functional | Others
17045 | Maharana Bhopal Govt Hospital Medical Collage | Pulse Oxymeter | Model Not Available | 3000040246 | Functional | Others
17046 | Maharana Bhopal Govt Hospital Medical Collage | Pulse Oxymeter | Model Not Available | 3000040249 | Functional | Others
17047 | Maharana Bhopal Govt Hospital Medical Collage | Pulse Oxymeter | Model Not Available | 3000040252 | Functional | Others
17048 | Maharana Bhopal Govt Hospital Medical Collage | Pulse Oxymeter | Model Not Available | 3000040232 | Functional | Others
17049 | Maharana Bhopal Govt Hospital Medical Collage | Pulse Oxymeter | Model Not Available | 3000040234 | Functional | Others
17050 | Maharana Bhopal Govt Hospital Medical Collage | Pulse Oxymeter | Model Not Available | 3000040236 | Functional | Others
17051 | Maharana Bhopal Govt Hospital Medical Collage | Pulse Oxymeter | Model Not Available | 3000040225 | Functional | Others
17052 | Mandawar Chc | Semi Automated Chemistry Analyzer | Model not Available | 3000081607 | Functional | Cpc Diagnostics Pvt Ltd
17053 | Isharda Phc | Syringe Needle Destroyer | Microsil - ND350 | 3000084003 | Functional | Cmho Supply
17054 | Samraoun Phc | Freezes | MODEL NOT AVAILABLE | 2000032883 | Functional | Others
17055 | Dispensary Session Court City | Centrifuge Machine ( 4 Tube ) | Model not available | 20000024248 | Functional | Others
17056 | Sirsi Phc | Syringe Needle Destroyer | Nulife - Dots | 713839 | Functional | Others
17057 | Maharana Bhopal Govt Hospital Medical Collage | Syringe Needle Destroyer | Model not available | 3000040267 | Functional | Others
17058 | Awar Phc | SPHYGMOMANOMETER(BP APPRATUS) | MODEL NOT AVAILABLE | 2000003429 | Functional | Others
17059 | Sirsi Phc | Suction Machine | Model Not Available | 2000024437 | Functional | Others
17060 | Kaliyasar Phc | Syringe Needle Destroyer | Model not available | 2000019427 | Functional | Others
17061 | Awar Phc | Instrument Sterilizer | Model Not Available | 2000003427 | Functional | Others
17062 | Tunga Chc | Blood Bank Refrigerator | Model not available | 91010596 | Functional | Vestfrost Solutions
17063 | Sirsi Phc | Radiant Heat Warmer | Model not available | 2000031369 | Functional | Bhasin Sons Private Limited
17064 | Kaliyasar Phc | Syringe Needle Destroyer | Model not available | 2000019414 | Functional | Others
17065 | Sirsi Phc | Fetal Doppler | MODEL NOT AVAILABLE | 2000024446 | Functional | Cmho Supply
17066 | Dispensary Durgapura City | Weighing Machine | MODEL NOT AVAILABLE | 2000024490 | Functional | Others
17067 | Dispensary Durgapura City | Baby Weighing Machine | Model Not Available | 2000024491 | Functional | Others
17068 | Bhankrota Phc | Monocular Microscope | Model not available | 20000024407 | Non Functional Not Repairable | Others
17069 | Deh Phc | Baby Weighing Machine | Model Not Available | 2000036529 | Functional | Others
17070 | Dispensary Durgapura City | Binocular Microscope | Model Not Available | 2000024494 | Functional | Others
17071 | Harsolav Phc | Blood Bank Refrigerator | Model not available | 2000030115 | Functional | Others
17072 | Kotkhawda Phc | Syringe Needle Destroyer | Microsil ND 20 | 3000230770 | Functional | Others
17073 | Khyaliwala Phc | Radiant Heat Warmer | Model Not Available | 2000036659 | Functional | Zeal Medical Pvt Ltd
17074 | Harsolav Phc | Centrifuge Machine ( 8 Tube) | Model Not Available | 2000030116 | Functional | Others
17075 | Jk Lone Hospital Jaipur | Radiant Heat Warmer | Model Not Available | 3000222244 | Functional | Others
17076 | Jk Lone Hospital Jaipur | Radiant Heat Warmer | Model Not Available | 3000222245 | Functional | Others
17077 | Khyaliwala Phc | Ice lined refrigerator | Model Not Available | 2000036667 | Functional | Haier Appliances India Pvt
17078 | Gawardi Phc | Syringe Needle Destroyer | Model not available | 2000036355 | Functional | Others
17079 | Harsolav Phc | Hemoglobin meter | Model Not Available | 2000030121 | Functional | Others
17080 | Harsolav Phc | Glucometer | Model not available | 2000030122 | Functional | Others
17081 | Kotkhawda Phc | Blood Bank Refrigerator | Model not available | 3000230773 | Functional | Others
17082 | Kotkhawda Phc | Weighing Machine | MODEL NOT AVAILABLE | 3000230774 | Functional | Others
17083 | Gawardi Phc | Radiant Heat Warmer | Model Not Available | 2000036358 | Functional | Others
17084 | Fatehpur Phc | STABILIZER | MODEL NOT AVAILABLE | 2000031746 | Functional | Others
17085 | Harsolav Phc | Baby Weighing Machine | Model Not Available | 2000030125 | Functional | Others
17086 | Kotkhawda Phc | Centrifuge Machine ( 6 Tube ) | CP 3164 | 3000230777 | Functional | Others
17087 | Jk Lone Hospital Jaipur | Phototherepy Unit | MODEL NOT AVAILABLE | 3000222267 | Functional | Others
17088 | Guda Bhagwandas Phc | Labour Table | Model Not Available | 2000028964 | Functional | Others
17089 | Harsolav Phc | Weighing Machine | MODEL NOT AVAILABLE | 2000030127 | Functional | Others
17090 | Harsolav Phc | Autoclave | Model not available | 93360 | Functional | Others
17091 | Harsolav Phc | Syringe Needle Destroyer | Nulife - Dots | 2000030129 | Functional | Others
17092 | Dhanapa Phc | Hemoglobin meter | Model Not Available | 2000026276 | Functional | Others
17093 | Bhakrod Phc | SPHYGMOMANOMETER(BP APPRATUS) | MODEL NOT AVAILABLE | 2000036887 | Functional | Others
17094 | Sms Hospital | Fetal Monitor | MODEL NOT AVAILABLE | 686 | Functional | Larsen And Tourbo Ltd
17095 | Guda Bhagwandas Phc | Blood Bank Refrigerator | Model not available | 2000028962 | Functional | Others
17096 | Harsolav Phc | Baby Weighing Machine | Model Not Available | 2000030131 | Functional | Others
17097 | Paprera Phc | Labour Table | Model Not Available | 2000003448 | Functional | Others
17098 | Dudu Chc | Hemoglobin meter | HB 301 | 1842813129 | Functional | Hemocue India
17099 | Dudu Chc | Single Puncture Laparoscope with Console Unit | 26034AAV | 720501 | Functional | Others
17100 | Tiwari Phc | Binocular Microscope | Model Not Available | 3000049638 | Functional | Others
17101 | Bhabru Phc | Syringe Needle Destroyer | Nulife - Dots | 2000022423 | Functional | Others
17102 | Dudu Chc | Double Puncture Laparoscope with Console Unit | Model Not Available | 24877 | Functional | Others
17103 | Gathwari Phc | ECG Machine (Single Channel) | Model Not Available | 2000022764 | Functional | Others
17104 | Mathaniya Chc | Phototherepy Unit | Fenam, Bilitron Sky 5006 | 3000049607 | Functional | Others
17105 | Bichoon Chc | Centrifuge Machine ( 8 Tube) | MODEL NOT AVAILABLE | 269612 | Non Functional Not Repairable | Others
17106 | Gathwari Phc | FOOT OPERATED SUCTION MACHINE | SU-101 | 2000022769 | Functional | Others
17107 | Jhanwar Chc | ECG Machine (Six Channel ) | BPL - Cardiart 8408 | C613279 | Functional | Others
17108 | Gathwari Phc | Radiant Heat Warmer | Model Not Available | 2000022765 | Functional | Others
17109 | Gathwari Phc | Radiant Heat Warmer | Zeal - RHW 2101A | 2000022766 | Functional | Others
17110 | Tunga Chc | Syringe Needle Destroyer | Model not available | 3000087207 | Functional | Cmho Supply
17111 | Mandawar Chc | Radiant Heat Warmer | Model Not Available | 7792952627 | Functional | Zeal Medical Pvt Ltd
17112 | 5 Tb Clinic Dholpur | Syringe Needle Destroyer | Model not available | 29259 | Functional | Others
17113 | Dudu Chc | SPHYGMOMANOMETER(BP APPRATUS) | MODEL NOT AVAILABLE | 2000024966 | Functional | Others
17114 | Samraoun Phc | SPHYGMOMANOMETER(BP APPRATUS) | MODEL NOT AVAILABLE | 2000032878 | Functional | Others
17115 | Tunga Chc | Syringe Needle Destroyer | Model not available | 3751 | Functional | Cmho Supply
17116 | Tunga Chc | Syringe Needle Destroyer | Microsil - ND350 | 4731 | Functional | Cmho Supply
17117 | Tunga Chc | Syringe Needle Destroyer | Microsil - ND350 | 8068 | Functional | Cmho Supply
17118 | Dudu Chc | Syringe Infusion Pump | SIMTEK - Infutek 405 | 12c1455513 | Functional | Others
17119 | Jakhan Phc | Centrifuge Machine ( 12 Tube ) | Model Not Available | 3000049688 | Functional | Others
17120 | Tunga Chc | Spot Light ( Portable ) | Model Not Available | 3000087214 | Non Functional Repairable | Others
17121 | Sirsi Phc | Centrifuge Machine ( 8 Tube) | Model Not Available | 2000024427 | Functional | Others
17122 | Dudu Chc | Syringe Infusion Pump | SIMTEK - Infutek 405 | 2000024968 | Functional | Others
17123 | Sms Hospital | Syringe Infusion Pump | SIMTEK - Infutek 405 | 0801104SST12 | Functional | Simtek Medico Systems Pvt Ltd
17124 | Jakhera Phc | Centrifuge Machine ( 8 Tube) | REMI - R303 | 2000030054 | Functional | Others
17125 | Jk Lone Hospital Jaipur | Pulse Oxymeter | Comet - P (L and T) | 3000230438 | Functional | Larsen And Tourbo Ltd
17126 | Sub District Hospital Gangapur City | SPHYGMOMANOMETER(BP APPRATUS) | MODEL NOT AVAILABLE | 3000084080 | Functional | Others
17127 | Jk Lone Hospital Jaipur | ECG Machine (Twelve Channel ) | Cardiotouch Bionet 3000 | T200300063 | Functional | Bionet Co Ltd
17128 | Kitalsar Phc | Incubator | MODEL NOT AVAILABLE | 2000028752 | Functional | Others
17129 | Sms Hospital | Ventilator | Model Not Available | 3000086436 | Functional | Others
17130 | Sub District Hospital Gangapur City | Syringe Needle Destroyer | Model not available | 3000084081 | Functional | Others
17131 | Sms Hospital | Pulse Oxymeter | Model Not Available | 3000139129 | Functional | Others
17132 | Sms Hospital | Pulse Oxymeter | Model Not Available | 3000139131 | Functional | Others
17133 | Kotkhawda Phc | Radiant Heat Warmer | Zeal - RHW 2101A | 9131958 | Functional | Others
17134 | Harsolav Phc | Binocular Microscope | Model Not Available | 28131 | Functional | Others
17135 | Harsolav Phc | Instrument Sterilizer | Model Not Available | 98J331 | Functional | Others
17136 | Guda Bhagwandas Phc | SPHYGMOMANOMETER(BP APPRATUS) | MODEL NOT AVAILABLE | 2000028964 | Functional | Others
17137 | Harsolav Phc | Weighing Machine | MODEL NOT AVAILABLE | 2000030126 | Functional | Others
17138 | Guda Bhagwandas Phc | Weighing Machine | MODEL NOT AVAILABLE | 287037 | Functional | Others
17139 | Ghatwa Phc | Centrifuge Machine ( 8 Tube) | Model Not Available | 2000028086 | Functional | Others
17140 | Sms Hospital | Ventilator | Model Not Available | 120510071081 | Functional | Others
17141 | Ghatwa Phc | SPHYGMOMANOMETER(BP APPRATUS) | MODEL NOT AVAILABLE | 2000028106 | Functional | Others
17142 | Ghatwa Phc | SPHYGMOMANOMETER(BP APPRATUS) | MODEL NOT AVAILABLE | 2000028109 | Functional | Others
17143 | Fatehpur Phc | Weighing Machine | MODEL NOT AVAILABLE | 2000031750 | Functional | Others
17144 | Ghatwa Phc | O.T. Light Single Dome | MODEL NOT AVAILABLE | 2000028101 | Functional | Others
17145 | Lawadar Phc | Suction Machine | Model Not Available | 3000088423 | Functional | Others
17146 | Toda Phc | Blood Bank Refrigerator | Model not available | 2000031504 | Functional | Others
17147 | Ranoli Phc | Binocular Microscope | Model Not Available | 3000088442 | Functional | Others
17148 | Dhanapa Phc | Baby Weighing Machine | Crown | 2000036280 | Functional | Surgicoin Medequip Pvt Ltd
17149 | Hingoniya Phc Jaipur | Glucometer | BG-03 | 300089595 | Functional | Omron Health Care
17150 | Baler Phc | Ice lined refrigerator | MF - 144 | 20013704331 | Functional | Cmho Supply
17151 | Baler Phc | Instrument Sterilizer | MODEL NOT AVAILABLE | 3000056231 | Functional | Others
17152 | Dudu Chc | X-Ray Viewer Box | Model Not Available | 2000024931 | Functional | Others
17153 | Hingoniya Phc Jaipur | Spot Light ( Portable ) | Model Not Available | 3000089603 | Functional | Cmho Supply
17154 | Hingoniya Phc Jaipur | Baby Weighing Machine | Model Not Available | 3000089604 | Functional | Others
17155 | Baler Phc | Autoclave | Model not available | 2000020394 | Functional | Cmho Supply
17156 | Deh Phc | SPHYGMOMANOMETER(BP APPRATUS) | MODEL NOT AVAILABLE | 2000036535 | Functional | Others
17157 | Deh Phc | Instrument Sterilizer | Model Not Available | 2000036534 | Functional | Others
17158 | Deh Phc | Syringe Needle Destroyer | Model not available | 2000036533 | Functional | Others
17159 | Badu Phc | Ice lined refrigerator | MK - 142 | 25266270 | Functional | Others
17160 | Sirsi Phc | Autoclave | Model not available | 2000024444 | Functional | Others
17161 | Maharana Bhopal Govt Hospital Medical Collage | Pulse Oxymeter | Comet - P (L and T) | 3000040737 | Functional | Others
17162 | Deh Phc | Freezes | MODEL NOT AVAILABLE | 2000036538 | Functional | Others
17163 | Maharana Bhopal Govt Hospital Medical Collage | Anesthesia Machine | MODEL NOT AVAILABLE | 3000040432 | Functional | Others
17164 | Deh Phc | Nebulizer | MODEL NOT AVAILABLE | 2000036617 | Functional | Others
17165 | Deh Phc | Freezes | MODEL NOT AVAILABLE | 2000036617 | Functional | Others
17166 | Deh Phc | Binocular Microscope | Model Not Available | 2000036612 | Functional | Others
17167 | Sms Hospital | Ventilator | Model Not Available | MG130137 | Functional | Others
17168 | Sms Hospital | Suction Machine | Model Not Available | 3000086359 | Functional | Others
17169 | Tunga Chc | Syringe Needle Destroyer | Model not available | 1950983 | Functional | Others
17170 | Chc Sambhar | Syringe Needle Destroyer | Microsil - ND350 | 4622 | Functional | Rhsdp Supply
17171 | Tunga Chc | SPHYGMOMANOMETER(BP APPRATUS) | MODEL NOT AVAILABLE | 98132285 | Functional | Suprime Enterprises
17172 | Kumari Phc | Labour Table | Model Not Available | 2000030546 | Functional | Others
17173 | Sms Hospital | ECG Monitor | Model not available | 3000086499 | Functional | Edan Smart
17174 | Sms Hospital | Intensive Care Bed | Janak | 3000096361 | Functional | Others
17175 | Dhanapa Phc | Glucometer | Model not available | 2000036277 | Functional | Others
17176 | Harsolav Phc | Instrument Sterilizer | Model Not Available | 2000030132 | Functional | Others
17177 | Fatehpur Phc | Suction Machine | Model Not Available | 2000031755 | Functional | Others
17178 | Fatehpur Phc | Suction Machine | Osmium | 2000031754 | Functional | Others
17179 | Sms Hospital | Perforator | Model Not Available | 3000087780 | Functional | Manman Manufacturing Company Private Limited
17180 | Sms Hospital | Perforator | Model Not Available | 3000087781 | Non Functional Repairable | Manman Manufacturing Company Private Limited
17181 | Ghatwa Phc | Centrifuge Machine ( 4 Tube ) | Model not available | 2000028086 | Functional | Others
17182 | Fatehpur Phc | Weighing Machine | MODEL NOT AVAILABLE | 2000031753 | Functional | Crown Digital Scales Inc
17183 | Bhakrod Phc | Suction Machine | Model Not Available | 2000036881 | Functional | Others
17184 | Fatehpur Phc | O.T. Light Single Dome | MODEL NOT AVAILABLE | 2000031752 | Functional | Others
17185 | Ghatwa Phc | Syringe Needle Destroyer | Model not available | 2000028090 | Functional | Others
17186 | Ghatwa Phc | Syringe Needle Destroyer | Model not available | 2000028095 | Functional | Others
17187 | Ghatwa Phc | Syringe Needle Destroyer | Model not available | 2000028098 | Functional | Others
17188 | Ghatwa Phc | Syringe Needle Destroyer | Model not available | 2000028055 | Functional | Others
17189 | Ghatwa Phc | Freezes | MODEL NOT AVAILABLE | 2000028088 | Functional | Others
17190 | Ghatwa Phc | Freezes | MODEL NOT AVAILABLE | 2000028094 | Functional | Others
17191 | Ghatwa Phc | Freezes | MODEL NOT AVAILABLE | 2000028102 | Functional | Others
17192 | Ghatwa Phc | Freezes | MODEL NOT AVAILABLE | 2000028105 | Functional | Others
17193 | Bhakrod Phc | Freezes | MODEL NOT AVAILABLE | 2000036895 | Functional | Others
17194 | Ghatwa Phc | Suction Machine | Model Not Available | 2000028100 | Functional | Others
17195 | Bhakrod Phc | Autoclave | Model not available | 2000036898 | Functional | Others
17196 | Ghatwa Phc | Hemoglobin meter | Model Not Available | 2000028092 | Functional | Others
17197 | Jajod Chc | Binocular Microscope | PZB 22 | 2000029391 | Functional | Others
17198 | Toda Phc | Ice lined refrigerator | Model Not Available | 25000286 | Functional | Others
17199 | Toda Phc | Radiant Heat Warmer | Model Not Available | 2000031506 | Functional | Others
17200 | Mangluna Phc | Binocular Microscope | Model Not Available | 2000023404 | Functional | Others
17201 | Viratnagar Chc | Syringe Needle Destroyer | Nulife - Dots | 2000022522 | Functional | Others
17202 | Hingoniya Phc Jaipur | Freezes | HRD-2055CMDGCC | 3000089630 | Functional | Others
17203 | Baroli Phc | Syringe Needle Destroyer | Model not available | 2000003296 | Functional | Others
17204 | Jhanwar Chc | Radiant Heat Warmer | Meditrin - Heat Warmer | 3000049881 | Functional | Others
17205 | Masalpur Chc | Blood Cell Counter - 3 part | Model not available | 3000138535 | Functional | Cmho Supply
17206 | Chc Sambhar | Instrument Sterilizer | Model Not Available | 3000089269 | Functional | Cmho Supply
17207 | Satlana Phc | Monocular Microscope | Model not available | 3000049961 | Functional | Others
17208 | Cherai Phc | Binocular Microscope | Model Not Available | 2000034995 | Functional | Others
17209 | Jakhan Phc | Blood Bank Refrigerator | Model not available | 3000049690 | Functional | Others
17210 | Gathwari Phc | Fetal Doppler | MODEL NOT AVAILABLE | 2000022770 | Functional | Others
17211 | Samraoun Phc | Radiant Heat Warmer | Zeal - RHW 2101A | 2000032879 | Functional | Others
17212 | Ishroda Phc | Syringe Needle Destroyer | Model not available | 3000084003 | Functional | Cmho Supply
17213 | Dudu Chc | Syringe Needle Destroyer | Model not available | 2000024872 | Functional | Others
17214 | Tunga Chc | Binocular Microscope | Model Not Available | 3000087215 | Non Functional Repairable | Cmho Supply
17215 | Pandit Ji Ki Dhani Phc | Blood Bank Refrigerator | Model not available | 3000054196 | Functional | Others
17216 | Gathwari Phc | Syringe Needle Destroyer | Model not available | 378809-10 | Functional | Others
17217 | Maharana Bhopal Govt Hospital Medical Collage | Syringe Infusion Pump | Model not available | 3000197997 | Functional | Others
17218 | Maharana Bhopal Govt Hospital Medical Collage | Syringe Infusion Pump | Model not available | 3000040250 | Functional | Others
17219 | Maharana Bhopal Govt Hospital Medical Collage | Syringe Infusion Pump | Model not available | 3000040242 | Functional | Others
17220 | Maharana Bhopal Govt Hospital Medical Collage | Syringe Infusion Pump | Model not available | 3000040244 | Functional | Others
17221 | Maharana Bhopal Govt Hospital Medical Collage | Syringe Infusion Pump | Model not available | 3000040233 | Functional | Others
17222 | Maharana Bhopal Govt Hospital Medical Collage | Syringe Infusion Pump | Model not available | 3000040235 | Functional | Others
17223 | Maharana Bhopal Govt Hospital Medical Collage | Syringe Infusion Pump | Model not available | 3000040238 | Functional | Others
17224 | Maharana Bhopal Govt Hospital Medical Collage | Syringe Infusion Pump | Model not available | 3000040256 | Functional | Others
17225 | Maharana Bhopal Govt Hospital Medical Collage | Syringe Infusion Pump | Model not available | 3000040257 | Functional | Others
17226 | Dudu Chc | Freezes | MODEL NOT AVAILABLE | C00338K | Functional | Others
17227 | Mangluna Phc | Monocular Microscope | Model not available | 2000029408 | Functional | Others
17228 | Toda Phc | Syringe Needle Destroyer | Model not available | 2000031502 | Functional | Others
17229 | Mangluna Phc | Baby Weighing Machine | Model Not Available | 2000029864 | Functional | Others
17230 | Mangluna Phc | Baby Weighing Machine | Model Not Available | 2000029865 | Functional | Others
17231 | Mangluna Phc | Baby Weighing Machine | Model Not Available | 2000029866 | Functional | Others
17232 | Mangluna Phc | Baby Weighing Machine | Model Not Available | 2000029867 | Functional | Others
17233 | Mangluna Phc | Baby Weighing Machine | Model Not Available | 2000029868 | Functional | Others
17234 | Dhabawali Phc | SPHYGMOMANOMETER(BP APPRATUS) | MODEL NOT AVAILABLE | 2000029151 | Functional | Ajay Optical India
17235 | Mahatma Ghandhi Hospital Jodhpur | O.T. Light Single Dome | MODEL NOT AVAILABLE | 3000117350 | Functional | Others
17236 | Raipur Jagir Phc | Syringe Needle Destroyer | Model not available | 2000031472 | Functional | Others
17237 | Mangluna Phc | Syringe Needle Destroyer | Model not available | 2000029419 | Functional | Others
17238 | Mangluna Phc | Syringe Needle Destroyer | Model Not Available | 3000141375 | Functional | Crown Digital Scales Inc
17239 | Mangluna Phc | Syringe Needle Destroyer | Model not available | 2000029424 | Functional | Others
17240 | Sms Hospital | Spot Light ( Portable ) | Model Not Available | 301015 | Functional | Others
17241 | Dhabawali Phc | Glucometer | BG-03 | 2000029146 | Functional | Morepen Laboratories Ltd
17242 | Raipur Jagir Phc | Nebulizer | MODEL NOT AVAILABLE | 2000031474 | Functional | Others
17243 | Raipur Jagir Phc | Autoclave | Model not available | 2000031475 | Functional | Others
17244 | Rasidpura Phc | Syringe Needle Destroyer | Model not available | 2000029614 | Functional | Others
17245 | Rasidpura Phc | Syringe Needle Destroyer | Allied | 3000121324 | Functional | Others
17246 | Rasidpura Phc | Syringe Needle Destroyer | Model not available | 2000029623 | Functional | Others
17247 | Rasidpura Phc | Syringe Needle Destroyer | Model not available | 2000029624 | Functional | Others
17248 | Nagwa Phc | Binocular Microscope | PZB 22 | 2000029539 | Functional | Others
17249 | Nagwa Phc | Binocular Microscope | PZB 22 | 2000029541 | Functional | Others
17250 | Sms Hospital | Suction Machine | Model Not Available | 3000086193 | Functional | Others
17251 | Sms Hospital | Multi-Para Monitor | Model not available | A10500725 | Functional | Others
17252 | Sms Hospital | FOGGING MACHINE | MODEL NOT AVAILABLE | 3000086194 | Functional | Mrk Healthcare Pvt Ltd Delhi
17253 | Dangawas Phc | Nebulizer | MODEL NOT AVAILABLE | 721812 | Functional | Omron Health Care
17254 | Mandrayal Chc | Radiant Heat Warmer | Meditrin - Heat Warmer | 3000138505 | Functional | Others
17255 | Mandrayal Chc | Ventilator | Model Not Available | 3000138506 | Functional | Others
17256 | Luni Chc | Suction Machine | Model Not Available | 3000120131 | Functional | Others
17257 | Maharana Bhopal Govt Hospital Medical Collage | Syringe Infusion Pump | Model not available | 3000043801 | Functional | Others
17258 | Maharana Bhopal Govt Hospital Medical Collage | Syringe Infusion Pump | Model not available | 3000043746 | Functional | Others
17259 | Maharana Bhopal Govt Hospital Medical Collage | Syringe Infusion Pump | Model not available | 3000043747 | Functional | Others
17260 | Maharana Bhopal Govt Hospital Medical Collage | Syringe Infusion Pump | Model not available | 3000044359 | Functional | Others
17261 | Maharana Bhopal Govt Hospital Medical Collage | Syringe Infusion Pump | Model not available | 3000044363 | Functional | Others
17262 | Maharana Bhopal Govt Hospital Medical Collage | Syringe Infusion Pump | Model not available | 3000043893 | Functional | Others
17263 | Maharana Bhopal Govt Hospital Medical Collage | Syringe Infusion Pump | Model not available | 3000043891 | Functional | Others
17264 | Viratnagar Chc | 100mA X-Ray Machine | Elpro - Stallion 100 Simplex Table | 95628 | Functional | Elpro (Ige) International Ltd
17265 | Satlana Phc | Syringe Needle Destroyer | Model not available | 3000054098 | Functional | Others
17266 | Jakhan Phc | Baby Weighing Machine | Model Not Available | 3000049680 | Functional | Others
17267 | Gathwari Phc | Labour Table | Model Not Available | 2000022767 | Functional | Others
17268 | 5 Tb Clinic Dholpur | Centrifuge Machine ( 8 Tube) | Model Not Available | 2000046991 | Functional | Others
17269 | Mathaniya Chc | Blood Mixer ( Roller Mixer ) | Model not available | 3000049624 | Functional | Others
17270 | 5 Tb Clinic Dholpur | Binocular Microscope | MLW Lab | 3000197989 | Functional | Others
17271 | 5 Tb Clinic Dholpur | Binocular Microscope | Labomed - Vision 2000 | 696 | Functional | Others
17272 | Pandit Ji Ki Dhani Phc | ECG Machine (Single Channel) | Medicaid - Cardio Fax | 3000049942 | Functional | Others
17273 | Maharana Bhopal Govt Hospital Medical Collage | Suction Machine | Model Not Available | 3000040213 | Not in use | Others
17274 | Maharana Bhopal Govt Hospital Medical Collage | Ventilator | Model Not Available | 24828 | Functional | Others
17275 | Maharana Bhopal Govt Hospital Medical Collage | Ventilator | Model Not Available | 25401 | Functional | Others
17276 | Maharana Bhopal Govt Hospital Medical Collage | Ventilator | Model Not Available | 24832 | Functional | Others
17277 | Maharana Bhopal Govt Hospital Medical Collage | Ventilator | Model Not Available | 25400 | Functional | Others
17278 | Maharana Bhopal Govt Hospital Medical Collage | Multi-Para Monitor | Model not available | 3000040430 | Functional | Others
17279 | Dhanapa Phc | Suction Machine | Model Not Available | 2000036279 | Functional | Surgicoin Medequip Pvt Ltd
17280 | Toda Phc | Instrument Sterilizer | Model Not Available | 2000031508 | Functional | Others
17281 | Pindwara Chc | Oxygen Concentrator | BPL - OG 4203 | 3000045565 | Functional | Bpl Medical Technologies
17282 | Mangluna Phc | SPHYGMOMANOMETER(BP APPRATUS) | MODEL NOT AVAILABLE | 2000029425 | Functional | Others
17283 | Mangluna Phc | SPHYGMOMANOMETER(BP APPRATUS) | MODEL NOT AVAILABLE | 2000029426 | Functional | Others
17284 | Mangluna Phc | SPHYGMOMANOMETER(BP APPRATUS) | MODEL NOT AVAILABLE | 2000029427 | Functional | Others
17285 | Mangluna Phc | SPHYGMOMANOMETER(BP APPRATUS) | MODEL NOT AVAILABLE | 2000029428 | Functional | Others
17286 | Mangluna Phc | SPHYGMOMANOMETER(BP APPRATUS) | MODEL NOT AVAILABLE | 2000029429 | Functional | Others
17287 | Dhanapa Phc | Labour Table | Model Not Available | 2000036282 | Functional | Others
17288 | Gahlod Phc | Centrifuge Machine ( 4 Tube ) | Model not available | 3000080160 | Functional | Others
17289 | Gahlod Phc | Glucometer | Model not available | 3000080162 | Functional | Others
17290 | Dhabawali Phc | FOOT OPERATED SUCTION MACHINE | MODEL NOT AVAILABLE | 2000029150 | Functional | Others
17291 | Deshnok Chc | Mobile ( Portable ) X-Ray Machine | Model not available | 2000030770 | Non Functional Not Repairable | Others
17292 | Toda Phc | Glucometer | Model not available | 2000031503 | Functional | Others
17293 | Toda Phc | Nebulizer | MODEL NOT AVAILABLE | 2000031510 | Functional | Others
17294 | Dhabawali Phc | SPHYGMOMANOMETER(BP APPRATUS) | MODEL NOT AVAILABLE | 2000029152 | Functional | Ajay Optical India
17295 | Mangluna Phc | Suction Machine | Model Not Available | 2000029414 | Functional | Others
17296 | Mangluna Phc | Suction Machine | Model Not Available | 2000029415 | Functional | Others
17297 | Raipur Jagir Phc | Glucometer | Model not available | 2000031470 | Functional | Others
17298 | Mangluna Phc | Ice lined refrigerator | Model Not Available | 2000029416 | Functional | Others
17299 | Mangluna Phc | Ice lined refrigerator | Model Not Available | 2000029418 | Functional | Others
17300 | Sms Hospital | Syringe Infusion Pump | Allied - Syrn 200 | ASSYRN2014040014 | Functional | Others
17301 | Gahlod Phc | Hemoglobin meter | Model Not Available | 3000080163 | Functional | Others
17302 | Raipur Jagir Phc | Syringe Needle Destroyer | Model not available | 2000031473 | Functional | Others
17303 | Raipur Jagir Phc | Instrument Sterilizer | Model Not Available | 2000031476 | Not in use | Others
17304 | Dhabawali Phc | Blood Bank Refrigerator | Model not available | BE04GE2600B2A590117 | Functional | Haier Appliances India Pvt
17305 | Mandawar Chc | 100mA X-Ray Machine | Siemens - Nanophos 100 | 3794324 | Non Functional Repairable | Siemens Limited
17306 | Kaliyasar Phc | Syringe Needle Destroyer | Model not available | 2000019417 | Functional | Others
17307 | Dispensary Session Court City | Semi Automated Chemistry Analyzer | 3300 | 33006872 | Functional | Awarness Technologies
17308 | Pandit Ji Ki Dhani Phc | Syringe Needle Destroyer | Model not available | 3000054197 | Functional | Others
17309 | Kaliyasar Phc | Glucometer | Model not available | 2000019419 | Functional | Others
17310 | Tunga Chc | Syringe Needle Destroyer | Model not available | 7240 | Functional | Others
17311 | Dudu Chc | Syringe Needle Destroyer | Model not available | 2000024876 | Functional | Others
17312 | Pandit Ji Ki Dhani Phc | Monocular Microscope | Model not available | 3000054198 | Functional | Others
17313 | Mathaniya Chc | Centrifuge Machine ( 4 Tube ) | Model not available | 3000049629 | Functional | Others
17314 | Mathaniya Chc | Centrifuge Machine ( 4 Tube ) | Model not available | 3000049628 | Functional | Others
17315 | Mathaniya Chc | Centrifuge Machine ( 4 Tube ) | Model not available | 3000049627 | Functional | Others
17316 | Tunga Chc | Syringe Needle Destroyer | Model not available | 3000087223 | Functional | Bhasin Sons Private Limited
17317 | Kaliyasar Phc | Binocular Microscope | Model Not Available | 2000019421 | Functional | Others
17318 | Maharana Bhopal Govt Hospital Medical Collage | Pulse Oxymeter | Model Not Available | 3000040229 | Functional | Others
17319 | Tunga Chc | Syringe Needle Destroyer | Microsil ND 20 | 3000087224 | Functional | Linco Scientific Instruments And Chemicals (P) Ltd
17320 | Dispensary Durgapura City | SPHYGMOMANOMETER(BP APPRATUS) | MODEL NOT AVAILABLE | 20150112686VGZ | Functional | Others
17321 | Paota Chc | Centrifuge Machine ( 4 Tube ) | Model not available | 2000022162 | Functional | Labline Equipments Pvt Ltd
17322 | Pandit Ji Ki Dhani Phc | Neubaurs Chamber | Model not available | 3000054200 | Functional | Others
17323 | Mandawar Chc | Blood Cell Counter - 3 part | Horiba - ABX Micros ES 60 | 3000081606 | Functional | Horiba India Pvt Ltd
17324 | Tunga Chc | Syringe Needle Destroyer | Model not available | 3000087226 | Functional | Others
17325 | Palli Phc | Centrifuge Machine ( 12 Tube ) | Model Not Available | 2000032889 | Functional | Others
17326 | Palli Phc | Centrifuge Machine ( 12 Tube ) | Model Not Available | 2000032890 | Functional | Others
17327 | Paota Chc | Hot Air Oven | Model not available | 2000022163 | Functional | Others
17328 | Samraoun Phc | Freezes | MODEL NOT AVAILABLE | 2000032885 | Functional | Others
17329 | Palli Phc | Binocular Microscope | Model Not Available | 2000032891 | Functional | Others
17330 | Palli Phc | Binocular Microscope | Model Not Available | 2000032898 | Functional | Others
17331 | Gahlod Phc | Syringe Needle Destroyer | Model not available | 3000080167 | Functional | Others
17332 | Nagal Phc | Hemoglobin meter | Model Not Available | 2000037015 | Functional | Others
17333 | Sms Hospital | Ventilator | Model Not Available | M6130141 | Functional | Others
17334 | Gahlod Phc | Syringe Needle Destroyer | Model not available | 3000080168 | Functional | Others
17335 | Rasidpura Phc | Freezes | MODEL NOT AVAILABLE | 2000029617 | Functional | Others
17336 | Fatehpur Phc | STABILIZER | MODEL NOT AVAILABLE | 2000031751 | Functional | Others
17337 | Sms Hospital | Ventilator | Model Not Available | M1630139 | Functional | Others
17338 | Nagal Phc | Monocular Microscope | Model not available | 9504196 | Functional | Others
17339 | Fatehpur Phc | Autoclave | Model not available | 2000031747 | Functional | Others
17340 | Sms Hospital | Intensive Care Bed | Janak | 1203 | Functional | Others
17341 | Nagal Phc | SPHYGMOMANOMETER(BP APPRATUS) | MODEL NOT AVAILABLE | 2000037021 | Functional | Others
17342 | Nagal Phc | SPHYGMOMANOMETER(BP APPRATUS) | MODEL NOT AVAILABLE | 2000037022 | Functional | Others
17343 | Nagwa Phc | Centrifuge Machine ( 4 Tube ) | Remi 4C | 2000029536 | Functional | Others
17344 | Tihawali Phc | Freezes | MODEL NOT AVAILABLE | 2000037451 | Functional | Others
17345 | Fatehpur Phc | Radiant Heat Warmer | Model Not Available | 2000031749 | Functional | Zeal Medical Pvt Ltd
17346 | Mahatma Ghandhi Hospital Jodhpur | FOGGING MACHINE | MODEL NOT AVAILABLE | FAI-SA(0)-1055 | Functional | Others
17347 | Nagwa Phc | Instrument Sterilizer | Model not Available | 3000056236 | Functional | Others
17348 | Sms Hospital | Intensive Care Bed | Janak | 80918 | Functional | Others
17349 | Nagwa Phc | Baby Weighing Machine | Model Not Available | 2000029545 | Functional | Others
17350 | Nagwa Phc | Baby Weighing Machine | Model Not Available | 2000029549 | Functional | Others
17351 | Tihawali Phc | Weighing Machine | MODEL NOT AVAILABLE | 2000037457 | Functional | Others
17352 | Sms Hospital | Ventilator | Model Not Available | BBU01488 | Functional | Others
17353 | Nagal Phc | Blood Bank Refrigerator | Model not available | 2000037029 | Functional | Others
17354 | Dujod Phc | SPHYGMOMANOMETER(BP APPRATUS) | MODEL NOT AVAILABLE | 2000029607 | Functional | Others
17355 | Dujod Phc | SPHYGMOMANOMETER(BP APPRATUS) | MODEL NOT AVAILABLE | 2000029608 | Functional | Others
17356 | Raipur Jagir Phc | Weighing Machine | MODEL NOT AVAILABLE | 2000037109 | Functional | Others
17357 | Dudu Chc | SPHYGMOMANOMETER(BP APPRATUS) | MODEL NOT AVAILABLE | 134712 | Functional | Cmho Supply
17358 | Isharda Phc | Syringe Needle Destroyer | Model not available | 3000084017 | Functional | Cmho Supply
17359 | Kumari Phc | Ice lined refrigerator | MK - 142 | 2000030550 | Functional | Others
17360 | Chc Sambhar | Pulse Oxymeter | Model Not Available | 3000089292 | Functional | Rhsdp Supply
17361 | Tunga Chc | Binocular Microscope | Labomed - Vision 2000 | 3000230800 | Functional | Labomed
17362 | Kumari Phc | Blood Bank Refrigerator | Model not available | 2000030551 | Functional | Haier Appliances India Pvt
17363 | Sms Hospital | ECG Monitor | Model not available | 3000086502 | Functional | Edan Smart
17364 | Tunga Chc | Centrifuge Machine ( 6 Tube ) | CP 3164 | 3000230802 | Functional | Deepak Enterprises
17365 | Liwali Phc | Ice lined refrigerator | Model Not Available | 3000084234 | Functional | Others
17366 | Isharda Phc | Instrument Sterilizer | Model Not Available | 3000084022 | Functional | Cmho Supply
17367 | Kumari Phc | Spot Light ( Portable ) | Model Not Available | 2000030563 | Functional | Others
17368 | Bagoth Phc | Glucometer | Model not available | 2000030003 | Functional | Others
17369 | Bagoth Phc | Glucometer | Model not available | 2000030004 | Functional | Others
17370 | Sms Hospital | Ventilator | Model Not Available | 3000086504 | Functional | Others
17371 | Besroli Phc | Suction Machine | Model Not Available | 2000028480 | Functional | Others
17372 | Baldu Phc | Weighing Machine | MODEL NOT AVAILABLE | 2000036724 | Functional | Others
17373 | Isharda Phc | Weighing Machine | MODEL NOT AVAILABLE | 3000084024 | Functional | Others
17374 | Banshi Pahadpur Chc | Hemoglobin meter | Model Not Available | 2000003705 | Functional | Others
17375 | Sms Hospital | ECG Monitor | Model not available | A1080717 | Functional | Others
17376 | Bagoth Phc | Autoclave | Model not available | 2000028708 | Functional | Others
17377 | Bagoth Phc | Autoclave | Model not available | 2000028709 | Functional | Others
17378 | Liwali Phc | SPHYGMOMANOMETER(BP APPRATUS) | MODEL NOT AVAILABLE | 3000084240 | Functional | Others
17379 | Banshi Pahadpur Chc | Glucometer | Model not available | 2000003706 | Functional | Others
17380 | Sms Hospital | Syringe Infusion Pump | JAZ-1800C | 30000506 | Functional | Others
17381 | Besroli Phc | Baby Weighing Machine | Model Not Available | 2000028483 | Functional | Others
17382 | Jakhali Phc | Syringe Needle Destroyer | Model not available | 2000036012 | Functional | Others
17383 | Dhabawali Phc | Ice lined refrigerator | Model Not Available | BE07F4E0900B2A6C0079 | Functional | Haier Appliances India Pvt
17384 | Bhudoli Phc | Monocular Microscope | Model not available | 2000031349 | Non Functional Repairable | Olympus Diagnostic Systems
17385 | Tihawali Phc | Binocular Microscope | Model Not Available | 2000037442 | Functional | Others
17386 | Gahlod Phc | Autoclave | Model not available | 3000080166 | Functional | Others
17387 | Sms Hospital | Multi-Para Monitor | Model not available | A10S0710 | Functional | Others
17388 | Sms Hospital | Ventilator | Model Not Available | BBU01349 | Functional | Others
17389 | Tihawali Phc | Hemoglobin meter | Model Not Available | 2000037445 | Functional | Others
17390 | Rasidpura Phc | Instrument Sterilizer | Model Not Available | 1201A/32 | Non Functional Repairable | Janak Healthcare Pvt Ltd
17391 | Sms Hospital | Nebulizer | MODEL NOT AVAILABLE | 149898 | Non Functional Not Repairable | Mrk Healthcare Pvt Ltd Delhi
17392 | Rasidpura Phc | Blood Bank Refrigerator | Model not available | 2000029618 | Functional | Others
17393 | Chokri Phc | Glucometer | Model not available | 2000031282 | Functional | Morepen Laboratories Ltd
17394 | Rasidpura Phc | Binocular Microscope | Model Not Available | 200002925 | Functional | Others
17395 | Tihawali Phc | Suction Machine | Model Not Available | 2000037452 | Functional | Others
17396 | Rasidpura Phc | Nebulizer | MODEL NOT AVAILABLE | 2000029622 | Functional | Others
17397 | Rasidpura Phc | Binocular Microscope | Model Not Available | 2000029625 | Functional | Others
17398 | Mahatma Ghandhi Hospital Jodhpur | Automated Urine Analyzer | Model not available | 3000049982 | Functional | Others
17399 | Hasampur Phc | Centrifuge Machine ( 4 Tube ) | Remi 4C | GOLC-5437 | Functional | Remi Electrotechnik Ltd
17400 | Mangluna Phc | Blood Bank Refrigerator | Model not available | 200009406 | Functional | Others
17401 | Mangluna Phc | Blood Bank Refrigerator | Model not available | 2000029412 | Functional | Others
17402 | Sms Hospital | Infra Red Lamp | Model Not Available | 3000087505 | Functional | Others
17403 | Raipur Jagir Phc | Binocular Microscope | Model Not Available | 2000037106 | Functional | Others
17404 | Nagal Phc | Ice lined refrigerator | HBD-116 | 2000037028 | Functional | Others
17405 | Tihawali Phc | Syringe Needle Destroyer | Microsil - ND350 | 100004 | Functional | Others
17406 | Dangawas Phc | Suction Machine | Model Not Available | 2000036299 | Functional | Others
17407 | Tihawali Phc | Hemoglobin meter | Model Not Available | 2000037460 | Functional | Others
17408 | Mahatma Ghandhi Hospital Jodhpur | Defibrillator | MODEL NOT AVAILABLE | 3000124133 | Functional | Bpl Medical Technologies
17409 | Dispensary Session Court City | ECG Machine (Single Channel) | Medicaid - Cardio Fax | 713574 | Functional | Others
17410 | Palli Phc | Syringe Needle Destroyer | MODEL NOT AVAILABLE | 3000119359 | Functional | Cmho Supply
17411 | Palli Phc | Syringe Needle Destroyer | Model not available | 2000032899 | Functional | Others
17412 | Mandawar Chc | Binocular Microscope | M L W Intermed | 3000081610 | Non Functional Repairable | Mlw Intermed
17413 | Tunga Chc | SPHYGMOMANOMETER(BP APPRATUS) | MODEL NOT AVAILABLE | 98134798 | Non Functional Repairable | Suprime Enterprises
17414 | Palli Phc | Instrument Sterilizer | Model Not Available | 2000032894 | Functional | Others
17415 | Pandit Ji Ki Dhani Phc | SPHYGMOMANOMETER(BP APPRATUS) | Pagoda | 3000047344 | Functional | Others
17416 | Badnagar Phc | Glucometer | Model not available | 2000022398 | Functional | Others
17417 | Pandit Ji Ki Dhani Phc | Blood Bank Refrigerator | Model not available | 3000049952 | Functional | Others
17418 | Mathaniya Chc | Blood Bank Refrigerator | Model not available | 3000049615 | Functional | Others
17419 | Paota Chc | Radiant Heat Warmer | Zeal - RHW 2101A | 2000022187 | Functional | Zeal Medical Pvt Ltd
17420 | Maharana Bhopal Govt Hospital Medical Collage | Baby Weighing Machine | Model Not Available | 3000040144 | Functional | Others
17421 | Maharana Bhopal Govt Hospital Medical Collage | Baby Weighing Machine | Model Not Available | 3000040139 | Functional | Others
17422 | Badnagar Phc | Hemoglobin meter | Model Not Available | 2000022393 | Functional | Others
17423 | Badnagar Phc | ESR Stand | Model not available | 2000022395 | Functional | Others
17424 | Dudu Chc | Syringe Needle Destroyer | Microsil - ND350 | 8601 | Functional | Linco Scientific Instruments And Chemicals (P) Ltd
17425 | Paota Chc | FOOT OPERATED SUCTION MACHINE | SU-101 | 2000022194 | Functional | Cmho Supply
17426 | Badnagar Phc | Centrifuge Machine ( 8 Tube) | Model Not Available | 2000022396 | Functional | Others
17427 | Badnagar Phc | Blood Bank Refrigerator | Model not available | 91010599 | Functional | Others
17428 | Maharana Bhopal Govt Hospital Medical Collage | Ventilator | Model Not Available | 3000040198 | Functional | Others
17429 | Maharana Bhopal Govt Hospital Medical Collage | Ventilator | Model Not Available | 3000040203 | Functional | Others
17430 | Maharana Bhopal Govt Hospital Medical Collage | Blood Bank Refrigerator | Model not available | 3000040269 | Functional | Others
17431 | Maharana Bhopal Govt Hospital Medical Collage | Blood Bank Refrigerator | Model not available | 3000040271 | Functional | Others
17432 | Maharana Bhopal Govt Hospital Medical Collage | Blood Bank Refrigerator | Model not available | 3000040272 | Functional | Others
17433 | Maharana Bhopal Govt Hospital Medical Collage | Blood Bank Refrigerator | Model not available | 3000040274 | Functional | Others
17434 | Maharana Bhopal Govt Hospital Medical Collage | Blood Bank Refrigerator | Model not available | 3000040293 | Functional | Others
17435 | Mahatma Ghandhi Hospital Jodhpur | Colorimeter | MODEL NOT AVAILABLE | 3000117299 | Functional | Others
17436 | Nagal Phc | Baby Weighing Machine | Model Not Available | 2000037030 | Functional | Others
17437 | Sms Hospital | Suction Machine | Model Not Available | 3000086287 | Functional | Others
17438 | Dujod Phc | Syringe Needle Destroyer | Model not available | 2000029597 | Functional | Others
17439 | Dujod Phc | Syringe Needle Destroyer | Model not available | 2000029611 | Functional | Others
17440 | Dujod Phc | Syringe Needle Destroyer | Model not available | 2000029612 | Functional | Others
17441 | Dujod Phc | Syringe Needle Destroyer | Model not available | 2000029613 | Functional | Others
17442 | Dujod Phc | Syringe Needle Destroyer | Model not available | 2000029603 | Functional | Others
17443 | Bhadwadi Phc Sikar | Syringe Needle Destroyer | Model not available | 2000029180 | Functional | Others
17444 | Dangawas Phc | Labour Table | Model Not Available | 200036300 | Functional | Others
17445 | Dujod Phc | Autoclave | Model not available | 2000029604 | Functional | Others
17446 | Fatehpur Phc | Freezes | MODEL NOT AVAILABLE | 2000031743 | Functional | Others
17447 | Nagal Phc | Weighing Machine | MODEL NOT AVAILABLE | 2000037039 | Functional | Others
17448 | Raipur Patan Phc | Freezes | MODEL NOT AVAILABLE | 2000031512 | Functional | Others
17449 | Bhadwadi Phc Sikar | Syringe Needle Destroyer | Model not available | 2000029183 | Functional | Others
17450 | Raipur Patan Phc | Ice lined refrigerator | Model Not Available | 2000031513 | Functional | Others
17451 | Raipur Patan Phc | Blood Bank Refrigerator | Model not available | 2000031514 | Functional | Others
17452 | Sms Hospital | Multi-Para Monitor | Model not available | A1050710 | Functional | Others
17453 | Dujod Phc | Binocular Microscope | PZB 22 | 2000029596 | Functional | Others
17454 | Mahatma Ghandhi Hospital Jodhpur | Cautry Machine | Model Not Available | E07A1180 | Functional | Maestros Mediline Systems Limited
17455 | Bhimsar Phc | Centrifuge Machine ( 8 Tube) | REMI - R 8C | HGLC9396 | Functional | Others
17456 | Kasi Ka Bas Phc | Blood Cell Counter - 3 part | Model not available | 10 | Functional | Vestfrost Solutions
17457 | Nagal Phc | Glucometer | Model not available | 2000037035 | Functional | Others
17458 | Sadar Hospital Dholpur Dh | Blood Bank Refrigerator | REMI - BR 300 | BDIT1231 | Functional | Others
17459 | Tatera Phc | Binocular Microscope | Model Not Available | 2000031478 | Functional | Others
17460 | Mirjawas Phc | Suction Machine | Model Not Available | 2000029462 | Functional | Others
17461 | Bhadwadi Phc Sikar | Radiant Heat Warmer | Model Not Available | 2000029189 | Functional | Zeal Medical Pvt Ltd
17462 | Maharana Bhopal Govt Hospital Medical Collage | Pulse Oxymeter | Model Not Available | 3000043800 | Functional | Others
17463 | Maharana Bhopal Govt Hospital Medical Collage | Pulse Oxymeter | Model Not Available | 3000043803 | Functional | Others
17464 | Maharana Bhopal Govt Hospital Medical Collage | Pulse Oxymeter | Model Not Available | 3000043745 | Functional | Others
17465 | Maharana Bhopal Govt Hospital Medical Collage | Pulse Oxymeter | Model Not Available | 3000043750 | Functional | Others
17466 | Maharana Bhopal Govt Hospital Medical Collage | Pulse Oxymeter | Model Not Available | 3000044361 | Functional | Others
17467 | Maharana Bhopal Govt Hospital Medical Collage | Pulse Oxymeter | Model Not Available | 3000044364 | Functional | Others
17468 | Maharana Bhopal Govt Hospital Medical Collage | Pulse Oxymeter | Model Not Available | 3000043892 | Functional | Others
17469 | Maharana Bhopal Govt Hospital Medical Collage | Pulse Oxymeter | Model Not Available | 3000043897 | Functional | Others
17470 | Maharana Bhopal Govt Hospital Medical Collage | Pulse Oxymeter | Model Not Available | 3000043885 | Functional | Others
17471 | Maharana Bhopal Govt Hospital Medical Collage | Pulse Oxymeter | Model Not Available | 3000043888 | Functional | Others
17472 | Maharana Bhopal Govt Hospital Medical Collage | Pulse Oxymeter | Model Not Available | 3000043807 | Functional | Others
17473 | Maharana Bhopal Govt Hospital Medical Collage | Pulse Oxymeter | Model Not Available | 3000043810 | Functional | Others
17474 | Maharana Bhopal Govt Hospital Medical Collage | Pulse Oxymeter | Model Not Available | 3000043927 | Functional | Others
17475 | Maharana Bhopal Govt Hospital Medical Collage | Pulse Oxymeter | Model Not Available | 3000043929 | Functional | Others
17476 | Maharana Bhopal Govt Hospital Medical Collage | Pulse Oxymeter | Model Not Available | 3000043931 | Functional | Others
17477 | Maharana Bhopal Govt Hospital Medical Collage | Pulse Oxymeter | Model Not Available | 3000043933 | Functional | Others
17478 | Maharana Bhopal Govt Hospital Medical Collage | Pulse Oxymeter | Model Not Available | 3000043916 | Functional | Others
17479 | Cherai Phc | Ice lined refrigerator | Model Not Available | 2000032871 | Functional | Others
17480 | Viratnagar Chc | ECG Machine (Three Channel ) | Model Not Available | 13041228 | Functional | Others
17481 | Mtora Phc | Freezes | MODEL NOT AVAILABLE | 3000049696 | Functional | Others
17482 | Tunga Chc | Autoclave | Model not available | 9732 | Functional | Cmho Supply
17483 | Liwali Phc | Blood Bank Refrigerator | Model not available | 3000084233 | Functional | Others
17484 | Banshi Pahadpur Chc | Centrifuge Machine ( 8 Tube) | Model Not Available | 2000003708 | Functional | Others
17485 | Baldu Phc | SPHYGMOMANOMETER(BP APPRATUS) | MODEL NOT AVAILABLE | 2000036727 | Functional | Others
17486 | Besroli Phc | Syringe Needle Destroyer | Nulife - Dots | 2000028484 | Functional | Others
17487 | Chc Sambhar | Instrument Sterilizer | Model Not Available | 3000089305 | Functional | Cmho Supply
17488 | Raipur Jagir Phc | Baby Weighing Machine | Model Not Available | 2000037111 | Functional | Others
17489 | Mahatma Ghandhi Hospital Jodhpur | Syringe Infusion Pump | Evadrop SP 300 | 3000117288 | Functional | Others
17490 | Tihawali Phc | Autoclave | Model not available | 2000037461 | Functional | Others
17491 | Sri Madhopur Chc | Ultra Sonography (USG) & Colour Dopler Machine | Model not available | ML08C/02S02T | Functional | Others
17492 | Sms Hospital | Ventilator | Model Not Available | 7931 | Functional | Others
17493 | Bhadwadi Phc Sikar | Syringe Needle Destroyer | Model not available | 2000029181 | Functional | Others
17494 | Tihawali Phc | Nebulizer | MODEL NOT AVAILABLE | 2000037463 | Functional | Others
17495 | Bhadwadi Phc Sikar | Syringe Needle Destroyer | Model not available | 2000029182 | Functional | Others
17496 | Mahatma Ghandhi Hospital Jodhpur | Instrument Sterilizer | Model Not Available | 3000117203 | Functional | Others
17497 | Goriya Phc | Glucometer | Model not available | 2000037559 | Functional | Others
17498 | Goriya Phc | Nebulizer | MODEL NOT AVAILABLE | 2000037560 | Functional | Marienfeld
17499 | Goriya Phc | Hemoglobin meter | Model Not Available | 2000037563 | Functional | Others
17500 | Pasrotia Phc | Syringe Needle Destroyer | Model not available | 3000080170 | Functional | Others
17501 | Bhadwadi Phc Sikar | Weighing Machine | MODEL NOT AVAILABLE | 2000029190 | Functional | Zeal Medical Pvt Ltd
17502 | Mirjawas Phc | Weighing Machine | MODEL NOT AVAILABLE | 2000029471 | Functional | Others
17503 | City Dispensary Hanumangarh Junction | Baby Weighing Machine | Crown | 3000044578 | Functional | Crown Digital Scales Inc
17504 | Sadar Hospital Dholpur Dh | BLOOD DONOR COUCH | MODEL NOT AVAILABLE | ZACL0099 | Functional | Others
17505 | Sirohi Phc | Syringe Needle Destroyer | Model not available | 2000031330 | Functional | Others
17506 | Tatera Phc | Nebulizer | MODEL NOT AVAILABLE | 2000031487 | Functional | Others
17507 | Mundru Phc | Binocular Microscope | PZB 22 | 2000037118 | Functional | Others
17508 | Mundru Phc | Binocular Microscope | PZB 22 | 67493 | Functional | Others
17509 | Kasi Ka Bas Phc | Binocular Microscope | PZB 22 | 2000029575 | Functional | Others
17510 | Sms Hospital | External Pacemaker | Model Not Available | 90521103 | Functional | Others
17511 | Mandota Phc Sikar | SPHYGMOMANOMETER(BP APPRATUS) | MODEL NOT AVAILABLE | 2000029943 | Functional | Others
17512 | Kirdoli Phc | Syringe Needle Destroyer | Model not available | 2000029668 | Non Functional Not Repairable | Bhasin Sons Private Limited
17513 | Panchudala Phc | Syringe Needle Destroyer | Model not available | 2000022435 | Functional | Others
17514 | Dardahind Phc | Colorimeter | MODEL NOT AVAILABLE | 3000080124 | Functional | Others
17515 | Maharana Bhopal Govt Hospital Medical Collage | Blood Bank Refrigerator | Model not available | 3000040294 | Functional | Others
17516 | Paota Chc | Pulse Oxymeter | Model Not Available | 2000022186 | Functional | Cmho Supply
17517 | Dudu Chc | SPHYGMOMANOMETER(BP APPRATUS) | MODEL NOT AVAILABLE | 2000024883 | Non Functional Repairable | Others
17518 | Maharana Bhopal Govt Hospital Medical Collage | Monocular Microscope | Model not available | 3000052512 | Functional | Others
17519 | Maharana Bhopal Govt Hospital Medical Collage | Hydraulic Operation Table | MODEL NOT AVAILABLE | 3000040362 | Functional | Others
17520 | Tunga Chc | Syringe Needle Destroyer | Microsil - ND350 | 4783 | Functional | Linco Scientific Instruments And Chemicals (P) Ltd
17521 | Maharana Bhopal Govt Hospital Medical Collage | Multi-Para Monitor | Model not available | 3000040196 | Not in use | Others
17522 | Maharana Bhopal Govt Hospital Medical Collage | Multi-Para Monitor | Model not available | 3000040219 | Not in use | Others
17523 | Paota Chc | Spot Light ( Portable ) | Model Not Available | 2000022188 | Functional | Cmho Supply
17524 | Isharda Phc | Syringe Needle Destroyer | Model not available | 3000084028 | Functional | Cmho Supply
17525 | Paota Chc | Labour Table | Model Not Available | 2000022191 | Functional | Others
17526 | Badu Phc | Incubator | MODEL NOT AVAILABLE | 2000028677 | Functional | Others
17527 | Isharda Phc | Syringe Needle Destroyer | Model not available | 3000084035 | Functional | Others
17528 | City Dispensary Shivaji Park | Binocular Microscope | Model Not Available | 2000023001 | Functional | Others
17529 | Maharana Bhopal Govt Hospital Medical Collage | C-Arm Machine | Model Not Available | 3000040421 | Functional | Others
17530 | Dispensary Durgapura City | Instrument Sterilizer | Model Not Available | 2000024492 | Functional | Others
17531 | Deh Phc | Freezes | MODEL NOT AVAILABLE | 2000036530 | Functional | Others
17532 | Dispensary Durgapura City | SPHYGMOMANOMETER(BP APPRATUS) | MODEL NOT AVAILABLE | 2000024496 | Functional | Others
17533 | Isharda Phc | Syringe Needle Destroyer | Model not available | 3000084013 | Functional | Cmho Supply
17534 | Paota Chc | Centrifuge Machine ( 8 Tube) | Model Not Available | 2000022168 | Non Functional Repairable | Others
17535 | Pandit Ji Ki Dhani Phc | Baby Weighing Machine | Model Not Available | 3000049947 | Functional | Others
17536 | Dispensary Durgapura City | Blood Cell Counter - 3 part | Model not available | 2000024495 | Functional | Others
17537 | Isharda Phc | Autoclave | Model not available | 3000084014 | Functional | Cmho Supply
17538 | Sirsi Phc | SPHYGMOMANOMETER(BP APPRATUS) | MODEL NOT AVAILABLE | 2000024441 | Functional | Others
17539 | Maharana Bhopal Govt Hospital Medical Collage | Nebulizer | MODEL NOT AVAILABLE | 3000040217 | Functional | Others
17540 | Badu Phc | Baby Weighing Machine | Model Not Available | 2000028694 | Functional | Others
17541 | Tatera Phc | Glucometer | Model not available | 2000031479 | Functional | Others
17542 | Mirjawas Phc | Autoclave | Model not available | 2000029463 | Functional | Others
17543 | Goriya Phc | Syringe Needle Destroyer | MODEL NOT AVAILABLE | 3000236485 | Functional | Cmho Supply
17544 | Mirjawas Phc | Freezes | MODEL NOT AVAILABLE | 2000029467 | Functional | Others
17545 | Tatera Phc | Blood Bank Refrigerator | Model not available | 2000031482 | Functional | Others
17546 | Kasi Ka Bas Phc | Syringe Needle Destroyer | Microsil - ND350 | 10117 | Functional | Others
17547 | Shyamgarh Phc | Ice lined refrigerator | Model Not Available | 2000037086 | Functional | Others
17548 | Tajsar Phc | Syringe Needle Destroyer | Microsil - ND350 | 8757 | Functional | Others
17549 | Biraniya Phc | Syringe Needle Destroyer | Microsil - ND350 | 2000037403 | Functional | Others
17550 | Ganeshwar Phc | Suction Machine | Model Not Available | 2000031340 | Non Functional Repairable | Others
17551 | Tajsar Phc | Freezes | MODEL NOT AVAILABLE | 2000037430 | Functional | Others
17552 | Shyamgarh Phc | Blood Bank Refrigerator | Model not available | 2000037087 | Functional | Others
17553 | Mirjawas Phc | Syringe Needle Destroyer | Microsil - ND350 | 9001 | Functional | Others
17554 | Peeplu Chc | Radiant Heat Warmer | Zeal - RHW 2101A | 2430 | Functional | Zeal Medical Pvt Ltd
17555 | Ganeshwar Phc | Binocular Microscope | AMT 5A | 2000031341 | Functional | Cmho Supply
17556 | Jharali Phc | Sahlis HB Meter | Model not available | 2000037266 | Functional | Others
17557 | Shyamgarh Phc | Baby Weighing Machine | Model Not Available | 2000037157 | Functional | Others
17558 | Tajsar Phc | Freezes | MODEL NOT AVAILABLE | 2000037433 | Functional | Others
17559 | Rorubari Phc | Ice lined refrigerator | HBD-116 | 2000031538 | Functional | Others
17560 | Tajsar Phc | Instrument Sterilizer | Model Not Available | 2000037434 | Functional | Others
17561 | Shyamgarh Phc | Binocular Microscope | Model Not Available | 2000037094 | Functional | Others
17562 | Mundru Phc | Weighing Machine | MODEL NOT AVAILABLE | 2000037129 | Functional | Others
17563 | Mundru Phc | Weighing Machine | MODEL NOT AVAILABLE | 2000037133 | Functional | Others
17564 | Shyamgarh Phc | Hemoglobin meter | Model Not Available | 2000037096 | Functional | Others
17565 | Mundru Phc | Blood Bank Refrigerator | Model not available | 2000037131 | Functional | Others
17566 | Mundru Phc | Ice lined refrigerator | Model Not Available | 2000037132 | Functional | Others
17567 | Dudu Chc | O.T. Light Single Dome | MODEL NOT AVAILABLE | 2000024895 | Functional | Cmho Supply
17568 | Bhankrota Phc | Syringe Needle Destroyer | Nulife - Dots | 725442 | Functional | Cmho Supply
17569 | Baldu Phc | Freezes | MODEL NOT AVAILABLE | 2000036729 | Functional | Others
17570 | Banshi Pahadpur Chc | Syringe Needle Destroyer | Model not available | 2000003710 | Functional | Others
17571 | Baldu Phc | Ice lined refrigerator | MK - 142 | 2000036730 | Functional | Others
17572 | Banshi Pahadpur Chc | Autoclave | Model not available | 2000003718 | Functional | Others
17573 | Bagoth Phc | Ice lined refrigerator | Model Not Available | 2000028698 | Functional | Others
17574 | Besroli Phc | Blood Bank Refrigerator | MF114 | 91010174 | Functional | Others
17575 | Bhankrota Phc | Suction Machine | Model Not Available | 2000024415 | Functional | Cmho Supply
17576 | Sadar Hospital Dholpur Dh | ECG Machine (Three Channel ) | Model Not Available | 0732100A | Functional | Bpl Medical Technologies
17577 | Baldu Phc | Blood Bank Refrigerator | Model not available | 2000036735 | Not in use | Others
17578 | Chc Sambhar | Syringe Needle Destroyer | Microsil ND 20 | 3000089313 | Functional | Linco Scientific Instruments And Chemicals (P) Ltd
17579 | Dudu Chc | Suction Machine | Model Not Available | 5 | Functional | Others
17580 | Chc Sambhar | Syringe Needle Destroyer | Microsil ND 20 | 3000089314 | Functional | Linco Scientific Instruments And Chemicals (P) Ltd
17581 | Chc Sambhar | Syringe Needle Destroyer | Model not available | 3000117022 | Functional | Others
17582 | Baldu Phc | Baby Weighing Machine | Model Not Available | 2000036737 | Functional | Others
17583 | Bhankrota Phc | Suction Machine | Model Not Available | 2000024418 | Functional | Cmho Supply
17584 | Jakhali Phc | Monocular Microscope | Model not available | 3000117026 | Non Functional Repairable | Others
17585 | Chc Sambhar | Syringe Needle Destroyer | Microsil ND 20 | 3000089316 | Functional | Linco Scientific Instruments And Chemicals (P) Ltd
17586 | Kitalsar Phc | Radiant Heat Warmer | Model Not Available | 2000028738 | Functional | Meditrin Instruments
17587 | Chc Sambhar | Syringe Needle Destroyer | Microsil ND 20 | 3000089317 | Functional | Others
17588 | Talwara Chc | Baby Weighing Machine | Model Not Available | 3000084202 | Functional | Others
17589 | Besroli Phc | Syringe Needle Destroyer | Model not available | 2000028489 | Functional | Others
17590 | Baldu Phc | Binocular Microscope | Model Not Available | 2000036739 | Functional | Others
17591 | Talwara Chc | SPHYGMOMANOMETER(BP APPRATUS) | MODEL NOT AVAILABLE | 3000084201 | Functional | Others
17592 | Maharana Bhopal Govt Hospital Medical Collage | Binocular Microscope | Model Not Available | 3000052505 | Functional | Others
17593 | Dantru Phc | Centrifuge Machine ( 4 Tube ) | Model not available | 2000031550 | Functional | Others
17594 | Sangrwa Phc Sikar | Radiant Heat Warmer | Zeal - RHW 2101A | 2000027139 | Functional | Others
17595 | Dantru Phc | Hemoglobin meter | Model Not Available | 2000031551 | Functional | Others
17596 | Aabhawas Phc | FOOT OPERATED SUCTION MACHINE | MODEL NOT AVAILABLE | 2000029110 | Functional | Others
17597 | Sangrwa Phc Sikar | FOOT OPERATED SUCTION MACHINE | SU-101 | 2000037140 | Functional | Others
17598 | Sms Hospital | Centrifuge Machine ( 8 Tube) | REMI - R 8C DX | 3000086334 | Non Functional Repairable | Remi Electrotechnik Ltd
17599 | Laxmangarh Chc | Syringe Needle Destroyer | Model not available | 200009383 | Functional | Others
17600 | Harsolav Phc | Ice lined refrigerator | Model Not Available | BE07F4E0N00B2A00399 | Functional | Others
17601 | Sangrwa Phc Sikar | O.T. Light Single Dome | MODEL NOT AVAILABLE | 2000037141 | Functional | Others
17602 | Aabhawas Phc | Freezes | MODEL NOT AVAILABLE | 2000029097 | Functional | Videocon Industries Ltd
17603 | Kasi Ka Bas Phc | Autoclave | Model not available | 357858 | Functional | Others
17604 | Aabhawas Phc | Binocular Microscope | PZB 22 | 2000029099 | Functional | Others
17605 | Jharali Phc | Syringe Needle Destroyer | Model not available | 2000037279 | Functional | Others
17606 | Sangrwa Phc Sikar | Binocular Microscope | PZB 22 | 2000037144 | Functional | Others
17607 | Panchudala Phc | Syringe Needle Destroyer | Model not available | 2000022442 | Functional | Others
17608 | Mandota Phc Sikar | Baby Weighing Machine | Model Not Available | 2000029646 | Functional | Others
17609 | Jharali Phc | SPHYGMOMANOMETER(BP APPRATUS) | MODEL NOT AVAILABLE | 2000037278 | Functional | Others
17610 | Aabhawas Phc | Syringe Needle Destroyer | Microsil ND 20 | 2000029113 | Functional | Bhasin Sons Private Limited
17611 | Jharali Phc | Syringe Needle Destroyer | Model not available | 2000037280 | Functional | Others
17612 | Aabhawas Phc | Syringe Needle Destroyer | Model not available | 2000029101 | Functional | Zeal Medical Pvt Ltd
17613 | Mandota Phc Sikar | Binocular Microscope | PZB 22 | 2000029647 | Functional | Others
17614 | Mandrela Chc | Cautry Machine | Model Not Available | 1408608402DT | Functional | Others
17615 | Sms Hospital | CPM-Continuous Passive Motion | Model Not Available | 3000087519 | Functional | Others
17616 | Panchudala Phc | Syringe Needle Destroyer | Microsil - ND350 | 2000022441 | Functional | Others
17617 | Sangrwa Phc Sikar | Hemoglobin meter | Model Not Available | 2000037147 | Functional | Others
17618 | Jharali Phc | Syringe Needle Destroyer | Model not available | NBSD0726013 | Functional | Others
17619 | Baler Phc | SPHYGMOMANOMETER(BP APPRATUS) | MODEL NOT AVAILABLE | 2000020398 | Functional | Cmho Supply
17620 | Chc Sambhar | Radiant Heat Warmer | Meditrin - Heat Warmer | 3000089273 | Functional | Meditrin Instruments
17621 | Sms Hospital | Syringe Needle Destroyer | Model not available | 1117547 | Functional | Others
17622 | Barnala Phc | Instrument Sterilizer | Model Not Available | 2000020974 | Functional | Others
17623 | Salawas Chc | Instrument Sterilizer | Model Not Available | 3000049861 | Functional | Others
17624 | Dispensary Murlipura City | Binocular Microscope | Model Not Available | 2000024779 | Functional | Cmho Supply
17625 | Chiksana Phc | Hemoglobin meter | Model Not Available | 2000003399 | Functional | Others
17626 | City Dispensary Chandpole | Ice lined refrigerator | Model Not Available | 3000049534 | Functional | Others
17627 | City Dispensary Chandpole | Ice lined refrigerator | Model Not Available | 3000049533 | Functional | Others
17628 | Sms Hospital | Incubator | Yorco - YSI - 438D | 1304190 | Functional | Yorco Sales Pvt Ltd
17629 | Malana Choor Phc | Baby Weighing Machine | Crown | 2000020288 | Functional | Cmho Supply
17630 | Dhava Phc | Centrifuge Machine ( 4 Tube ) | Model not available | 3000049895 | Functional | Others
17631 | Sms Hospital | Hot Air Oven | YSI-431 | 1305111 | Functional | Yorco Sales Pvt Ltd
17632 | Malana Choor Phc | Ice lined refrigerator | MF - 144 | 20032300147 | Functional | Cmho Supply
17633 | Sms Hospital | AC SPLIT TYPE | MODEL NOT AVAILABLE | 22700341 | Functional | Toshiba Medical Systems
17634 | Baler Phc | Baby Weighing Machine | Model Not Available | 2000020393 | Functional | Cmho Supply
17635 | Chc Sambhar | Hemoglobin meter | HB 301 | 3000089239 | Functional | Hemocue India
17636 | Mandrayal Chc | Centrifuge Machine ( 4 Tube ) | Remi 4C | 3000138484 | Functional | Remi Electrotechnik Ltd
17637 | Bichoon Chc | SPHYGMOMANOMETER(BP APPRATUS) | MODEL NOT AVAILABLE | 3000089114 | Functional | Others
17638 | Dhava Phc | Syringe Needle Destroyer | Model not available | 3000049898 | Functional | Others
17639 | Samraoun Phc | Syringe Needle Destroyer | Model not available | 2000032876 | Functional | Others
17640 | Khejdlikalaan Phc | Binocular Microscope | Model Not Available | 3000049972 | Functional | Others
17641 | Chc Sambhar | 300mA X-Ray Machine | Model not available | 3000089255 | Functional | Rhsdp Supply
17642 | Samraoun Phc | Syringe Needle Destroyer | Model not available | 2000032873 | Functional | Others
17643 | City Dispensary Chandpole | Binocular Microscope | Model Not Available | 3000049530 | Functional | Others
17644 | Dudu Chc | Autoclave | Model not available | 2000024957 | Functional | Others
17645 | Mundru Phc | Freezes | MODEL NOT AVAILABLE | 2000037136 | Functional | Others
17646 | Mundru Phc | Freezes | MODEL NOT AVAILABLE | 2000037137 | Functional | Others
17647 | Shyamgarh Phc | Weighing Machine | MODEL NOT AVAILABLE | 2000037102 | Functional | Others
17648 | Ganeri Phc | Glucometer | Model not available | 2000029247 | Functional | Others
17649 | Jharali Phc | SPHYGMOMANOMETER(BP APPRATUS) | MODEL NOT AVAILABLE | 2000031532 | Functional | Others
17650 | Ganeri Phc | Radiant Heat Warmer | Zeal - RHW 2101A | 2000029251 | Functional | Others
17651 | Jharali Phc | Baby Weighing Machine | Model Not Available | 2000037269 | Functional | Others
17652 | Pachaar Phc | Blood Bank Refrigerator | Model not available | 2000031447 | Functional | Haier Appliances India Pvt
17653 | Pachaar Phc | Nebulizer | MODEL NOT AVAILABLE | 2000031451 | Functional | Others
17654 | Indokha Phc | Baby Weighing Machine | Model Not Available | 2000028108 | Functional | Others
17655 | Guhala Chc | ECG Machine (Single Channel) | Medicaid - Cardio Fax | C613346 | Functional | Others
17656 | Panchudala Phc | Hemoglobin meter | Model Not Available | 2000022431 | Functional | Others
17657 | Dardahind Phc | Centrifuge Machine ( 4 Tube ) | Model not available | 3000080119 | Functional | Others
17658 | Jharali Phc | SPHYGMOMANOMETER(BP APPRATUS) | MODEL NOT AVAILABLE | 2000037276 | Functional | Others
17659 | Dantru Phc | Freezes | MODEL NOT AVAILABLE | 2000031548 | Functional | Others
17660 | Dardahind Phc | Glucometer | Model not available | 3000080121 | Functional | Others
17661 | Butati Phc | Labour Table | Model Not Available | 2000028858 | Not in use | Others
17662 | Dantru Phc | Glucometer | Model not available | 2000031549 | Functional | Others
17663 | Aabhawas Phc | Autoclave | Model not available | 2000029108 | Functional | Others
17664 | Kasi Ka Bas Phc | Syringe Needle Destroyer | Microsil - ND350 | 10214 | Functional | Others
17665 | Kirdoli Phc | SPHYGMOMANOMETER(BP APPRATUS) | MODEL NOT AVAILABLE | 13N0460 | Functional | Infinity Mediquip India
17666 | Sms Hospital | External Pacemaker | Microsil - ND350 | 3000087058 | Functional | Linco Scientific Instruments And Chemicals (P) Ltd
17667 | Aabhawas Phc | Syringe Needle Destroyer | Model not available | 2000029109 | Functional | Others
17668 | Butati Phc | Autoclave | Model not available | 2000028859 | Functional | Others
17669 | Kasi Ka Bas Phc | Weighing Machine | MODEL NOT AVAILABLE | 2000029586 | Functional | Others
17670 | Kirdoli Phc | SPHYGMOMANOMETER(BP APPRATUS) | MODEL NOT AVAILABLE | 200029670 | Functional | Others
17671 | Baldu Phc | Hemoglobin meter | Model Not Available | 2000036741 | Functional | Others
17672 | Besroli Phc | Hemoglobin meter | Model Not Available | 2000058151 | Functional | Others
17673 | Maharana Bhopal Govt Hospital Medical Collage | Suction Machine | Model Not Available | 3000040600 | Functional | Others
17674 | Baldu Phc | Centrifuge Machine ( 8 Tube) | Model Not Available | 2000036742 | Functional | Others
17675 | Kitalsar Phc | Binocular Microscope | Model Not Available | 76167 | Functional | Alco Medical Microscopes
17676 | Bhankrota Phc | Syringe Needle Destroyer | Microsil - ND350 | 9812 | Functional | Cmho Supply
17677 | Behnera Phc | Suction Machine | Model Not Available | 2000003375 | Functional | Others
17678 | Kitalsar Phc | Centrifuge Machine ( 4 Tube ) | Model not available | 2000028751 | Functional | Others
17679 | Sms Hospital | Intensive Care Bed | Janak | 10145 | Functional | Others
17680 | Bhagwanpura Phc Nagaur | Centrifuge Machine ( 8 Tube) | REMI - R303 | GGLC-8599 | Functional | Others
17681 | Kasnau Phc | Hemoglobin meter | Model Not Available | 2000036556 | Functional | Others
17682 | Behnera Phc | O.T. Light Single Dome | MODEL NOT AVAILABLE | 2000003372 | Functional | Cognate India
17683 | Badikhatu Phc | SPHYGMOMANOMETER(BP APPRATUS) | MODEL NOT AVAILABLE | 2000030336 | Functional | Others
17684 | Behnera Phc | Syringe Needle Destroyer | Model not available | 2000003372 | Functional | Others
17685 | Partapur Chc | Centrifuge Machine ( 4 Tube ) | Model not available | 3000081317 | Functional | Others
17686 | Kitalsar Phc | Labour Table | Model Not Available | 2000036172 | Functional | Others
17687 | Gudhasalt Phc | Suction Machine | Model Not Available | 2000028448 | Functional | Others
17688 | Bhankrota Phc | SPHYGMOMANOMETER(BP APPRATUS) | MODEL NOT AVAILABLE | 765 | Functional | Others
17689 | Sms Hospital | A Scan Ultrasonic Biometer | Model Not Available | 3000085423 | Functional | Others
17690 | Jk Lone Hospital Jaipur | Radiant Heat Warmer | Model Not Available | 3000214926 | Functional | Others
17691 | Behnera Phc | SPHYGMOMANOMETER(BP APPRATUS) | MODEL NOT AVAILABLE | 2000003355 | Functional | Others
17692 | Gudhasalt Phc | SPHYGMOMANOMETER(BP APPRATUS) | MODEL NOT AVAILABLE | 2000028452 | Functional | Others
17693 | Bhankrota Phc | Fetal Doppler | MODEL NOT AVAILABLE | 140101552 | Functional | Others
17694 | Sms Hospital | Ophthalmoscope | Model Not Available | 2000022246 | Functional | Others
17695 | Badikhatu Phc | Suction Machine | Model Not Available | 2000030364 | Functional | Others
17696 | Sms Hospital | Syringe Infusion Pump | SIMTEK - Infutek 405 | 0801104S5T13 | Functional | Simtek Medico Systems Pvt Ltd
17697 | Sangrwa Phc Sikar | Syringe Needle Destroyer | Microsil ND 20 | 2000037148 | Functional | Others
17698 | Aabhawas Phc | SPHYGMOMANOMETER(BP APPRATUS) | MODEL NOT AVAILABLE | 2000029104 | Functional | Others
17699 | Kundla Phc | SPHYGMOMANOMETER(BP APPRATUS) | MODEL NOT AVAILABLE | 2000030477 | Functional | Others
17700 | Kundla Phc | SPHYGMOMANOMETER(BP APPRATUS) | MODEL NOT AVAILABLE | 2000030478 | Functional | Others
17701 | Panchudala Phc | Syringe Needle Destroyer | Microsil - ND350 | 2000022445 | Functional | Others
17702 | Jharali Phc | Syringe Needle Destroyer | Model not available | NBSD0714709 | Functional | Others
17703 | Harsolav Phc | Freezes | MODEL NOT AVAILABLE | 2000030115 | Functional | Others
17704 | Jharali Phc | Syringe Needle Destroyer | Model not available | 2000037283 | Functional | Others
17705 | Panchudala Phc | Syringe Needle Destroyer | Microsil - ND350 | 2000022446 | Functional | Others
17706 | Panchudala Phc | Syringe Needle Destroyer | Microsil - ND350 | 2000022444 | Functional | Others
17707 | Jalaniyasar Phc | Weighing Machine | Victoria DX | 2000036623 | Functional | Others
17708 | Kundla Phc | Radiant Heat Warmer | Model Not Available | 2000030474 | Functional | Others
17709 | Pritampuri Phc Sikar | SPHYGMOMANOMETER(BP APPRATUS) | MODEL NOT AVAILABLE | 2000037284 | Functional | Others
17710 | Laxmangarh Chc | Cautry Machine | Model Not Available | 2000019330 | Functional | Others
17711 | Sms Hospital | Multi-Para Monitor | Model not available | 3000085203 | Functional | Others
17712 | Radawas Phc | Digital Photo Calorimeter | MODEL NOT AVAILABLE | 0 | Functional | Cmho Supply
17713 | Jalaniyasar Phc | Glucometer | MODEL NOT AVAILABLE | 0 | Functional | Cmho Supply
17714 | Kundla Phc | Baby Weighing Machine | Model Not Available | 2000030475 | Functional | Others
17715 | Dardahind Phc | Blood Cell Counter - 3 part | Model not available | 3000080125 | Functional | Others
17716 | Radawas Phc | Blood Cell Counter - 3 part | Model not available | 2000022676 | Functional | Others
17717 | Jalaniyasar Phc | Hemoglobin meter | Model Not Available | 2000036628 | Functional | Others
17718 | Harsolav Phc | Suction Machine | Model Not Available | 2000020134 | Non Functional Not Repairable | Anand Medicaids Pvt Ltd
17719 | Bamanwas Phc Sikar | Glucometer | Model not available | 2000037205 | Functional | Others
17720 | Bamanwas Phc Sikar | Weighing Machine | MODEL NOT AVAILABLE | 2000037207 | Functional | Crown Digital Scales Inc
17721 | Ranasar Chc Jhunjhunu | Suction Machine | Model Not Available | 2000019501 | Functional | Niscomed Electro Medical Devices
17722 | Bamanwas Phc Sikar | Baby Weighing Machine | Model Not Available | 2000037208 | Functional | Others
17723 | Masalpur Chc | Centrifuge Machine ( 8 Tube) | REMI - R4C | 3000138542 | Functional | Others
17724 | Bichoon Chc | Radiant Heat Warmer | Zeal - RHW 2101A | 2000024979 | Functional | Cmho Supply
17725 | Paprera Phc | Suction Machine | Model Not Available | 2000003445 | Functional | Others
17726 | Tunga Chc | Instrument Sterilizer | MODEL NOT AVAILABLE | 0 | Functional | Crown Digital Scales Inc
17727 | Tunga Chc | Syringe Needle Destroyer | Model not available | 576178 | Functional | Cmho Supply
17728 | Mandawar Chc | FOOT OPERATED SUCTION MACHINE | SU-101 | 3000081604 | Functional | Niscomed Electro Medical Devices
17729 | Samraoun Phc | SPHYGMOMANOMETER(BP APPRATUS) | MODEL NOT AVAILABLE | 2000032881 | Functional | Others
17730 | Badu Phc | Blood Bank Refrigerator | Model not available | 24122679 | Functional | Others
17731 | Badu Phc | Baby Weighing Machine | Model Not Available | 2000028696 | Functional | Others
17732 | Sms Hospital | C-Arm Machine | Model Not Available | 33341 | Functional | Siemens Limited
17733 | Bhankrota Phc | Syringe Needle Destroyer | Microsil - ND350 | 31212009 | Functional | Cmho Supply
17734 | Maharana Bhopal Govt Hospital Medical Collage | Defibrillator | MODEL NOT AVAILABLE | 3000040214 | Not in use | Others
17735 | Maharana Bhopal Govt Hospital Medical Collage | Ventilator | Model Not Available | 3000040181 | Functional | Others
17736 | Deh Phc | Autoclave | Model not available | 2000036540 | Functional | Others
17737 | Sirsi Phc | Spot Light ( Portable ) | Model Not Available | 2000024443 | Functional | Others
17738 | City Dispensary Shivaji Park | Ice lined refrigerator | Model Not Available | 2000023006 | Functional | Others
17739 | Deh Phc | SPHYGMOMANOMETER(BP APPRATUS) | MODEL NOT AVAILABLE | 2000036540 | Functional | Others
17740 | Maharana Bhopal Govt Hospital Medical Collage | Syringe Needle Destroyer | Model not available | 3000040182 | Functional | Others
17741 | Maharana Bhopal Govt Hospital Medical Collage | Suction Machine | Model Not Available | 3000040735 | Functional | Others
17742 | Maharana Bhopal Govt Hospital Medical Collage | Suction Machine | Model Not Available | 3000040733 | Functional | Others
17743 | Maharana Bhopal Govt Hospital Medical Collage | Suction Machine | Model Not Available | 3000040734 | Functional | Others
17744 | Deh Phc | Hemoglobin meter | Model Not Available | 2000036617 | Functional | Others
17745 | Dudu Chc | Syringe Needle Destroyer | Model not available | 2000024884 | Functional | Others
17746 | Maharana Bhopal Govt Hospital Medical Collage | Baby Weighing Machine | Model Not Available | 12408 | Functional | Others
17747 | Deh Phc | Incubator | MODEL NOT AVAILABLE | 2000036612 | Functional | Others
17748 | Deh Phc | Centrifuge Machine ( 8 Tube) | Model Not Available | 2000036612 | Functional | Others
17749 | Panchudala Phc | Freezes | MODEL NOT AVAILABLE | 2000022437 | Functional | Others
17750 | Aabhawas Phc | Weighing Machine | MODEL NOT AVAILABLE | 2000029111 | Functional | Others
17751 | Mandota Phc Sikar | SPHYGMOMANOMETER(BP APPRATUS) | MODEL NOT AVAILABLE | 43152 | Functional | Others
17752 | Kasi Ka Bas Phc | Syringe Needle Destroyer | Model not available | 2000029587 | Functional | Bhasin Sons Private Limited
17753 | Kundalpur Phc Sikar | Binocular Microscope | PZB 22 | 2000029593 | Functional | Others
17754 | Butati Phc | SPHYGMOMANOMETER(BP APPRATUS) | MODEL NOT AVAILABLE | 2000028860 | Not in use | Others
17755 | Aabhawas Phc | Blood Bank Refrigerator | Model not available | 2000029095 | Non Functional Repairable | Haier Appliances India Pvt
17756 | Panchudala Phc | Syringe Needle Destroyer | Model not available | 2000022440 | Functional | Others
17757 | Butati Phc | SPHYGMOMANOMETER(BP APPRATUS) | MODEL NOT AVAILABLE | 2000028862 | Not in use | Others
17758 | Mandota Phc Sikar | Weighing Machine | MODEL NOT AVAILABLE | 2000029645 | Functional | Others
17759 | Sangrwa Phc Sikar | Baby Weighing Machine | Model Not Available | 2000037142 | Functional | Others
17760 | Panchudala Phc | Syringe Needle Destroyer | Model Not Available | 3000222467 | Functional | Others
17761 | Butati Phc | Weighing Machine | MODEL NOT AVAILABLE | 2000028861 | Not in use | Others
17762 | Sangrwa Phc Sikar | Syringe Needle Destroyer | Model not available | 2000037143 | Functional | Others
17763 | Aabhawas Phc | Hemoglobin meter | Model Not Available | 2000029100 | Functional | Others
17764 | Sangrwa Phc Sikar | SPHYGMOMANOMETER(BP APPRATUS) | MODEL NOT AVAILABLE | 2000037145 | Functional | Others
17765 | Aabhawas Phc | SPHYGMOMANOMETER(BP APPRATUS) | MODEL NOT AVAILABLE | 2000029103 | Functional | Others
17766 | Radawas Phc | Centrifuge Machine ( 8 Tube) | Model Not Available | 2000022667 | Functional | Others
17767 | Jalaniyasar Phc | SPHYGMOMANOMETER(BP APPRATUS) | MODEL NOT AVAILABLE | 301935 | Functional | Others
17768 | Harsolav Phc | Instrument Sterilizer | Model Not Available | 2000030124 | Functional | Others
17769 | Ranasar Chc Jhunjhunu | Binocular Microscope | PZB 22 | 2000019500 | Functional | Others
17770 | Bamanwas Phc Sikar | SPHYGMOMANOMETER(BP APPRATUS) | MODEL NOT AVAILABLE | 2000037204 | Functional | Others
17771 | Pritampuri Phc Sikar | Weighing Machine | MODEL NOT AVAILABLE | 2000037285 | Functional | Others
17772 | Panchudala Phc | Syringe Needle Destroyer | Model not available | 2000022449 | Functional | Others
17773 | Bamanwas Phc Sikar | Hemoglobin meter | Model Not Available | 2000037206 | Functional | Others
17774 | Sms Hospital | External Pacemaker | Model Not Available | 3000085205 | Functional | Others
17775 | Bhagwanpura Phc Nagaur | Hemoglobin meter | Model Not Available | 2000028383 | Functional | Others
17776 | Gelasar Phc | Freezes | MODEL NOT AVAILABLE | 2000028663 | Functional | Others
17777 | Bhankrota Phc | SPHYGMOMANOMETER(BP APPRATUS) | MODEL NOT AVAILABLE | 290290710 | Functional | Cmho Supply
17778 | Badikhatu Phc | Radiant Heat Warmer | Zeal - RHW 2101A | 2000030340 | Functional | Others
17779 | Gudhasalt Phc | Monocular Microscope | Model not available | 2000028456 | Functional | Others
17780 | Badikhatu Phc | Suction Machine | Model Not Available | 2000030342 | Functional | Others
17781 | Sms Hospital | Syringe Infusion Pump | SIMTEK - Infutek 405 | 1S121045ST01 | Functional | Others
17782 | Gudhasalt Phc | Syringe Needle Destroyer | Model not available | 2000028457 | Functional | Others
17783 | Bhankrota Phc | SPHYGMOMANOMETER(BP APPRATUS) | MODEL NOT AVAILABLE | 9813447 | Functional | Cmho Supply
17784 | Sms Hospital | Syringe Infusion Pump | SIMTEK - Infutek 405 | 3107114SAJ11 | Functional | Simtek Medico Systems Pvt Ltd
17785 | Badikhatu Phc | Freezes | Kelvinator KGE 193 | 2000030344 | Functional | Others
17786 | Gudhasalt Phc | Glucometer | Model not available | 55308365198 | Functional | Others
17787 | Gudhasalt Phc | Glucometer | Model not available | 2000028459 | Functional | Others
17788 | Alay Phc | Blood Bank Refrigerator | Model not available | 2000030600 | Functional | Others
17789 | Gelasar Phc | Freezes | MODEL NOT AVAILABLE | 2000028665 | Functional | Others
17790 | Billu Phc | Binocular Microscope | Model Not Available | 2000028160 | Functional | Cmho Supply
17791 | Koliya Phc | Weighing Machine | MODEL NOT AVAILABLE | 606 | Functional | Others
17792 | Gelasar Phc | Freezes | MODEL NOT AVAILABLE | 2000028666 | Functional | Others
17793 | Gudhasalt Phc | Pulse Oxymeter | Model Not Available | 20000028461 | Functional | Others
17794 | Badikhatu Phc | Glucometer | Model not available | 2000030356 | Functional | Others
17795 | Alay Phc | Freezes | MODEL NOT AVAILABLE | 2000030604 | Functional | Others
17796 | Sms Hospital | Syringe Infusion Pump | SIMTEK - Infutek 405 | 14011045ST18 | Functional | Simtek Medico Systems Pvt Ltd
17797 | Badikhatu Phc | Monocular Microscope | Model not available | 2000030351 | Functional | Others
17798 | Billu Phc | Centrifuge Machine ( 8 Tube) | REMI - R303 | CGLC-8588 | Functional | Remi Electrotechnik Ltd
17799 | Gudhasalt Phc | Ice lined refrigerator | Model Not Available | 2000028463 | Not in use | Others
17800 | Badikhatu Phc | Hemoglobin meter | Model Not Available | 2000030347 | Functional | Others
17801 | Adhkasar Phc | Glucometer | Model not available | 2000028236 | Functional | Others
17802 | Bamanwas Phc Sikar | Syringe Needle Destroyer | Model not available | 2000037209 | Functional | Others
17803 | Jail Dispensary Dholpur | Centrifuge Machine ( 4 Tube ) | Model not available | 1430 | Functional | Others
17804 | Sms Hospital | Ventilator | Model Not Available | 3000085208 | Functional | Janak Healthcare Pvt Ltd
17805 | Jelugagari Phc Jodhpur | STABILIZER | MODEL NOT AVAILABLE | 3000049498 | Functional | Others
17806 | Jail Dispensary Dholpur | Monocular Microscope | Model not available | 12500 | Functional | Others
17807 | Sms Hospital | Ventilator | Model Not Available | 3000085209 | Functional | Janak Healthcare Pvt Ltd
17808 | Mehandwas Phc | Autoclave | Model not available | 3000080115 | Non Functional Not Repairable | Others
17809 | Panchudala Phc | SPHYGMOMANOMETER(BP APPRATUS) | Pagoda | 2000022452 | Functional | Others
17810 | Ranasar Chc Jhunjhunu | Semi Automated Chemistry Analyzer | CPC - STAT FAX 3300 | 7537 | Functional | Others
17811 | Adhkasar Phc | SPHYGMOMANOMETER(BP APPRATUS) | MODEL NOT AVAILABLE | 40789 | Functional | Others
17812 | Bamanwas Phc Sikar | Centrifuge Machine ( 8 Tube) | REMI - R 8C | 20000372012 | Functional | Remi Electrotechnik Ltd
17813 | Jail Dispensary Dholpur | Freezes | MODEL NOT AVAILABLE | 2000020879 | Functional | Others
17814 | Bamanwas Phc Sikar | Binocular Microscope | PZB 22 | 20000372013 | Functional | Others
17815 | Adhkasar Phc | Weighing Machine | MODEL NOT AVAILABLE | 2000028238 | Functional | Others
17816 | Panchudala Phc | SPHYGMOMANOMETER(BP APPRATUS) | MODEL NOT AVAILABLE | 2000022453 | Functional | Others
17817 | Jail Dispensary Dholpur | Weighing Machine | MODEL NOT AVAILABLE | 2000020881 | Functional | Others
17818 | Jawahar Hospital Jaisalmer Dh | Intensive Care Bed | Janak | X6A314021383 | Functional | Janak Healthcare Pvt Ltd
17819 | Hathi Deh Phc | FOOT OPERATED SUCTION MACHINE | Precision Goldtech | 100260885 | Functional | Others
17820 | Jail Dispensary Dholpur | Blood Cell Counter - 3 part | Model not available | 2000020882 | Functional | Others
17821 | Anthala Phc | Labour Table | Model Not Available | 2000022372 | Functional | Cmho Supply
17822 | Adhkasar Phc | Binocular Microscope | PZB 22 | 2000028239 | Functional | Others
17823 | Hathi Deh Phc | Glucometer | Model not available | 4.2311 | Functional | Others
17824 | Sms Hospital | Ventilator | Model Not Available | 3000085217 | Functional | Janak Healthcare Pvt Ltd
17825 | Sms Hospital | Intensive Care Bed | Janak | 3000087381 | Functional | Others
17826 | Jawahar Hospital Jaisalmer Dh | Intensive Care Bed | Janak | X6A314011249 | Functional | Janak Healthcare Pvt Ltd
17827 | Sms Hospital | ELECTRIC OT TABLE | MODEL NOT AVAILABLE | 3000139248 | Functional | Others
17828 | Kitalsar Phc | Instrument Sterilizer | Model Not Available | 2000036177 | Functional | Others
17829 | Badikhatu Phc | Labour Table | Model Not Available | 2000030340 | Functional | Others
17830 | Kitalsar Phc | Spot Light ( Portable ) | Model Not Available | 2000036176 | Functional | Others
17831 | Bhagwanpura Phc Nagaur | Syringe Needle Destroyer | Model not available | 2000028381 | Functional | Others
17832 | Badikhatu Phc | SPHYGMOMANOMETER(BP APPRATUS) | MODEL NOT AVAILABLE | 2000030362 | Functional | Others
17833 | Badikhatu Phc | SPHYGMOMANOMETER(BP APPRATUS) | MODEL NOT AVAILABLE | 2000030363 | Functional | Others
17834 | Gelasar Phc | Hemoglobin meter | Model Not Available | 2000028662 | Functional | Others
17835 | Bhagwanpura Phc Nagaur | Syringe Needle Destroyer | REMI - R303 | 3000122496 | Functional | Others
17836 | Gudhasalt Phc | Centrifuge Machine ( 8 Tube) | REMI - R303 | 3000122502 | Functional | Others
17837 | Behnera Phc | Freezes | MODEL NOT AVAILABLE | 2000003362 | Functional | Cmho Supply
17838 | Alay Phc | Labour Table | Model Not Available | 2000030591 | Functional | Others
17839 | Jk Lone Hospital Jaipur | Radiant Heat Warmer | Model Not Available | 3000230181 | Functional | Others
17840 | Behnera Phc | SPHYGMOMANOMETER(BP APPRATUS) | MODEL NOT AVAILABLE | 2000003361 | Functional | Others
17841 | Alay Phc | Baby Weighing Machine | Model Not Available | 2000030592 | Functional | Others
17842 | Alay Phc | Baby Weighing Machine | Model Not Available | 2000030599 | Functional | Others
17843 | Jk Lone Hospital Jaipur | Radiant Heat Warmer | Model Not Available | 3000230250 | Functional | Others
17844 | Alay Phc | Syringe Needle Destroyer | Model not available | 2000030594 | Functional | Others
17845 | Alay Phc | Syringe Needle Destroyer | Model not available | 2000030602 | Functional | Others
17846 | Alay Phc | SPHYGMOMANOMETER(BP APPRATUS) | MODEL NOT AVAILABLE | 2000030597 | Functional | Others
17847 | Alay Phc | SPHYGMOMANOMETER(BP APPRATUS) | MODEL NOT AVAILABLE | 2000030598 | Functional | Others
17848 | Koliya Phc | SPHYGMOMANOMETER(BP APPRATUS) | MODEL NOT AVAILABLE | 279 | Functional | Others
17849 | Jk Lone Hospital Jaipur | Syringe Infusion Pump | SIMTEK - Infutek 405 | 3000230200 | Functional | Simtek Medico Systems Pvt Ltd
17850 | Bhagwanpura Phc Nagaur | Instrument Sterilizer | MODEL NOT AVAILABLE | 3000280992 | Functional | Others
17851 | Jk Lone Hospital Jaipur | Syringe Infusion Pump | SIMTEK - Infutek 405 | 3000230204 | Functional | Simtek Medico Systems Pvt Ltd
17852 | Sms Hospital | Syringe Infusion Pump | Allied - Syrn 200 | 2014020128 | Functional | Others
17853 | Babai Phc | Syringe Needle Destroyer | Model not available | 2000021853 | Functional | Bhasin Sons Private Limited
17854 | Babai Phc | SPHYGMOMANOMETER(BP APPRATUS) | MODEL NOT AVAILABLE | 98134522 | Functional | Suprime Enterprises
17855 | Chc Sambhar | Radiant Heat Warmer | Zeal - RHW 2101A | 3000089263 | Functional | Zeal Medical Pvt Ltd
17856 | Babai Phc | Instrument Sterilizer | Model Not Available | 30042009 | Functional | Others
17857 | Viratnagar Chc | Syringe Needle Destroyer | Model not available | 2000022462 | Functional | Others
17858 | Bhagwatgarh Phc | Monocular Microscope | Monocular - M L W | 2000020012 | Functional | Mlw Intermed
17859 | Basi Khurd Phc | Monocular Microscope | Model not available | 890375 | Functional | Others
17860 | Jhanwar Chc | Blood Bank Refrigerator | Model not available | 2011911 | Functional | Others
17861 | Satlana Phc | Freezes | MODEL NOT AVAILABLE | 20013900949 | Functional | Others
17862 | Surwal Phc | SPHYGMOMANOMETER(BP APPRATUS) | MODEL NOT AVAILABLE | 2000020349 | Functional | Others
17863 | Sms Hospital | Syringe Infusion Pump | SIMTEK - Infutek 405 | 151210455705 | Functional | Others
17864 | Sms Hospital | Syringe Infusion Pump | SIMTEK - Infutek 405 | 0301145ST11 | Non Functional Not Repairable | Simtek Medico Systems Pvt Ltd
17865 | Badikhatu Phc | Glucometer | Model not available | 2000030357 | Functional | Others
17866 | Gudhasalt Phc | SPHYGMOMANOMETER(BP APPRATUS) | MODEL NOT AVAILABLE | 200028462 | Functional | Others
17867 | Badikhatu Phc | Centrifuge Machine ( 8 Tube) | Model Not Available | 2000030350 | Functional | Others
17868 | Sms Hospital | Syringe Infusion Pump | Model not available | 3000086457 | Functional | Others
17869 | Kotkhawda Phc | Spot Light ( Portable ) | Model Not Available | 3000230768 | Functional | Others
17870 | Jk Lone Hospital Jaipur | Radiant Heat Warmer | Model Not Available | 3000222243 | Functional | Zeal Medical Pvt Ltd
17871 | Jk Lone Hospital Jaipur | Radiant Heat Warmer | Zeal - RHW 2101A | 3000222247 | Functional | Zeal Medical Pvt Ltd
17872 | Jk Lone Hospital Jaipur | Radiant Heat Warmer | Zeal - RHW 2101A | 3000222258 | Functional | Zeal Medical Pvt Ltd
17873 | Jk Lone Hospital Jaipur | Radiant Heat Warmer | Zeal - RHW 2101A | 3000222259 | Functional | Zeal Medical Pvt Ltd
17874 | Bhakrod Phc | Spot Light ( Portable ) | Model Not Available | 2000036889 | Functional | Others
17875 | Bhakrod Phc | STABILIZER | MODEL NOT AVAILABLE | 2000036881 | Functional | Others
17876 | Kudan Chc | Centrifuge Machine ( 4 Tube ) | Model not available | 2000029634 | Functional | Others
17877 | Dhabawali Phc | Syringe Needle Destroyer | Model not available | 2000029149 | Functional | Others
17878 | Kudan Chc | Syringe Needle Destroyer | Model not available | 2000029638 | Functional | Others
17879 | Bagoth Phc | Labour Table | Model Not Available | 2000028704 | Functional | Others
17880 | Bagoth Phc | Labour Table | Model Not Available | 2000028705 | Functional | Others
17881 | Balsamand Phc | Spot Light ( Portable ) | Model Not Available | 2000036747 | Functional | Others
17882 | Baldu Phc | Autoclave | Model not available | 2000036733 | Functional | Others
17883 | Sadar Hospital Dholpur Dh | SPHYGMOMANOMETER(BP APPRATUS) | Pagoda | 285125 | Functional | Elite Scientific Corporation
17884 | Chc Sambhar | Syringe Needle Destroyer | Microsil ND 20 | 3000089311 | Functional | Linco Scientific Instruments And Chemicals (P) Ltd
17885 | Bhankrota Phc | Radiant Heat Warmer | Meditrin - Heat Warmer | 91149 | Functional | Cmho Supply
17886 | Bagoth Phc | Light cure unit | Model Not Available | 2000028701 | Functional | Others
17887 | Sadar Hospital Dholpur Dh | Defibrillator | MODEL NOT AVAILABLE | J09D131 | Functional | Schiller Healthcare India Pvt Ltd
17888 | Bagoth Phc | Instrument Sterilizer | Model Not Available | 2000028703 | Functional | Others
17889 | Sadar Hospital Dholpur Dh | Syringe Needle Destroyer | Model not available | 3000218005 | Functional | Others
17890 | Talwara Chc | Instrument Sterilizer | Model Not Available | 3000084203 | Functional | Others
17891 | Baldu Phc | Incubator | MODEL NOT AVAILABLE | 2000036740 | Functional | Others
17892 | Jakhali Phc | Monocular Microscope | Model not available | 2000036025 | Functional | Others
17893 | Maharana Bhopal Govt Hospital Medical Collage | ECG Machine (Six Channel ) | Model Not Available | 3000052506 | Functional | Others
17894 | Besroli Phc | Syringe Needle Destroyer | Nulife - Dots | 2000028152 | Functional | Others
17895 | Besroli Phc | Syringe Needle Destroyer | Model not available | 3000122491 | Functional | Others
17896 | Jakhali Phc | Syringe Needle Destroyer | Model not available | 2000036028 | Functional | Others
17897 | Jakhali Phc | Weighing Machine | MODEL NOT AVAILABLE | 2000036029 | Functional | Others
17898 | Sadar Hospital Dholpur Dh | Ventilator | Model Not Available | V53015114 | Functional | Others
17899 | Banshi Pahadpur Chc | Weighing Machine | MODEL NOT AVAILABLE | 2000003716 | Functional | Others
17900 | Kitalsar Phc | Syringe Needle Destroyer | Microsil - ND350 | 2000028750 | Functional | Others
17901 | Banshi Pahadpur Chc | Freezes | MODEL NOT AVAILABLE | 2000003717 | Functional | Others
17902 | Kasnau Phc | Freezes | MODEL NOT AVAILABLE | 2000036554 | Functional | Others
17903 | Kasnau Phc | Baby Weighing Machine | Model Not Available | 2000036559 | Functional | Others
17904 | Behnera Phc | X-Ray Viewer Box | Model Not Available | 2000003359 | Functional | Others
17905 | Basi Khurd Phc | Monocular Microscope | Model not available | 2000003346 | Functional | Others
17906 | Viratnagar Chc | Blood Cell Counter - 3 part | Horiba - ABX Micros ES 60 | 5306 | Functional | Horiba India Pvt Ltd
17907 | Cherai Phc | SPHYGMOMANOMETER(BP APPRATUS) | MODEL NOT AVAILABLE | 2000035000 | Functional | Others
17908 | Cherai Phc | Blood Bank Refrigerator | Model not available | 2000032870 | Functional | Others
17909 | Chawandiya Phc | Fetal Doppler | MODEL NOT AVAILABLE | 2000036637 | Functional | Others
17910 | Kotkhawda Phc | Autoclave | Model not available | 3873 | Functional | Others
17911 | Jk Lone Hospital Jaipur | Phototherepy Unit | MODEL NOT AVAILABLE | 3000230427 | Functional | Meditronics Healthcare Pvt Ltd
17912 | Khajwana Phc | Blood Bank Refrigerator | Model not available | 2000036950 | Functional | Others
17913 | Jeeliya Phc | Weighing Machine | MODEL NOT AVAILABLE | 2000028519 | Functional | Others
17914 | Shahpura Chc | Binocular Microscope | Redical - RLX 48 | 27582 | Functional | Radical Scientific Instruments Pvt Ltd
17915 | Sms Hospital | ECG Machine (Three Channel ) | Model Not Available | T200300046 | Functional | Bionet Co Ltd
17916 | Khajwana Phc | Syringe Needle Destroyer | Microsil - ND350 | 2000036954 | Functional | Others
17917 | Sms Hospital | Syringe Needle Destroyer | Model not available | 3000086160 | Functional | Others
17918 | Kurchhi Phc Nagaur | FOOT OPERATED SUCTION MACHINE | SU-101 | 2000036842 | Functional | Others
17919 | Kotkhawda Phc | Syringe Needle Destroyer | Model not available | 3000230793 | Functional | Others
17920 | Shahpura Chc | O.T. Light Single Dome | MODEL NOT AVAILABLE | 2000025472 | Functional | Others
17921 | Jakhera Phc | Glucometer | Model not available | 2000030052 | Functional | Others
17922 | Kotkhawda Phc | Syringe Needle Destroyer | Model not available | 3000230794 | Functional | Others
17923 | Gandhlisar Phc | SPHYGMOMANOMETER(BP APPRATUS) | MODEL NOT AVAILABLE | 2000030576 | Functional | Others
17924 | Gandhlisar Phc | SPHYGMOMANOMETER(BP APPRATUS) | MODEL NOT AVAILABLE | 2000030577 | Functional | Others
17925 | Sms Hospital | Ventilator | Model Not Available | 3000086437 | Functional | Others
17926 | Sms Hospital | Pulse Oxymeter | Model Not Available | 3000139130 | Functional | Others
17927 | Sms Hospital | Syringe Needle Destroyer | Model not available | 3000086167 | Functional | Scot Refrigeration Pvt Ltd
17928 | Sms Hospital | C-Arm Image Intensifier | Model Not Available | 20 | Functional | Philips Electronics India Ltd
17929 | Kudan Chc | Blood Bank Refrigerator | Model not available | 2000029629 | Functional | Others
17930 | Ganeshwar Phc | Monocular Microscope | Model not available | 2000031345 | Functional | Others
17931 | Sms Hospital | Slit Lamp | Model Not Available | 3000085429 | Functional | Others
17932 | Kurchhi Phc Nagaur | SPHYGMOMANOMETER(BP APPRATUS) | MODEL NOT AVAILABLE | 2000028990 | Functional | Others
17933 | Chawandiya Phc | Glucometer | Model not available | 2000036626 | Functional | Others
17934 | Chawandiya Phc | Ice lined refrigerator | MK - 142 | 2000036628 | Functional | Cmho Supply
17935 | Jodhiyasi Phc | Centrifuge Machine ( 8 Tube) | Model Not Available | 2000036966 | Functional | Others
17936 | Jodhiyasi Phc | Syringe Needle Destroyer | Microsil - ND350 | 2000036970 | Functional | Others
17937 | Jodhiyasi Phc | Radiant Heat Warmer | Zeal - RHW 2101A | 2000036972 | Functional | Others
17938 | Dispensary Secretariat City | Syringe Needle Destroyer | Model not available | 131 | Functional | Cmho Supply
17939 | Jasnagar Phc | Glucometer | Model not available | 2000036422 | Functional | Others
17940 | Jasnagar Phc | Glucometer | Model not available | 2000036423 | Functional | Others
17941 | Sms Hospital | Hydraulic Operation Table | MODEL NOT AVAILABLE | 3000086407 | Functional | Others
17942 | Sms Hospital | O.T. Light Single Dome | MODEL NOT AVAILABLE | 3000086408 | Functional | Others
17943 | Jasnagar Phc | Ice lined refrigerator | Model Not Available | 2000036413 | Functional | Others
17944 | Jasnagar Phc | Freezes | MODEL NOT AVAILABLE | 20000364216 | Functional | Others
17945 | Jodhiyasi Phc | Baby Weighing Machine | Model Not Available | 2000036976 | Functional | Others
17946 | Chawandiya Phc | Baby Weighing Machine | Crown | 2000036633 | Functional | Others
17947 | Sms Hospital | Defibrillator | MODEL NOT AVAILABLE | 3000086415 | Functional | Others
17948 | Jasnagar Phc | Syringe Needle Destroyer | Model not available | 2000036435 | Functional | Others
17949 | Jasnagar Phc | Syringe Needle Destroyer | Model not available | 2000036436 | Functional | Others
17950 | Jasnagar Phc | Syringe Needle Destroyer | Model not available | 2000036450 | Functional | Others
17951 | Sms Hospital | Defibrillator | MODEL NOT AVAILABLE | 3000086422 | Functional | Others
17952 | Chawandiya Phc | SPHYGMOMANOMETER(BP APPRATUS) | MODEL NOT AVAILABLE | 210731 | Non Functional Not Repairable | Others
17953 | Sms Hospital | Cautry Machine | Model Not Available | 3000139127 | Functional | Others
17954 | Maharana Bhopal Govt Hospital Medical Collage | Anesthesia Machine | Larsen and Tourbo | 401281 | Functional | Others
17955 | Jasnagar Phc | Blood Bank Refrigerator | Model not available | 2000036454 | Functional | Others
17956 | Jasnagar Phc | Weighing Machine | MODEL NOT AVAILABLE | 2000036456 | Functional | Others
17957 | Chc Sambhar | Freezes | MODEL NOT AVAILABLE | 3000089277 | Functional | Rhsdp Supply
17958 | Hingoniya Phc Jaipur | Freezes | VKE204 | 3000089609 | Functional | Others
17959 | Salawas Chc | Autoclave | MODEL NOT AVAILABLE | 91009897 | Functional | Others
17960 | Malana Choor Phc | Freezes | MODEL NOT AVAILABLE | 12345 | Functional | Cmho Supply
17961 | Chiksana Phc | Blood Cell Counter - 3 part | Model not available | 2000003398 | Functional | Others
17962 | Malana Choor Phc | Syringe Needle Destroyer | Microsil ND 20 | 2000020286 | Functional | Cmho Supply
17963 | Sms Hospital | WALK IN COOLER | MODEL NOT AVAILABLE | 3000085470 | Functional | Others
17964 | Malana Choor Phc | Autoclave | Model not available | 2000020296 | Functional | Cmho Supply
17965 | Baler Phc | Instrument Sterilizer | Model Not Available | 2000020377 | Functional | Cmho Supply
17966 | Dispensary Murlipura City | SPHYGMOMANOMETER(BP APPRATUS) | MODEL NOT AVAILABLE | 630467 | Non Functional Not Repairable | Cmho Supply
17967 | Bhikamkor Phc | Syringe Needle Destroyer | Model not available | 30000496675 | Functional | Others
17968 | Dhava Phc | Ice lined refrigerator | Model Not Available | 4622556 | Functional | Others
17969 | Baler Phc | Instrument Sterilizer | Model Not Available | 2000020378 | Functional | Cmho Supply
17970 | Dudu Chc | SPHYGMOMANOMETER(BP APPRATUS) | Model Not Available | 3000197501 | Functional | Others
17971 | City Dispensary Chandpole | Baby Weighing Machine | Model Not Available | 3000049535 | Functional | Others
17972 | Dhava Phc | Freezes | MODEL NOT AVAILABLE | 3000049899 | Functional | Others
17973 | Mandrayal Chc | Semi Automated Chemistry Analyzer | CPC - STAT FAX 3300 | 3000138488 | Functional | Awarness Technologies
17974 | Baler Phc | Instrument Sterilizer | Model Not Available | 2000020379 | Functional | Cmho Supply
17975 | Chc Sambhar | Hot Air Oven | Model not available | 3000089247 | Functional | Rhsdp Supply
17976 | Dhava Phc | Syringe Needle Destroyer | Model not available | 3000049903 | Functional | Others
17977 | Dudu Chc | SPHYGMOMANOMETER(BP APPRATUS) | MODEL NOT AVAILABLE | 98135866 | Functional | Others
17978 | Chiksana Phc | Hydraulic Operation Table | MODEL NOT AVAILABLE | 2000003382 | Functional | Others
17979 | Bichoon Chc | O.T. Light Single Dome | MODEL NOT AVAILABLE | 3000089119 | Functional | Others
17980 | Dispensary Murlipura City | Blood Bank Refrigerator | Model not available | 21 | Functional | Haier Appliances India Pvt
17981 | Sms Hospital | Platelet Incubator Cum Agitator | Model Not Available | 1148 | Non Functional Repairable | Others
17982 | Sms Hospital | Laminar Flow | KCH-B | 976563 | Functional | Envair Electrodyne Ltd
17983 | Sms Hospital | ELECTRIC OT TABLE | MODEL NOT AVAILABLE | 3000139247 | Functional | Others
17984 | Kitalsar Phc | Spot Light ( Portable ) | Model Not Available | 2000036175 | Functional | Others
17985 | Badikhatu Phc | Labour Table | Model Not Available | 2000030339 | Functional | Others
17986 | Behnera Phc | SPHYGMOMANOMETER(BP APPRATUS) | MODEL NOT AVAILABLE | 2000003356 | Functional | Others
17987 | Behnera Phc | SPHYGMOMANOMETER(BP APPRATUS) | MODEL NOT AVAILABLE | 2000003360 | Functional | Others
17988 | Alay Phc | Spot Light ( Portable ) | Model Not Available | 2000030593 | Functional | Others
17989 | Jk Lone Hospital Jaipur | Syringe Infusion Pump | SIMTEK - Infutek 405 | 3000230197 | Functional | Simtek Medico Systems Pvt Ltd
17990 | Jk Lone Hospital Jaipur | Syringe Infusion Pump | SIMTEK - Infutek 405 | 3000230198 | Functional | Simtek Medico Systems Pvt Ltd
17991 | Alay Phc | FOOT OPERATED SUCTION MACHINE | MODEL NOT AVAILABLE | 2000030595 | Functional | Others
17992 | Alay Phc | FOOT OPERATED SUCTION MACHINE | MODEL NOT AVAILABLE | 2000030596 | Functional | Others
17993 | Jk Lone Hospital Jaipur | Syringe Infusion Pump | SIMTEK - Infutek 405 | 3000230199 | Functional | Simtek Medico Systems Pvt Ltd
17994 | Koliya Phc | Binocular Microscope | PZB 22 | 70940 | Non Functional Repairable | Others
17995 | Alay Phc | Ice lined refrigerator | Model Not Available | 2000030601 | Functional | Others
17996 | Alay Phc | Weighing Machine | MODEL NOT AVAILABLE | 2000030603 | Functional | Others
17997 | Sms Hospital | Syringe Infusion Pump | Allied - Syrn 200 | 2014020064 | Functional | Others
17998 | Sms Hospital | Slit Lamp | Model Not Available | 3000085427 | Functional | Others
17999 | Billu Phc | Syringe Needle Destroyer | Microsil - ND350 | 5883 | Functional | Others
18000 | Gelasar Phc | Baby Weighing Machine | Model Not Available | 2000028668 | Functional | Others
18001 | Sms Hospital | Syringe Infusion Pump | SIMTEK - Infutek 405 | 19121045st14 | Functional | Others
18002 | Ajan Phc | Hemoglobin meter | Model Not Available | 2000003613 | Functional | Others
18003 | Sms Hospital | Syringe Infusion Pump | Allied - Syrn 200 | assyrn2014040108 | Functional | Others
18004 | Sms Hospital | ELECTRIC OT TABLE | MODEL NOT AVAILABLE | 3000139260 | Functional | Others
18005 | Ajan Phc | Spot Light ( Portable ) | Model Not Available | 2000003610 | Functional | Cognate India
18006 | Sms Hospital | Syringe Infusion Pump | Allied - Syrn 200 | SYRN2014040320 | Functional | Others
18007 | Sms Hospital | Syringe Infusion Pump | Allied - Syrn 200 | SYRN2014040198 | Functional | Others
18008 | City Dispensary Shahstri Nagar | Glucometer | Model not available | 3000139453 | Functional | Others
18009 | Mandrayal Chc | FOOT OPERATED SUCTION MACHINE | MODEL NOT AVAILABLE | 3000138500 | Functional | Others
18010 | Mandrayal Chc | Radiant Heat Warmer | Zeal - RHW 2101A | 3000138503 | Functional | Others
18011 | Satlana Phc | Binocular Microscope | Labomed - Vision 2000 | 3691 | Functional | Others
18012 | Masalpur Chc | ECG Machine (Single Channel) | Model Not Available | 3000138564 | Functional | Others
18013 | Mtora Phc | Binocular Microscope | Model Not Available | 3000049699 | Functional | Others
18014 | Mtora Phc | Monocular Microscope | Model not available | 3000049700 | Functional | Others
18015 | Masalpur Chc | Anesthesia Machine | MODEL NOT AVAILABLE | 3000138566 | Functional | Others
18016 | Surwal Phc | Baby Weighing Machine | Model Not Available | 2000020347 | Functional | Others
18017 | Surwal Phc | FOOT OPERATED SUCTION MACHINE | MODEL NOT AVAILABLE | 2000020337 | Functional | Others
18018 | Mandrayal Chc | Syringe Needle Destroyer | Nulife - Dots | 3000138511 | Functional | Others
18019 | Masalpur Chc | Fetal Doppler | MODEL NOT AVAILABLE | 3000138556 | Functional | Others
18020 | Surwal Phc | Instrument Sterilizer | Model Not Available | 2000020335 | Functional | Others
18021 | Salawas Chc | Blood Bank Refrigerator | MF114 | 3000049873 | Functional | Others
18022 | Osian Chc | Blood Cell Counter - 3 part | Model not available | 3000054187 | Functional | Others
18023 | Osian Chc | Radiant Heat Warmer | Model Not Available | 3000054001 | Functional | Others
18024 | Pandit Ji Ki Dhani Phc | Ice lined refrigerator | MK - 142 | 14815406 | Functional | Others
18025 | Gujar Baroda Phc | Suction Machine | Model Not Available | 3000084177 | Functional | Others
18026 | Gangori Hospital | Ventilator | Model Not Available | 3000230700 | Functional | Others
18027 | Mathaniya Chc | Radiant Heat Warmer | Zeal - RHW 2101A | 3000049600 | Functional | Others
18028 | Gathwari Phc | Ice lined refrigerator | MK - 142 | 25018811 | Functional | Others
18029 | Dudu Chc | Centrifuge Machine (24 Tubes) | R-8C DX | 2000024870 | Functional | Remi Electrotechnik Ltd
18030 | Tiwari Phc | Ice lined refrigerator | MK - 142 | 3000054195 | Functional | Others
18031 | Jakhan Phc | STABILIZER | MODEL NOT AVAILABLE | 3000049681 | Functional | Others
18032 | 5 Tb Clinic Dholpur | Syringe Needle Destroyer | Model not available | 27231 | Functional | Others
18033 | Jakhan Phc | Blood Bank Refrigerator | Model not available | 3000049683 | Functional | Others
18034 | Jakhan Phc | Blood Bank Refrigerator | Model not available | 3000049684 | Functional | Others
18035 | Jasnagar Phc | Spot Light ( Portable ) | Model Not Available | 2000036457 | Functional | Others
18036 | Jasnagar Phc | Instrument Sterilizer | Model Not Available | 2000036458 | Functional | Others
18037 | Fatehpur Phc | Suction Machine | Model Not Available | 2000031747 | Functional | Others
18038 | Dhanapa Phc | Centrifuge Machine ( 8 Tube) | Model Not Available | 2000036272 | Functional | Others
18039 | Fatehpur Phc | Nebulizer | MODEL NOT AVAILABLE | 2000031748 | Functional | Others
18040 | Ghatwa Phc | Glucometer | Model not available | 2000028093 | Functional | Others
18041 | Ghatwa Phc | Glucometer | Model not available | 2000028091 | Functional | Others
18042 | Sms Hospital | Multi-Para Monitor | Model not available | A10S09690 | Functional | Others
18043 | Toda Phc | Freezes | MODEL NOT AVAILABLE | 2000031509 | Functional | Others
18044 | Sms Hospital | ECG Machine (Single Channel) | Model Not Available | 1592100D | Functional | Others
18045 | Toda Phc | Freezes | MODEL NOT AVAILABLE | 2000031499 | Functional | Others
18046 | Kudan Chc | Weighing Machine | MODEL NOT AVAILABLE | 2000029632 | Functional | Others
18047 | Mangluna Phc | Centrifuge Machine ( 12 Tube ) | Model Not Available | 2000029405 | Functional | Others
18048 | Sms Hospital | Multi-Para Monitor | Model not available | A10S0961 | Functional | Others
18049 | Sms Hospital | Multi-Para Monitor | Schiller - Truscope Classic | 3000085181 | Functional | Schiller Healthcare India Pvt Ltd
18050 | Mangluna Phc | Freezes | MODEL NOT AVAILABLE | 2000029406 | Functional | Others
18051 | Mangluna Phc | Freezes | MODEL NOT AVAILABLE | 2000029412 | Functional | Others
18052 | Toda Phc | Binocular Microscope | Model Not Available | 2000031500 | Functional | Others
18053 | Toda Phc | Binocular Microscope | Model Not Available | 2000031501 | Functional | Others
18054 | Sms Hospital | Syringe Infusion Pump | Allied - Syrn 200 | ASSYRN2104040338 | Functional | Others
18055 | Mangluna Phc | Baby Weighing Machine | Model Not Available | 2000029413 | Functional | Others
18056 | Mangluna Phc | Baby Weighing Machine | Model Not Available | 2000029423 | Functional | Others
18057 | Dhabawali Phc | Binocular Microscope | Model Not Available | 8153 | Functional | Others
18058 | Mangluna Phc | Blood Bank Refrigerator | Model not available | 2000029417 | Functional | Others
18059 | Sms Hospital | Defibrillator | MODEL NOT AVAILABLE | J13D484 | Functional | Schiller Healthcare India Pvt Ltd
18060 | Dhabawali Phc | Hemoglobin meter | Model Not Available | 2000029145 | Functional | Others
18061 | Chc Sambhar | Phototherepy Unit | Fenam, Bilitron Sky 5006 | 3000089276 | Functional | Fanem
18062 | Satlana Phc | Syringe Needle Destroyer | Microsil - ND350 | 4722 | Functional | Others
18063 | Hingoniya Phc Jaipur | Labour Table | Model Not Available | 3000089608 | Functional | Cmho Supply
18064 | Salawas Chc | Suction Machine | Model Not Available | 3000049855 | Functional | Others
18065 | Dudu Chc | Instrument Sterilizer | Model Not Available | 2000024936 | Functional | Others
18066 | Dispensary Murlipura City | Centrifuge Machine ( 8 Tube) | Model Not Available | 2000024777 | Functional | Others
18067 | Dispensary Murlipura City | Syringe Needle Destroyer | Model not available | 2000024778 | Functional | Others
18068 | Chc Sambhar | SPHYGMOMANOMETER(BP APPRATUS) | Bhasin Sons | 3000089283 | Functional | Rhsdp Supply
18069 | Chc Sambhar | Pulse Oxymeter | Model Not Available | 3000089284 | Functional | Rhsdp Supply
18070 | Sms Hospital | AC SPLIT TYPE | MODEL NOT AVAILABLE | 22700250 | Functional | Toshiba Medical Systems
18071 | Barnala Phc | Hydraulic Operation Table | MODEL NOT AVAILABLE | 2000020982 | Non Functional Repairable | Others
18072 | Baler Phc | Instrument Sterilizer | Model Not Available | 200020395 | Functional | Cmho Supply
18073 | Bhikamkor Phc | Syringe Needle Destroyer | Microsil - ND350 | 3000049669 | Functional | Others
18074 | Chiksana Phc | Autoclave | Model not available | 2000003390 | Functional | Others
18075 | Sms Hospital | AC SPLIT TYPE | MODEL NOT AVAILABLE | 3000085469 | Functional | Videocon Industries Ltd
18076 | Malana Choor Phc | Labour Table | Model Not Available | 2000020290 | Functional | Cmho Supply
18077 | Dudu Chc | Radiant Heat Warmer | Model Not Available | 2000024938 | Functional | Others
18078 | Dudu Chc | SPHYGMOMANOMETER(BP APPRATUS) | MODEL NOT AVAILABLE | 98135871 | Functional | Others
18079 | Malana Choor Phc | SPHYGMOMANOMETER(BP APPRATUS) | MODEL NOT AVAILABLE | 2000020297 | Functional | Cmho Supply
18080 | Dispensary Murlipura City | SPHYGMOMANOMETER(BP APPRATUS) | MODEL NOT AVAILABLE | 1122007100541 | Non Functional Not Repairable | Cmho Supply
18081 | City Dispensary Chandpole | Nebulizer | MODEL NOT AVAILABLE | 3000049531 | Functional | Others
18082 | Chc Sambhar | Colorimeter | MODEL NOT AVAILABLE | 3000089244 | Functional | Cmho Supply
18083 | Sms Hospital | Tube Sealer for Blood bags | Model Not Available | 200511017 | Functional | Thermo Fisher Scientific Inc
18084 | Dispensary Murlipura City | Ice lined refrigerator | Model Not Available | BEO7F4E0N00B2A6BOI97 | Functional | Haier Appliances India Pvt
18085 | Chc Sambhar | Colorimeter | MODEL NOT AVAILABLE | 3000089245 | Functional | Rhsdp Supply
18086 | Chiksana Phc | Suction Machine | Model Not Available | 354771 | Functional | Others
18087 | Sms Hospital | Instrument Sterilizer | Model Not Available | 3000139262 | Functional | Others
18088 | Shahpura Chc | Syringe Needle Destroyer | Model not available | 2000025484 | Functional | Others
18089 | City Dispensary Shahstri Nagar | Ice lined refrigerator | Model Not Available | 3000139458 | Functional | Others
18090 | Sms Hospital | Nebulizer | MODEL NOT AVAILABLE | 3000086191 | Functional | Others
18091 | Bhagwanpura Phc Nagaur | Suction Machine | Model Not Available | 2000028392 | Functional | Others
18092 | Sms Hospital | Fetal Monitor | MODEL NOT AVAILABLE | 236 | Functional | Others
18093 | City Dispensary Shahstri Nagar | Blood Bank Refrigerator | Model not available | 3000139459 | Functional | Others
18094 | Shahpura Chc | Hydraulic Operation Table | Surgicoin | 2000025459 | Functional | Surgicoin Medequip Pvt Ltd
18095 | Sms Hospital | Nebulizer | MODEL NOT AVAILABLE | 1100420 | Functional | Others
18096 | Jk Lone Hospital Jaipur | Ventilator | Model Not Available | XT123410/4T | Functional | Others
18097 | Jodhiyasi Phc | Blood Bank Refrigerator | Model not available | 2000036959 | Functional | Others
18098 | Jk Lone Hospital Jaipur | Ventilator | Model Not Available | 20135i21334 | Functional | Others
18099 | Panchwa Phc | Blood Bank Refrigerator | Model not available | 5998 | Functional | Others
18100 | Bherunda Phc | Blood Bank Refrigerator | Model not available | 2000036474 | Functional | Others
18101 | Kothun Phc | Ice lined refrigerator | MK - 142 | 5021354 | Functional | Others
18102 | Gawardi Phc | Monocular Microscope | Model not available | 2000036349 | Functional | Others
18103 | Jaswantgarh Phc | Suction Machine | Model Not Available | 2000036812 | Functional | Others
18104 | Bherunda Phc | Weighing Machine | MODEL NOT AVAILABLE | 2000036475 | Functional | Others
18105 | Sms Hospital | Cautry Machine | Model Not Available | 3000139283 | Functional | Others
18106 | Sms Hospital | Ventilator | Model Not Available | 3000086174 | Functional | Hamilton Medical
18107 | Sms Hospital | O.T. Light Double Dome | MODEL NOT AVAILABLE | 3000139284 | Functional | Others
18108 | Bherunda Phc | Glucometer | Model not available | A111- | Functional | Others
18109 | Sms Hospital | Syringe Infusion Pump | SIMTEK - Infutek 405 | 1912104ST10 | Functional | Others
18110 | Jk Lone Hospital Jaipur | Bi-pap Machine | MODEL NOT AVAILABLE | 3000230243 | Functional | Philips Electronics India Ltd
18111 | Sms Hospital | Anesthesia Machine | MODEL NOT AVAILABLE | 3000139285 | Functional | Others
18112 | Sms Hospital | Nebulizer | GME - Dentex 7008/1.5 | 3000281473 | Functional | Others
18113 | Bhagwatgarh Phc | Binocular Microscope | PZB 22 | 2000020011 | Functional | Cmho Supply
18114 | Dispensary Agarwal Farm City | SPHYGMOMANOMETER(BP APPRATUS) | MODEL NOT AVAILABLE | 2000024501 | Non Functional Not Repairable | Cmho Supply
18115 | Basi Khurd Phc | Binocular Microscope | Opti-CX, Labomed | 131165156 | Functional | Labomed
18116 | Satlana Phc | Radiant Heat Warmer | Meditrin - Heat Warmer | 3000049964 | Functional | Others
18117 | Mandrayal Chc | Syringe Needle Destroyer | Nulife - Dots | 3000138501 | Functional | Others
18118 | Viratnagar Chc | Water Bath | Model not available | 6107 | Functional | Others
18119 | Nohar Chc | Autoclave | Model not available | 3000043386 | Functional | Others
18120 | Nohar Chc | Instrument Sterilizer | Model Not Available | 3000043391 | Functional | Others
18121 | Masalpur Chc | Autoclave | Model not available | 3000138567 | Functional | Others
18122 | Maharana Bhopal Govt Hospital Medical Collage | Ventilator | Model Not Available | 3000043805 | Functional | Others
18123 | Maharana Bhopal Govt Hospital Medical Collage | Ventilator | Model Not Available | 3000044365 | Functional | Others
18124 | Maharana Bhopal Govt Hospital Medical Collage | Ventilator | Model Not Available | 3000043887 | Functional | Others
18125 | Maharana Bhopal Govt Hospital Medical Collage | Ventilator | Model Not Available | 3000043890 | Functional | Others
18126 | Maharana Bhopal Govt Hospital Medical Collage | Ventilator | Model Not Available | 3000043811 | Functional | Others
18127 | Nohar Chc | Weighing Machine | MODEL NOT AVAILABLE | 3000043397 | Functional | Others
18128 | Satlana Phc | Binocular Microscope | Labomed - Vision 2000 | 3745 | Functional | Others
18129 | Mtora Phc | Baby Weighing Machine | Model Not Available | 3000049695 | Functional | Others
18130 | Masalpur Chc | Syringe Needle Destroyer | Model not available | 3000138552 | Functional | Others
18131 | Surwal Phc | Binocular Microscope | PZB 22 | 2000020344 | Functional | Others
18132 | Mandrayal Chc | SPHYGMOMANOMETER(BP APPRATUS) | MODEL NOT AVAILABLE | 3000138513 | Functional | Others
18133 | Gujar Baroda Phc | Syringe Needle Destroyer | Model not available | 300084178 | Functional | Others
18134 | Tiwari Phc | Instrument Sterilizer | Model Not Available | 3000049633 | Functional | Others
18135 | Gujar Baroda Phc | Glucometer | Model not available | 3000084179 | Functional | Others
18136 | Tiwari Phc | Centrifuge Machine ( 4 Tube ) | Model not available | 3000049590 | Functional | Others
18137 | Mathaniya Chc | Instrument Sterilizer | Model Not Available | 3000049602 | Functional | Others
18138 | Gujar Baroda Phc | SPHYGMOMANOMETER(BP APPRATUS) | MODEL NOT AVAILABLE | 3000084182 | Functional | Others
18139 | Mangluna Phc | Instrument Sterilizer | Model Not Available | 2000029422 | Functional | Others
18140 | Mangluna Phc | Instrument Sterilizer | Model Not Available | 2000029470 | Functional | Others
18141 | Mangluna Phc | SPHYGMOMANOMETER(BP APPRATUS) | MODEL NOT AVAILABLE | 200029429 | Functional | Others
18142 | Sms Hospital | Syringe Infusion Pump | SIMTEK - Infutek 405 | 801104 | Functional | Simtek Medico Systems Pvt Ltd
18143 | Fatehpur Phc | Centrifuge Machine ( 4 Tube ) | Model not available | 2000031759 | Functional | Others
18144 | Sms Hospital | Nebulizer | MODEL NOT AVAILABLE | E250875 | Functional | Others
18145 | Fatehpur Phc | Glucometer | Model not available | 2000031756 | Functional | Others
18146 | Nagal Phc | Binocular Microscope | PZB 22 | 2000037013 | Functional | Others
18147 | Tihawali Phc | Syringe Needle Destroyer | Model not available | 2000037444 | Functional | Others
18148 | Sms Hospital | Nebulizer | CompAIR NE-C801 | 823578 | Non Functional Not Repairable | Others
18149 | Tihawali Phc | Glucometer | Model not available | 3000037446 | Functional | Others
18150 | Bhudoli Phc | Instrument Sterilizer | Model Not Available | 2000031352 | Functional | Others
18151 | Sms Hospital | SPHYGMOMANOMETER(BP APPRATUS) | Model Not Available | 1201A/28 | Non Functional Repairable | Janak Healthcare Pvt Ltd
18152 | Nagal Phc | Glucometer | MODEL NOT AVAILABLE | 3000081824 | Functional | Others
18153 | Nagwa Phc | Glucometer | Model not available | 2000029537 | Functional | Others
18154 | Sms Hospital | Intensive Care Bed | Janak | 81005 | Functional | Others
18155 | Fatehpur Phc | Blood Bank Refrigerator | Model not available | 1510660 | Functional | Vestfrost Solutions
18156 | Bhudoli Phc | Fetal Doppler | MODEL NOT AVAILABLE | 2000031354 | Functional | Others
18157 | Tihawali Phc | Blood Bank Refrigerator | Model not available | 2000037456 | Functional | Others
18158 | Rasidpura Phc | Glucometer | Model not available | 2000029628 | Functional | Others
18159 | Nagal Phc | Syringe Needle Destroyer | Model not available | 8941 | Functional | Others
18160 | Nagal Phc | Syringe Needle Destroyer | Model not available | NGH-21109 | Functional | Others
18161 | Nagal Phc | Syringe Needle Destroyer | Model not available | 2000037038 | Functional | Others
18162 | Mahatma Ghandhi Hospital Jodhpur | Defibrillator | MODEL NOT AVAILABLE | 3000124134 | Functional | Bpl Medical Technologies
18163 | Fatehpur Phc | Syringe Needle Destroyer | Model not available | 10212 | Functional | Micro Lab Instruments Ahmedabad
18164 | Bhagwatgarh Phc | Glucometer | Model not available | 2000020010 | Functional | Cmho Supply
18165 | Barnala Phc | Freezes | MODEL NOT AVAILABLE | 2000020981 | Functional | Cmho Supply
18166 | Kariri Phc | SPHYGMOMANOMETER(BP APPRATUS) | MODEL NOT AVAILABLE | 2000022636 | Functional | Others
18167 | Kariri Phc | Suction Machine | Model Not Available | 2000022628 | Functional | Cmho Supply
18168 | Jhanwar Chc | Ice lined refrigerator | HBD-116 | 3000049925 | Functional | Others
18169 | Jhanwar Chc | Ice lined refrigerator | HBD-116 | 3000049926 | Functional | Others
18170 | Nohar Chc | Hydraulic Operation Table | MODEL NOT AVAILABLE | 924 | Functional | Others
18171 | Mandrayal Chc | Radiant Heat Warmer | Zeal - RHW 2101A | rhw2101a/077113783 | Functional | Others
18172 | Masalpur Chc | Freezes | Kelvinator KGE 193 | 3000138562 | Functional | Others
18173 | Mtora Phc | Radiant Heat Warmer | Model Not Available | 3000049694 | Functional | Others
18174 | Masalpur Chc | Semi Automated Chemistry Analyzer | Model not Available | 3000138553 | Functional | Others
18175 | Masalpur Chc | Syringe Needle Destroyer | Model not available | 3000138554 | Functional | Others
18176 | Dudu Chc | Freezes | MODEL NOT AVAILABLE | 40 | Functional | Others
18177 | Surwal Phc | Syringe Needle Destroyer | Nulife - Dots | MBSD0716683 | Functional | Mrk Healthcare Pvt Ltd Delhi
18178 | Surwal Phc | Labour Table | Model Not Available | 2000020333 | Functional | Others
18179 | Salawas Chc | Freezes | MODEL NOT AVAILABLE | 3000049871 | Functional | Others
18180 | Osian Chc | Hemoglobin meter | Model Not Available | 3000054190 | Functional | Others
18181 | Dispensary Murlipura City | Radiant Heat Warmer | Model Not Available | 2000024785 | Functional | Others
18182 | Dudu Chc | Suction Machine | Model Not Available | 2000024944 | Functional | Others
18183 | Dispensary Malviya Nagar Sec 3 City | Syringe Needle Destroyer | Model not available | 2000025207 | Functional | Deepak Enterprises
18184 | Dudu Chc | Centrifuge Machine ( 8 Tube) | Model Not Available | 2000024864 | Functional | Others
18185 | Osian Chc | O.T. Light Single Dome | MODEL NOT AVAILABLE | 3000054003 | Functional | Others
18186 | Baler Phc | Autoclave | Model not available | 2000020383 | Functional | Cmho Supply
18187 | Gangori Hospital | Ventilator | AVEA | 3000230669 | Functional | Others
18188 | Chc Sambhar | 100mA X-Ray Machine | Model not available | 3000089254 | Functional | Cmho Supply
18189 | Dispensary Murlipura City | Syringe Needle Destroyer | Model not available | 2000024790 | Non Functional Not Repairable | Cmho Supply
18190 | Sms Hospital | Nebulizer | Aero | AP1101637 | Functional | Others
18191 | Shahpura Chc | Hydraulic Operation Table | Surgicoin | 2000025458 | Functional | Cmho Supply
18192 | Sms Hospital | Syringe Infusion Pump | SIMTEK - Infutek 405 | 19121045ST08 | Functional | Others
18193 | Panchwa Phc | Centrifuge Machine ( 8 Tube) | REMI - R303 | 2000028300 | Functional | Others
18194 | Sms Hospital | ECG Machine (Twelve Channel ) | BPL - Cardiart 8108R | DUTA2C/1450 | Functional | Bpl Medical Technologies
18195 | Jk Lone Hospital Jaipur | Ventilator | Model Not Available | 3000230227 | Non Functional Repairable | Others
18196 | Bherunda Phc | Syringe Needle Destroyer | Model not available | 2000036472 | Functional | Others
18197 | Gawardi Phc | Syringe Needle Destroyer | Model not available | 2000036345 | Functional | Others
18198 | Sms Hospital | Hydraulic Operation Table | Surgicoin | 3000087281 | Functional | Surgicoin Medequip Pvt Ltd
18199 | Sms Hospital | Autoclave | Model not available | 3000139277 | Functional | Others
18200 | Sms Hospital | Anesthesia Machine | MODEL NOT AVAILABLE | 3000139278 | Functional | Others
18201 | Panchwa Phc | Syringe Needle Destroyer | Microsil - ND350 | 6139 | Functional | Others
18202 | Gawardi Phc | Monocular Microscope | Model not available | 20000363347 | Functional | Others
18203 | Kothun Phc | Blood Bank Refrigerator | Model not available | 3000230749 | Functional | Others
18204 | Sms Hospital | ELECTRIC OT TABLE | MODEL NOT AVAILABLE | 3000139280 | Functional | Others
18205 | Bherunda Phc | Binocular Microscope | PZB 22 | 2000030266 | Functional | Others
18206 | Sms Hospital | Cautry Machine | Model Not Available | 3000139282 | Functional | Others
18207 | Jk Lone Hospital Jaipur | Mobile ( Portable ) X-Ray Machine | Allengers - MARS 3.5 | 2K130103035 | Functional | Allengers Medical Systems Ltd
18208 | Bherunda Phc | Pulse Oxymeter | Model Not Available | 1426000436 | Functional | Others
18209 | Sms Hospital | Defibrillator | MODEL NOT AVAILABLE | 3000139286 | Functional | Others
18210 | Mathura Das Mathur Hospital Jdh | Synoptophore | MODEL NOT AVAILABLE | 3000120573 | Functional | Others
18211 | Jaswantgarh Phc | Instrument Sterilizer | Model Not Available | 2000036818 | Functional | Others
18212 | Sms Hospital | Operating Microscope | Model Not Available | 3000139287 | Functional | Others
18213 | Jk Lone Hospital Jaipur | Bi-pap Machine | MODEL NOT AVAILABLE | 3000230244 | Functional | Philips Electronics India Ltd
18214 | Sms Hospital | ECG Monitor | Model not available | 686 | Functional | Others
18215 | Kothun Phc | Emergeny First Aid Kit | Medisys | 3000230737 | Functional | Others
18216 | Basi Khurd Phc | Hemoglobin meter | Model Not Available | 2000003350 | Functional | Others
18217 | Cherai Phc | Freezes | MODEL NOT AVAILABLE | 2000034996 | Functional | Others
18218 | Dudu Chc | Semi Automated Chemistry Analyzer | Model not Available | 850503 | Functional | Others
18219 | Bhagwatgarh Phc | SPHYGMOMANOMETER(BP APPRATUS) | MODEL NOT AVAILABLE | 20002002 | Functional | Cmho Supply
18220 | Dudu Chc | Electrolyte Analyzer | Model not available | 1110 | Functional | Others
18221 | Salawas Chc | Syringe Needle Destroyer | Microsil - ND350 | 5121 | Functional | Others
18222 | Bhagwatgarh Phc | Radiant Heat Warmer | Zeal - RHW 2101A | RHW2101A107131788 | Functional | Cmho Supply
18223 | Chiksana Phc | Binocular Microscope | Model Not Available | 2000003405 | Functional | Others
18224 | Barnala Phc | Instrument Sterilizer | Model Not Available | 2000020973 | Functional | Others
18225 | Bhagwatgarh Phc | Radiant Heat Warmer | Model Not Available | NRHM/WM11/303 | Functional | Cmho Supply
18226 | Chiksana Phc | Hemoglobin meter | Model Not Available | 2000003404 | Functional | Top Syringe Mfg Co Pvt Ltd
18227 | Bhikamkor Phc | SPHYGMOMANOMETER(BP APPRATUS) | MODEL NOT AVAILABLE | 3000049662 | Functional | Others
18228 | Salawas Chc | Syringe Needle Destroyer | Microsil - ND350 | 4886 | Functional | Others
18229 | Bhikamkor Phc | SPHYGMOMANOMETER(BP APPRATUS) | MODEL NOT AVAILABLE | 3000049663 | Functional | Others
18230 | Dispensary Murlipura City | Binocular Microscope | Labomed - Vision 2000 | 2000024776 | Functional | Others
18231 | Malana Choor Phc | Freezes | MODEL NOT AVAILABLE | 111011217 | Functional | Cmho Supply
18232 | Salawas Chc | O.T. Light Single Dome | MODEL NOT AVAILABLE | 3000049875 | Functional | Others
18233 | Barnala Phc | Radiant Heat Warmer | Model Not Available | 2000020956 | Non Functional Repairable | Zeal Medical Pvt Ltd
18234 | Chc Sambhar | Binocular Microscope | M L W Intermed | 3000089232 | Functional | Others
18235 | Malana Choor Phc | Binocular Microscope | Model Not Available | 2000020283 | Functional | Cmho Supply
18236 | Baler Phc | Instrument Sterilizer | Model Not Available | 2000020372 | Functional | Cmho Supply
18237 | Malana Choor Phc | Monocular Microscope | Model not available | 2000020282 | Functional | Cmho Supply
18238 | Salawas Chc | Hemoglobin meter | HB 301 | 3000049872 | Functional | Others
18239 | Sms Hospital | AC SPLIT TYPE | MODEL NOT AVAILABLE | 3000085467 | Functional | Others
18240 | Sms Hospital | Tube Sealer for Blood bags | Model Not Available | 2001/09020 | Functional | Thermo Fisher Scientific Inc
18241 | Dudu Chc | SPHYGMOMANOMETER(BP APPRATUS) | MODEL NOT AVAILABLE | 98135872 | Functional | Others
18242 | Jasnagar Phc | Radiant Heat Warmer | Model Not Available | 2000036429 | Functional | Others
18243 | Jasnagar Phc | Radiant Heat Warmer | Model Not Available | 2000036447 | Functional | Others
18244 | Jaswantgarh Phc | Binocular Microscope | Model Not Available | 2000036827 | Functional | Others
18245 | Sms Hospital | Fiberoptic Laryngoscope | Model Not Available | 3000086423 | Functional | Others
18246 | Jasnagar Phc | Incubator | MODEL NOT AVAILABLE | 2000036463 | Functional | Others
18247 | Harsolav Phc | Instrument Sterilizer | Model Not Available | 16H707 | Functional | Others
18248 | Guda Bhagwandas Phc | Instrument Sterilizer | Model Not Available | 66942009 | Functional | Others
18249 | Guda Bhagwandas Phc | Baby Weighing Machine | Model Not Available | 2000028961 | Functional | Others
18250 | Guda Bhagwandas Phc | Spot Light ( Portable ) | Model Not Available | 2000028963 | Functional | Others
18251 | Guda Bhagwandas Phc | FOOT OPERATED SUCTION MACHINE | Model not available | 3000054224 | Functional | Rohilla Industries Jaipur
18252 | Guda Bhagwandas Phc | Ice lined refrigerator | MK - 142 | 44700062 | Functional | Others
18253 | Ghatwa Phc | Ice lined refrigerator | Model Not Available | 25117514 | Functional | Others
18254 | Nagal Phc | Suction Machine | Model Not Available | 2000037032 | Functional | Others
18255 | Mahatma Ghandhi Hospital Jodhpur | Defibrillator with Cardiac Monitor | Schiller - Defigard 400 | 3000124135 | Functional | Schiller Healthcare India Pvt Ltd
18256 | Kasi Ka Bas Phc | Ice lined refrigerator | MK - 142 | 25000445 | Functional | Vestfrost Solutions
18257 | Nagwa Phc | Ice lined refrigerator | Model Not Available | 2000029553 | Functional | Others
18258 | Dujod Phc | Baby Weighing Machine | Model Not Available | 2000029606 | Functional | Others
18259 | Sirohi Phc | Syringe Needle Destroyer | Model not available | 2000031325 | Functional | Others
18260 | Dujod Phc | Glucometer | Model not available | 2000029598 | Functional | Others
18261 | Dangawas Phc | Instrument Sterilizer | Model Not Available | 2000036304 | Functional | Others
18262 | Mirjawas Phc | Hemoglobin meter | Model Not Available | 2000029460 | Functional | Others
18263 | Tatera Phc | Monocular Microscope | Model not available | 2000031480 | Functional | Others
18264 | Tatera Phc | Monocular Microscope | Model not available | 2000031481 | Functional | Others
18265 | Sirohi Phc | Syringe Needle Destroyer | Model not available | 2000031331 | Functional | Others
18266 | Kirdoli Phc | Freezes | MODEL NOT AVAILABLE | 2000029650 | Functional | Videocon Industries Ltd
18267 | Mirjawas Phc | Freezes | MODEL NOT AVAILABLE | 2000029466 | Functional | Others
18268 | Satlana Phc | Blood Bank Refrigerator | Model not available | BEO4F4E2600B2 | Functional | Others
18269 | Mandrayal Chc | ECG Machine (Single Channel) | RMS - Vista 101 | 3000138517 | Functional | Others
18270 | Maharana Bhopal Govt Hospital Medical Collage | Suction Machine | Model Not Available | 3000043894 | Functional | Others
18271 | Maharana Bhopal Govt Hospital Medical Collage | Suction Machine | Model Not Available | 3000044376 | Functional | Others
18272 | Maharana Bhopal Govt Hospital Medical Collage | Suction Machine | Model Not Available | 3000043872 | Functional | Others
18273 | Maharana Bhopal Govt Hospital Medical Collage | Suction Machine | Model Not Available | 3000043875 | Functional | Others
18274 | Maharana Bhopal Govt Hospital Medical Collage | Suction Machine | Model Not Available | 3000043876 | Functional | Others
18275 | Maharana Bhopal Govt Hospital Medical Collage | Suction Machine | Model Not Available | 3000043914 | Functional | Others
18276 | Salawas Chc | ECG Machine (Three Channel ) | Model Not Available | 3000049878 | Functional | Others
18277 | Mandrayal Chc | Dental X-Ray Machine | Model Not Available | 3000138496 | Functional | Others
18278 | Gujar Baroda Phc | SPHYGMOMANOMETER(BP APPRATUS) | MODEL NOT AVAILABLE | 3000084170 | Functional | Others
18279 | Osian Chc | Blood Mixer ( Roller Mixer ) | Model not available | 3000054188 | Functional | Others
18280 | Bhabru Phc | Binocular Microscope | Redical - RLX 48 | 27078 | Functional | Cmho Supply
18281 | Osian Chc | Autoclave | Model not available | 3000054002 | Functional | Others
18282 | Tiwari Phc | Baby Weighing Machine | Model Not Available | 3000049632 | Functional | Others
18283 | Dudu Chc | O.T. Light Double Dome | MODEL NOT AVAILABLE | 2000024947 | Functional | Others
18284 | Dispensary Murlipura City | Freezes | MODEL NOT AVAILABLE | 2000024793 | Functional | Cmho Supply
18285 | Masalpur Chc | Semi Automated Chemistry Analyzer | Model not Available | 3000138538 | Functional | Others
18286 | Mandrayal Chc | Blood Cell Counter - 3 part | Horiba - ABX Micros ES 60 | 3000138487 | Functional | Horiba India Pvt Ltd
18287 | Tiwari Phc | Ice lined refrigerator | Model Not Available | 3000049634 | Functional | Others
18288 | Gujar Baroda Phc | Binocular Microscope | Model Not Available | 3000084181 | Functional | Others
18289 | Dispensary Murlipura City | Radiant Heat Warmer | Model Not Available | 2000024794 | Functional | Others
18290 | Khejdlikalaan Phc | Centrifuge Machine ( 4 Tube ) | Model not available | 3000049971 | Functional | Others
18291 | Bichoon Chc | Fetal Doppler | ND - 102 | 3000089125 | Functional | Cmho Supply
18292 | Khejdlikalaan Phc | Radiant Heat Warmer | Model Not Available | 3000049973 | Functional | Others
18293 | Dudu Chc | Autoclave | Model not available | 5612 | Functional | Others
18294 | Gawardi Phc | SPHYGMOMANOMETER(BP APPRATUS) | MODEL NOT AVAILABLE | 2000036340 | Functional | Others
18295 | Sms Hospital | Cautry Machine | Model Not Available | 3000139251 | Functional | Others
18296 | Shahpura Chc | VDRL Rotator (Rotor and Shaker) | Yorco - YSI 148 | 610683 | Functional | Rhsdp Supply
18297 | Sms Hospital | Multi-Para Monitor | Model not available | A1050745 | Functional | Others
18298 | Jaswantgarh Phc | Radiant Heat Warmer | Zeal - RHW 2101A | 2000036821 | Functional | Others
18299 | Jaswantgarh Phc | Instrument Sterilizer | Model Not Available | 2000036822 | Functional | Others
18300 | Dispensary Secretariat City | SPHYGMOMANOMETER(BP APPRATUS) | MODEL NOT AVAILABLE | 46767 | Functional | Others
18301 | Sms Hospital | X-Ray Viewer Box | Model Not Available | 2K110103027X1HF | Functional | Others
18302 | Shahpura Chc | Weighing Machine | Model Not Available | 3000214858 | Functional | Others
18303 | Jeeliya Phc | Centrifuge Machine ( 8 Tube) | Model Not Available | 2000028495 | Functional | Others
18304 | Jaswantgarh Phc | Blood Bank Refrigerator | MF114 | 2000036824 | Functional | Others
18305 | Sms Hospital | Multi-Para Monitor | Model not available | A10S0728 | Functional | Others
18306 | Kothun Phc | SPHYGMOMANOMETER(BP APPRATUS) | MODEL NOT AVAILABLE | 98134775 | Functional | Others
18307 | Jaswantgarh Phc | Centrifuge Machine ( 4 Tube ) | Model not available | 2000036826 | Functional | Others
18308 | Gawardi Phc | Pulse Oxymeter | Model Not Available | 2000036354 | Functional | Others
18309 | Kothun Phc | SPHYGMOMANOMETER(BP APPRATUS) | MODEL NOT AVAILABLE | 64091710 | Functional | Others
18310 | Sms Hospital | Multi-Para Monitor | Model not available | A10S0720 | Functional | Others
18311 | Gawardi Phc | Syringe Needle Destroyer | Model not available | 2000036354 | Functional | Others
18312 | Panchwa Phc | Blood Bank Refrigerator | Model not available | 91005086 | Functional | Others
18313 | Jeeliya Phc | Glucometer | Model not available | 2000028500 | Functional | Others
18314 | Jaswantgarh Phc | Monocular Microscope | Model not available | 2000036827 | Functional | Others
18315 | Sevar Phc | Syringe Needle Destroyer | Model not available | 2000003527 | Functional | Cmho Supply
18316 | Sms Hospital | Intensive Care Bed | Janak | 5011041 | Functional | Others
18317 | Khedala Bujurg Phc | Centrifuge Machine ( 4 Tube ) | Model not available | 3000081622 | Functional | Others
18318 | Jaswantgarh Phc | Incubator | MODEL NOT AVAILABLE | 2000036829 | Functional | Others
18319 | Jaswantgarh Phc | Syringe Needle Destroyer | Model not available | 2000036830 | Functional | Others
18320 | Sms Hospital | Ventilator | Model Not Available | BBV01429 | Functional | Others
18321 | Dispensary Murlipura City | Weighing Machine | MODEL NOT AVAILABLE | 2000024782 | Functional | Others
18322 | Chiksana Phc | STABILIZER | MODEL NOT AVAILABLE | 2000003396 | Functional | Others
18323 | Bhikamkor Phc | Syringe Needle Destroyer | Model not available | 30000496673 | Functional | Others
18324 | Malana Choor Phc | FOOT OPERATED SUCTION MACHINE | MODEL NOT AVAILABLE | 7891011 | Functional | Cmho Supply
18325 | Dudu Chc | SPHYGMOMANOMETER(BP APPRATUS) | MODEL NOT AVAILABLE | 2000024965 | Functional | Others
18326 | Sms Hospital | Digital PH Meter | Model Not Available | 2000022997 | Functional | Others
18327 | Chc Sambhar | Binocular Microscope | Model Not Available | 3000089246 | Functional | Rhsdp Supply
18328 | City Dispensary Chandpole | ECG Machine (Single Channel) | Model Not Available | 3000049528 | Functional | Others
18329 | Dispensary Murlipura City | Weighing Machine | MODEL NOT AVAILABLE | 2000024791 | Non Functional Not Repairable | Others
18330 | Masalpur Chc | Hemoglobin meter | Model Not Available | 30001385389 | Functional | Others
18331 | Masalpur Chc | Glucometer | Model not available | 3000138540 | Functional | Others
18332 | Paprera Phc | SPHYGMOMANOMETER(BP APPRATUS) | MODEL NOT AVAILABLE | 2000003447 | Functional | Others
18333 | Samraoun Phc | Nebulizer | MODEL NOT AVAILABLE | 2000032875 | Functional | Others
18334 | Mathaniya Chc | Radiant Heat Warmer | Model Not Available | 3000049606 | Not in use | Others
18335 | Mathaniya Chc | O.T. Light Single Dome | MODEL NOT AVAILABLE | 3000049609 | Functional | Others
18336 | Mathaniya Chc | O.T. Light Single Dome | MODEL NOT AVAILABLE | 3000049610 | Functional | Others
18337 | Paprera Phc | Freezes | MODEL NOT AVAILABLE | 3.9101e+17 | Functional | Others
18338 | Tunga Chc | Syringe Needle Destroyer | Microsil - ND350 | 8213 | Functional | Cmho Supply
18339 | Jakhan Phc | Ice lined refrigerator | Model Not Available | 3000049685 | Functional | Others
18340 | Maharana Bhopal Govt Hospital Medical Collage | Radiant Heat Warmer | Meditrin - Heat Warmer | 3000040119 | Functional | Others
18341 | Maharana Bhopal Govt Hospital Medical Collage | Radiant Heat Warmer | Meditrin - Heat Warmer | 3000040121 | Functional | Others
18342 | Maharana Bhopal Govt Hospital Medical Collage | Radiant Heat Warmer | Meditrin - Heat Warmer | 3000040123 | Functional | Others
18343 | Maharana Bhopal Govt Hospital Medical Collage | Radiant Heat Warmer | Meditrin - Heat Warmer | 3000040125 | Functional | Others
18344 | Maharana Bhopal Govt Hospital Medical Collage | Radiant Heat Warmer | Meditrin - Heat Warmer | 3000040128 | Functional | Others
18345 | Maharana Bhopal Govt Hospital Medical Collage | Radiant Heat Warmer | Meditrin - Heat Warmer | 3000040129 | Functional | Others
18346 | Maharana Bhopal Govt Hospital Medical Collage | Radiant Heat Warmer | Meditrin - Heat Warmer | 3000040130 | Functional | Others
18347 | Jeeliya Phc | Syringe Needle Destroyer | Model not available | 7639 | Functional | Others
18348 | Dhabawali Phc | Centrifuge Machine ( 4 Tube ) | Model not available | CPLC-1965 | Functional | Remi Electrotechnik Ltd
18349 | Nagwa Phc | Blood Bank Refrigerator | Model not available | 2000029535 | Functional | Others
18350 | Nagwa Phc | Blood Bank Refrigerator | Model not available | 2000029543 | Functional | Others
18351 | Deshnok Chc | Baby Weighing Machine | Docbel Braun | 2000030783 | Functional | Docbel Group Of Industries
18352 | Dangawas Phc | Spot Light ( Portable ) | Model Not Available | 2000036297 | Functional | Cognate India
18353 | Mahatma Ghandhi Hospital Jodhpur | C-Arm Image Intensifier | Allengers - HF 49R | 91399151 | Functional | Allengers Medical Systems Ltd
18354 | Bhadwadi Phc Sikar | Syringe Needle Destroyer | Model not available | 2000029178 | Functional | Others
18355 | Sirohi Phc | Binocular Microscope | Model Not Available | 2000031323 | Functional | Others
18356 | Bhadwadi Phc Sikar | Syringe Needle Destroyer | Model not available | 2000029186 | Functional | Others
18357 | Dujod Phc | Freezes | MODEL NOT AVAILABLE | 2000029595 | Functional | Others
18358 | Mirjawas Phc | Syringe Needle Destroyer | Model not available | 2000029469 | Functional | Others
18359 | Bhadwadi Phc Sikar | SPHYGMOMANOMETER(BP APPRATUS) | MODEL NOT AVAILABLE | 2000029188 | Functional | Others
18360 | Goriya Phc | SPHYGMOMANOMETER(BP APPRATUS) | MODEL NOT AVAILABLE | 2000037567 | Functional | Others
18361 | Goriya Phc | Baby Weighing Machine | Crown | 2000037569 | Functional | Crown Digital Scales Inc
18362 | Goriya Phc | Blood Bank Refrigerator | Model not available | 2000037571 | Functional | Haier Appliances India Pvt
18363 | Goriya Phc | Weighing Machine | MODEL NOT AVAILABLE | 2000037574 | Functional | Others
18364 | Kasi Ka Bas Phc | Centrifuge Machine ( 8 Tube) | Model Not Available | 4762 | Functional | Others
18365 | Sms Hospital | Anesthesia Machine | MODEL NOT AVAILABLE | vent005295 | Functional | Others
18366 | Tatera Phc | Syringe Needle Destroyer | Model not available | 2000031488 | Functional | Others
18367 | Mirjawas Phc | Blood Bank Refrigerator | Model not available | 2000029454 | Functional | Others
18368 | Biraniya Phc | Blood Bank Refrigerator | Model not available | 2000037401 | Functional | Vestfrost Solutions
18369 | Sms Hospital | Defibrillator with Cardiac Monitor | Model Not Available | AF111018105 | Functional | Others
18370 | Mundru Phc | Centrifuge Machine ( 16 Tube ) | Model not available | 2000037121 | Functional | Others
18371 | Mirjawas Phc | Ice lined refrigerator | Model Not Available | 2000029457 | Functional | Others
18372 | Tatera Phc | Autoclave | Model not available | 2000031485 | Functional | Others
18373 | Chc Sambhar | Syringe Needle Destroyer | Model not available | 3000089278 | Functional | Cmho Supply
18374 | Dudu Chc | FOGGING MACHINE | MODEL NOT AVAILABLE | 2000024937 | Functional | Others
18375 | Barnala Phc | Instrument Sterilizer | Model Not Available | 2000020954 | Functional | Others
18376 | Salawas Chc | Pulse Oxymeter | Model Not Available | 3000049863 | Functional | Others
18377 | Dudu Chc | Radiant Heat Warmer | Meditrin - Heat Warmer | 2000024940 | Functional | Others
18378 | Sms Hospital | AC SPLIT TYPE | MODEL NOT AVAILABLE | 2270348 | Functional | Toshiba Medical Systems
18379 | Baler Phc | Radiant Heat Warmer | Model Not Available | 2000020391 | Functional | Cmho Supply
18380 | Sms Hospital | AC SPLIT TYPE | GE Elpro - DX-300 | 3000218757 | Non Functional Not Repairable | Others
18381 | Barnala Phc | Radiant Heat Warmer | Model Not Available | 2000020957 | Non Functional Repairable | Cmho Supply
18382 | Malana Choor Phc | Blood Bank Refrigerator | Model not available | 20013606D15 | Functional | Cmho Supply
18383 | Bhikamkor Phc | Syringe Needle Destroyer | Microsil - ND350 | 3000049668 | Functional | Others
18384 | Chc Sambhar | Blood Cell Counter - 3 part | Horiba - ABX Micros ES 60 | 3000089235 | Functional | Horiba India Pvt Ltd
18385 | Mathaniya Chc | Suction Machine | Model Not Available | 3000049601 | Functional | Others
18386 | Sms Hospital | Blood Component Separator | MODEL NOT AVAILABLE | MDD/11/11/1025/1120 | Functional | Fresenius Kabi India Pvt Limited
18387 | Khejdlikalaan Phc | Ice lined refrigerator | Model Not Available | 3000049975 | Functional | Others
18388 | Isharda Phc | Hydraulic Operation Table | MODEL NOT AVAILABLE | 3000084001 | Functional | Cmho Supply
18389 | Tiwari Phc | Blood Bank Refrigerator | Model not available | 3000049635 | Functional | Others
18390 | Tiwari Phc | Blood Bank Refrigerator | Model not available | 3000049636 | Functional | Others
18391 | Mathaniya Chc | Syringe Needle Destroyer | Microsil - ND350 | 3000049603 | Functional | Others
18392 | Dudu Chc | Single Puncture Laparoscope with Console Unit | 26034AAV | 1570784 | Functional | Others
18393 | Bhabru Phc | Ice lined refrigerator | MF - 144 | 91209084 | Functional | Vestfrost Solutions
18394 | Mathaniya Chc | Fetal Doppler | MODEL NOT AVAILABLE | 3000049604 | Functional | Others
18395 | Gathwari Phc | Blood Bank Refrigerator | Model not available | BE04G4E2600B2AS70153 | Functional | Others
18396 | Jhanwar Chc | Syringe Needle Destroyer | Microsil ND 20 | 3000049887 | Functional | Others
18397 | Bichoon Chc | SPHYGMOMANOMETER(BP APPRATUS) | MODEL NOT AVAILABLE | 2000024971 | Functional | Others
18398 | Masalpur Chc | Syringe Needle Destroyer | Model not available | 3000138553 | Functional | Others
18399 | Jodhiyasi Phc | Instrument Sterilizer | Model Not Available | 2000036969 | Functional | Others
18400 | Jasnagar Phc | Centrifuge Machine ( 12 Tube ) | Model Not Available | 2000036424 | Functional | Others
18401 | Jeeliya Phc | SPHYGMOMANOMETER(BP APPRATUS) | MODEL NOT AVAILABLE | 604918 | Functional | Others
18402 | Jeeliya Phc | SPHYGMOMANOMETER(BP APPRATUS) | MODEL NOT AVAILABLE | 302451 | Functional | Others
18403 | Gawardi Phc | Autoclave | Model not available | 2000036359 | Functional | Others
18404 | Khedala Bujurg Phc | Ice lined refrigerator | BLS 116 | 5872 | Functional | Others
18405 | Jeeliya Phc | Nebulizer | MODEL NOT AVAILABLE | 51693 | Functional | Others
18406 | Kathoti Phc | SPHYGMOMANOMETER(BP APPRATUS) | MODEL NOT AVAILABLE | 2000030367 | Functional | Others
18407 | Chawandiya Phc | Spot Light ( Portable ) | Model Not Available | 2000036634 | Functional | Others
18408 | Sms Hospital | Ventilator | Schiller - Graphnet Advance | 120510071081A1V | Functional | Others
18409 | Kathoti Phc | Centrifuge Machine ( 8 Tube) | Model Not Available | 2000030368 | Functional | Others
18410 | Gawardi Phc | Baby Weighing Machine | Crown | 2000036362 | Functional | Others
18411 | Sevar Phc | Suction Machine | Model Not Available | 2000003531 | Functional | Others
18412 | Jaswantgarh Phc | SPHYGMOMANOMETER(BP APPRATUS) | MODEL NOT AVAILABLE | 200036808 | Functional | Others
18413 | Jeeliya Phc | Freezes | MODEL NOT AVAILABLE | 2000028507 | Functional | Others
18414 | Jeeliya Phc | Instrument Sterilizer | Model Not Available | 334842009 | Functional | Others
18415 | Kothun Phc | SPHYGMOMANOMETER(BP APPRATUS) | MODEL NOT AVAILABLE | 570351-09 | Functional | Others
18416 | Sms Hospital | Ventilator | Model Not Available | BCU04088 | Functional | Others
18417 | Jk Lone Hospital Jaipur | Syringe Infusion Pump | SIMTEK - Infutek 405 | 3000230328 | Functional | Simtek Medico Systems Pvt Ltd
18418 | Kumari Phc | Centrifuge Machine ( 8 Tube) | Model Not Available | 2000030555 | Functional | Others
18419 | Kothun Phc | Blood Cell Counter - 3 part | Model not available | 3000230759 | Functional | Others
18420 | Kathoti Phc | Binocular Microscope | Model Not Available | 2000030374 | Functional | Others
18421 | Sms Hospital | Defibrillator with Cardiac Monitor | BPL - DF 2389 | 3000086416 | Functional | Others
18422 | Kumari Phc | Baby Weighing Machine | Crown | 2000030549 | Functional | Others
18423 | Khajwana Phc | SPHYGMOMANOMETER(BP APPRATUS) | MODEL NOT AVAILABLE | 187544 | Functional | Others
18424 | Kumari Phc | Freezes | MODEL NOT AVAILABLE | 21011600780 | Functional | Others
18425 | Hingoniya Phc Jaipur | Binocular Microscope | RSL - 4B | 3000089598 | Functional | Others
18426 | Dispensary Agarwal Farm City | SPHYGMOMANOMETER(BP APPRATUS) | MODEL NOT AVAILABLE | 2000024504 | Non Functional Not Repairable | Cmho Supply
18427 | Barnala Phc | Weighing Machine | MODEL NOT AVAILABLE | 2000020969 | Functional | Cmho Supply
18428 | Chc Sambhar | Suction Machine | Model Not Available | 3000089271 | Functional | Suprime Enterprises
18429 | Hingoniya Phc Jaipur | Suction Machine | Model Not Available | 3000089602 | Functional | Cmho Supply
18430 | Baroli Phc | Autoclave | Model not available | 2000003292 | Functional | Others
18431 | Barnala Phc | Centrifuge Machine ( 4 Tube ) | Model not available | 2000020962 | Functional | Alco Medical Microscopes
18432 | Maharana Bhopal Govt Hospital Medical Collage | Radiant Heat Warmer | Meditrin - Heat Warmer | 3000040132 | Functional | Others
18433 | Maharana Bhopal Govt Hospital Medical Collage | Radiant Heat Warmer | Meditrin - Heat Warmer | 3000040134 | Functional | Others
18434 | Maharana Bhopal Govt Hospital Medical Collage | Radiant Heat Warmer | Meditrin - Heat Warmer | 3000040135 | Functional | Others
18435 | Maharana Bhopal Govt Hospital Medical Collage | Radiant Heat Warmer | Meditrin - Heat Warmer | 3000040138 | Functional | Others
18436 | Maharana Bhopal Govt Hospital Medical Collage | Radiant Heat Warmer | Meditrin - Heat Warmer | 3000040140 | Functional | Others
18437 | Maharana Bhopal Govt Hospital Medical Collage | Radiant Heat Warmer | Meditrin - Heat Warmer | 3000040143 | Functional | Others
18438 | Maharana Bhopal Govt Hospital Medical Collage | Radiant Heat Warmer | Meditrin - Heat Warmer | 3000040145 | Functional | Others
18439 | Maharana Bhopal Govt Hospital Medical Collage | Radiant Heat Warmer | Meditrin - Heat Warmer | 3000040146 | Functional | Others
18440 | 5 Tb Clinic Dholpur | Blood Collection Monitor | Model Not Available | 2000046987 | Functional | Others
18441 | 5 Tb Clinic Dholpur | Ice lined refrigerator | Model Not Available | 2000046986 | Functional | Others
18442 | Gathwari Phc | ESR Stand | Model not available | 2000022758 | Functional | Others
18443 | Gathwari Phc | Centrifuge Machine ( 4 Tube ) | Model not available | 2000022759 | Functional | Others
18444 | Gathwari Phc | Autoclave | Model not available | 200022760 | Functional | Others
18445 | Maharana Bhopal Govt Hospital Medical Collage | Pulse Oxymeter | Model Not Available | 3000040189 | Functional | Others
18446 | Maharana Bhopal Govt Hospital Medical Collage | Pulse Oxymeter | Model Not Available | 3000040193 | Functional | Others
18447 | Maharana Bhopal Govt Hospital Medical Collage | Pulse Oxymeter | Model Not Available | 3000040200 | Functional | Others
18448 | Maharana Bhopal Govt Hospital Medical Collage | Pulse Oxymeter | Model Not Available | 3000040202 | Functional | Others
18449 | Maharana Bhopal Govt Hospital Medical Collage | Pulse Oxymeter | Model Not Available | 3000040205 | Functional | Others
18450 | Mathaniya Chc | Centrifuge Machine ( 4 Tube ) | Model not available | 3000049620 | Functional | Others
18451 | Mundru Phc | Glucometer | Model not available | 2000037122 | Functional | Others
18452 | Pindwara Chc | Ice lined refrigerator | Model Not Available | BEO7F4EoN00B2A6H0072 | Functional | Others
18453 | Biraniya Phc | Baby Weighing Machine | Model Not Available | 2000037406 | Functional | Others
18454 | Shyamgarh Phc | FOOT OPERATED SUCTION MACHINE | MODEL NOT AVAILABLE | 2000037089 | Functional | Others
18455 | Tajsar Phc | Centrifuge Machine ( 8 Tube) | Model Not Available | 2000037431 | Functional | Others
18456 | Biraniya Phc | SPHYGMOMANOMETER(BP APPRATUS) | MODEL NOT AVAILABLE | 2000037408 | Non Functional Repairable | Others
18457 | Dangawas Phc | Binocular Microscope | Model Not Available | 2009753 | Non Functional Not Repairable | Others
18458 | Biraniya Phc | Freezes | MODEL NOT AVAILABLE | 200037409 | Functional | Videocon Industries Ltd
18459 | Pindwara Chc | Hemoglobin meter | Model Not Available | 2000035496 | Functional | Others
18460 | Mundru Phc | Spot Light ( Portable ) | Model Not Available | 2000037125 | Functional | Others
18461 | Biraniya Phc | Glucometer | Model not available | 2000037410 | Non Functional Repairable | Accurex Biomedicals Pvt Ltd
18462 | Ganeshwar Phc | Freezes | MODEL NOT AVAILABLE | 2000031342 | Functional | Others
18463 | Kasi Ka Bas Phc | Syringe Needle Destroyer | Model not available | 2000029578 | Functional | Bhasin Sons Private Limited
18464 | Mundru Phc | Baby Weighing Machine | Model Not Available | 2000037127 | Functional | Others
18465 | Mundru Phc | Baby Weighing Machine | Model Not Available | 2000037135 | Functional | Others
18466 | Ganeshwar Phc | Centrifuge Machine ( 8 Tube) | REMI - R 8C | 2000031343 | Functional | Remi Electrotechnik Ltd
18467 | Shyamgarh Phc | Syringe Needle Destroyer | Microsil - ND350 | 2000037090 | Functional | Others
18468 | Shyamgarh Phc | Freezes | MODEL NOT AVAILABLE | 2000037092 | Functional | Others
18469 | Rorubari Phc | Centrifuge Machine ( 4 Tube ) | Model not available | 2000031542 | Functional | Others
18470 | Tajsar Phc | Ice lined refrigerator | HBD-116 | 2000037437 | Functional | Others
18471 | Tajsar Phc | Weighing Machine | MODEL NOT AVAILABLE | 2000037438 | Functional | Others
18472 | Panchudala Phc | Binocular Microscope | Model Not Available | 2000022426 | Functional | Others
18473 | Panchudala Phc | Centrifuge Machine ( 4 Tube ) | Model not available | 2000022427 | Functional | Others
18474 | Kasi Ka Bas Phc | Suction Machine | Model Not Available | 5C5573 | Functional | Anand Medicaids Pvt Ltd
18475 | Shyamgarh Phc | TRACTION SYSTEM | MODEL NOT AVAILABLE | 2000037103 | Functional | Others
18476 | Shyamgarh Phc | Weighing Machine | MODEL NOT AVAILABLE | 2000037103 | Functional | Others
18477 | Barnala Phc | Syringe Needle Destroyer | Microsil ND 20 | 2000020965 | Functional | Cmho Supply
18478 | Dudu Chc | Multi-Para Monitor | Model not available | 96G30402 | Functional | Others
18479 | Luni Chc | Radiant Heat Warmer | Model Not Available | 3000120132 | Functional | Others
18480 | Mandrayal Chc | Syringe Needle Destroyer | Nulife - Dots | 3000138509 | Functional | Others
18481 | Satlana Phc | Freezes | MODEL NOT AVAILABLE | 3000054099 | Functional | Others
18482 | Mtora Phc | Baby Weighing Machine | Model Not Available | 3000049693 | Functional | Others
18483 | Surwal Phc | Weighing Machine | MODEL NOT AVAILABLE | 2000020345 | Functional | Others
18484 | Mandrayal Chc | SPHYGMOMANOMETER(BP APPRATUS) | Pagoda | 3000138514 | Functional | Others
18485 | Mandrayal Chc | Hemoglobin meter | Model Not Available | 3000138491 | Functional | Others
18486 | Mathaniya Chc | Radiant Heat Warmer | Zeal - RHW 2101A | 3000049605 | Functional | Others
18487 | Jhanwar Chc | Instrument Sterilizer | Model Not Available | 3000049929 | Functional | Others
18488 | Tiwari Phc | Syringe Needle Destroyer | Model not available | 3000049639 | Functional | Others
18489 | Samraoun Phc | Freezes | MODEL NOT AVAILABLE | 2000032872 | Functional | Others
18490 | Isharda Phc | Hydraulic Operation Table | MODEL NOT AVAILABLE | 300084002 | Functional | Cmho Supply
18491 | Jhanwar Chc | Freezes | Kelvinator KGE 193 | 3000049930 | Functional | Others
18492 | Jakhan Phc | SPHYGMOMANOMETER(BP APPRATUS) | MODEL NOT AVAILABLE | 3000049677 | Functional | Others
18493 | Tunga Chc | Syringe Needle Destroyer | Model Not Available | 3000199737 | Functional | Others
18494 | Tiwari Phc | Blood Bank Refrigerator | Model not available | 3000049640 | Functional | Others
18495 | Paprera Phc | Suction Machine | Model Not Available | 2000003444 | Functional | Others
18496 | Dudu Chc | Pulse Oxymeter | Model Not Available | 480387447 | Functional | Others
18497 | Gathwari Phc | Baby Weighing Machine | Model Not Available | 2000022768 | Functional | Others
18498 | Dispensary Murlipura City | Syringe Needle Destroyer | Nulife - Dots | 724838 | Functional | Mrk Healthcare Pvt Ltd Delhi
18499 | Tunga Chc | Centrifuge Machine ( 4 Tube ) | Model not available | 3000087205 | Non Functional Repairable | Others
18500 | Bhabru Phc | Instrument Sterilizer | Model Not Available | 2000022420 | Functional | Others
18501 | Paprera Phc | Weighing Machine | MODEL NOT AVAILABLE | 2000003446 | Functional | Others
18502 | Bichoon Chc | Semi Automated Chemistry Analyzer | CPC - STAT FAX 3300 | 2000024975 | Functional | Others
18503 | Kathoti Phc | Ice lined refrigerator | Model Not Available | 2000030380 | Functional | Others
18504 | Jk Lone Hospital Jaipur | Nebulizer | MODEL NOT AVAILABLE | 3000230332 | Functional | Others
18505 | Kumari Phc | Autoclave | Model not available | NRHM/114 | Not in use | Others
18506 | Sms Hospital | Intensive Care Bed | Janak | 3000086279 | Functional | Others
18507 | Sms Hospital | Instrument Sterilizer | Model Not Available | 3000139266 | Functional | Others
18508 | Chawandiya Phc | SPHYGMOMANOMETER(BP APPRATUS) | MODEL NOT AVAILABLE | 627733/10 | Non Functional Not Repairable | Others
18509 | Kotkhawda Phc | SPHYGMOMANOMETER(BP APPRATUS) | MODEL NOT AVAILABLE | 3000230784 | Functional | Others
18510 | Kumari Phc | Radiant Heat Warmer | Meditrin - Heat Warmer | 2000030562 | Not in use | Others
18511 | Kathoti Phc | Suction Machine | Model Not Available | 2000030385 | Functional | Others
18512 | Kathoti Phc | Suction Machine | Model Not Available | 2000030386 | Functional | Others
18513 | Sms Hospital | ECG Machine (Single Channel) | Model Not Available | 3000086421 | Functional | Others
18514 | Dispensary Secretariat City | Centrifuge Machine ( 4 Tube ) | Model not available | 2000024163 | Functional | Cmho Supply
18515 | Kotkhawda Phc | SPHYGMOMANOMETER(BP APPRATUS) | MODEL NOT AVAILABLE | 587052-09 | Functional | Others
18516 | Kathoti Phc | Labour Table | Model Not Available | 2000030387 | Functional | Others
18517 | Kotkhawda Phc | SPHYGMOMANOMETER(BP APPRATUS) | Pagoda | 3000230786 | Functional | Others
18518 | Jeeliya Phc | Weighing Machine | MODEL NOT AVAILABLE | 2000028518 | Functional | Others
18519 | Jasnagar Phc | Weighing Machine | MODEL NOT AVAILABLE | 2000036444 | Functional | Others
18520 | Jasnagar Phc | Weighing Machine | MODEL NOT AVAILABLE | 2000036445 | Functional | Others
18521 | Jasnagar Phc | Weighing Machine | MODEL NOT AVAILABLE | 2000036446 | Functional | Others
18522 | Jasnagar Phc | Labour Table | Model Not Available | 2000036451 | Functional | Others
18523 | Dispensary Secretariat City | Weighing Machine | MODEL NOT AVAILABLE | 2000024165 | Functional | Cmho Supply
18524 | Jeeliya Phc | Suction Machine | Model Not Available | 2000028520 | Functional | Others
18525 | Khajwana Phc | Syringe Needle Destroyer | Nulife - Dots | 2000036953 | Functional | Others
18526 | Sms Hospital | Syringe Infusion Pump | SIMTEK - Infutek 405 | 3000086424 | Functional | Others
18527 | Kurchhi Phc Nagaur | Radiant Heat Warmer | Model Not Available | 2000028996 | Functional | Others
18528 | Shahpura Chc | Suction Machine | Model Not Available | 2000025494 | Functional | Rhsdp Supply
18529 | Kariri Phc | Instrument Sterilizer | Model Not Available | 2000022631 | Functional | Others
18530 | Dispensary Agarwal Farm City | SPHYGMOMANOMETER(BP APPRATUS) | MODEL NOT AVAILABLE | 2000024502 | Non Functional Not Repairable | Cmho Supply
18531 | Bhagwatgarh Phc | Centrifuge Machine ( 8 Tube) | Model Not Available | 2000020013 | Functional | Cmho Supply
18532 | Barnala Phc | Blood Bank Refrigerator | Model not available | 2000020967 | Functional | Vestfrost Solutions
18533 | Viratnagar Chc | Hemoglobin meter | Model Not Available | 2000022463 | Functional | Others
18534 | Chc Sambhar | Labour Table | Model Not Available | 280 | Functional | Rhsdp Supply
18535 | Bhagwatgarh Phc | Autoclave | Model not available | 2000020023 | Functional | Cmho Supply
18536 | Satlana Phc | Syringe Needle Destroyer | Model not available | NBSDO71653 | Functional | Others
18537 | Dudu Chc | Water Bath | Model not available | 06F3690 | Functional | Others
18538 | Satlana Phc | Ice lined refrigerator | MK - 142 | 25116357 | Functional | Others
18539 | Nohar Chc | Hydraulic Operation Table | MODEL NOT AVAILABLE | 144 | Non Functional Not Repairable | Others
18540 | Maharana Bhopal Govt Hospital Medical Collage | Syringe Infusion Pump | Model not available | 3000040191 | Functional | Others
18541 | Maharana Bhopal Govt Hospital Medical Collage | Syringe Infusion Pump | Model not available | 3000040194 | Functional | Others
18542 | Maharana Bhopal Govt Hospital Medical Collage | Syringe Infusion Pump | Model not available | 3000040207 | Functional | Others
18543 | Maharana Bhopal Govt Hospital Medical Collage | Syringe Infusion Pump | Model not available | 3000040208 | Functional | Others
18544 | Maharana Bhopal Govt Hospital Medical Collage | Syringe Infusion Pump | Model not available | 3000040218 | Functional | Others
18545 | Maharana Bhopal Govt Hospital Medical Collage | Syringe Infusion Pump | Model not available | 3000040220 | Functional | Others
18546 | Palli Phc | SPHYGMOMANOMETER(BP APPRATUS) | MODEL NOT AVAILABLE | 2000032888 | Functional | Others
18547 | Pandit Ji Ki Dhani Phc | Syringe Needle Destroyer | Model not available | 3000054200 | Functional | Others
18548 | Dudu Chc | SPHYGMOMANOMETER(BP APPRATUS) | MODEL NOT AVAILABLE | 57279109 | Functional | Cmho Supply
18549 | Mathaniya Chc | Suction Machine | Model Not Available | 3000049613 | Functional | Others
18550 | Harmara Chc | Semi Automated Chemistry Analyzer | 3300 | 49030 | Functional | Cpc Diagnostics Pvt Ltd
18551 | Maharana Bhopal Govt Hospital Medical Collage | Radiant Heat Warmer | MODEL NOT AVAILABLE | 2014412010000110 | Functional | Others
18552 | Maharana Bhopal Govt Hospital Medical Collage | Radiant Heat Warmer | Model Not Available | 3000040245 | Functional | Others
18553 | Maharana Bhopal Govt Hospital Medical Collage | Radiant Heat Warmer | Model Not Available | 3000040247 | Functional | Others
18554 | Maharana Bhopal Govt Hospital Medical Collage | Radiant Heat Warmer | Model Not Available | 3000040251 | Functional | Others
18555 | Deshnok Chc | Blood Cell Counter - 3 part | Horiba - ABX Micros ES 60 | 2000030759 | Functional | Horiba India Pvt Ltd
18556 | Tajsar Phc | Blood Bank Refrigerator | Model not available | 2000037439 | Functional | Others
18557 | Ganeri Phc | Freezes | MODEL NOT AVAILABLE | 2000029245 | Functional | Others
18558 | Ganeri Phc | Nebulizer | MODEL NOT AVAILABLE | 2000029249 | Functional | Others
18559 | Kirdoli Phc | Syringe Needle Destroyer | Model not available | 2000029664 | Functional | Zeal Medical Pvt Ltd
18560 | Butati Phc | Freezes | MODEL NOT AVAILABLE | 2000028855 | Functional | Others
18561 | Mandota Phc Sikar | Syringe Needle Destroyer | Model not available | 2000029642 | Functional | Others
18562 | Mandota Phc Sikar | Syringe Needle Destroyer | Model not available | 2000029648 | Functional | Others
18563 | Mandota Phc Sikar | Syringe Needle Destroyer | Model not available | 3000260103 | Functional | Others
18564 | Paharsar Phc | Centrifuge Machine ( 4 Tube ) | Remi 4C | 20000033260 | Functional | Others
18565 | Panchudala Phc | Glucometer | Model not available | 2000022432 | Functional | Others
18566 | Kirdoli Phc | Autoclave | Model not available | 2000029665 | Functional | Others
18567 | Butati Phc | SPHYGMOMANOMETER(BP APPRATUS) | MODEL NOT AVAILABLE | 8125105 | Not in use | Others
18568 | Sms Hospital | Multi-Para Monitor | Model not available | 3000085177 | Functional | Others
18569 | Jharali Phc | SPHYGMOMANOMETER(BP APPRATUS) | MODEL NOT AVAILABLE | 2000037275 | Functional | Others
18570 | Dardahind Phc | Binocular Microscope | Model Not Available | 3000080120 | Functional | Others
18571 | Laxmangarh Chc | Blood Bank Refrigerator | Model not available | 2000029371 | Functional | Others
18572 | Dantru Phc | SPHYGMOMANOMETER(BP APPRATUS) | MODEL NOT AVAILABLE | 2000031547 | Functional | Others
18573 | Kirdoli Phc | Syringe Needle Destroyer | Model not available | 2000029666 | Functional | Bhaseen Health Products Pvt Ltd
18574 | Butati Phc | Baby Weighing Machine | Model Not Available | 2000028857 | Not in use | Others
18575 | Aabhawas Phc | SPHYGMOMANOMETER(BP APPRATUS) | MODEL NOT AVAILABLE | 2000029106 | Functional | Others
18576 | Shivard Phc | Instrument Sterilizer | Model Not Available | 3000084047 | Functional | Cmho Supply
18577 | Kasi Ka Bas Phc | Baby Weighing Machine | Model Not Available | 200029582 | Functional | Ramon Surgical Company
18578 | Kirdoli Phc | Syringe Needle Destroyer | Model not available | 20000029667 | Non Functional Not Repairable | Bhasin Sons Private Limited
18579 | Jharali Phc | SPHYGMOMANOMETER(BP APPRATUS) | MODEL NOT AVAILABLE | 2000037277 | Functional | Others
18580 | Aabhawas Phc | Baby Weighing Machine | Model Not Available | 2000029107 | Functional | Others
18581 | Kariri Phc | Blood Bank Refrigerator | Model not available | 2000022633 | Functional | Cmho Supply
18582 | Viratnagar Chc | Glucometer | Model not available | 4226210140003620 | Functional | Others
18583 | Tunga Chc | Binocular Microscope | Model Not Available | 3000087206 | Non Functional Repairable | Olympus Diagnostic Systems
18584 | Samraoun Phc | Syringe Needle Destroyer | Labomed - Vision 2000 | 13F0560188 | Functional | Others
18585 | Dudu Chc | Pulse Oxymeter | Model Not Available | 160206863 | Functional | Others
18586 | Dudu Chc | Centrifuge Machine ( 4 Tube ) | Model not available | 9059 | Functional | Others
18587 | Bichoon Chc | Glucometer | Model not available | 2000024976 | Functional | Others
18588 | Mathaniya Chc | ECG Machine (Three Channel ) | Model Not Available | 3000049612 | Functional | Others
18589 | Jakhan Phc | Monocular Microscope | Model not available | 3000049687 | Functional | Others
18590 | Sirsi Phc | Glucometer | Model not available | 2000024426 | Functional | Metro Traiding Corporation
18591 | Paprera Phc | Syringe Needle Destroyer | Model not available | 2000003443 | Functional | Others
18592 | Sirsi Phc | Incubator | MODEL NOT AVAILABLE | 2000024428 | Functional | Metro Traiding Corporation
18593 | Mathaniya Chc | 100mA X-Ray Machine | Model not available | 3000049617 | Functional | Others
18594 | Gathwari Phc | Hemoglobin meter | Model Not Available | 2000022757 | Functional | Others
18595 | Mandawar Chc | Hemoglobin meter | HB 301 | 1342813107 | Functional | Hemocue India
18596 | Maharana Bhopal Govt Hospital Medical Collage | Radiant Heat Warmer | Model Not Available | 3000040147 | Functional | Others
18597 | Maharana Bhopal Govt Hospital Medical Collage | Radiant Heat Warmer | Model Not Available | 3000040148 | Functional | Others
18598 | Maharana Bhopal Govt Hospital Medical Collage | Radiant Heat Warmer | Model Not Available | 3000040149 | Functional | Others
18599 | Maharana Bhopal Govt Hospital Medical Collage | Radiant Heat Warmer | Model Not Available | 3000040152 | Functional | Others
18600 | Maharana Bhopal Govt Hospital Medical Collage | Radiant Heat Warmer | Model Not Available | 3000040153 | Functional | Others
18601 | Maharana Bhopal Govt Hospital Medical Collage | Radiant Heat Warmer | Model Not Available | 3000040154 | Functional | Others
18602 | Maharana Bhopal Govt Hospital Medical Collage | Radiant Heat Warmer | Model Not Available | 3000040157 | Functional | Others
18603 | Maharana Bhopal Govt Hospital Medical Collage | Radiant Heat Warmer | Model Not Available | 3000040160 | Functional | Others
18604 | Maharana Bhopal Govt Hospital Medical Collage | Radiant Heat Warmer | Model Not Available | 3000040161 | Functional | Others
18605 | Maharana Bhopal Govt Hospital Medical Collage | Radiant Heat Warmer | Model Not Available | 3000040163 | Functional | Others
18606 | Maharana Bhopal Govt Hospital Medical Collage | Radiant Heat Warmer | Model Not Available | 3000040165 | Functional | Others
18607 | Sub District Hospital Gangapur City | Centrifuge Machine ( 8 Tube) | Model Not Available | 3000084085 | Functional | Others
18608 | Jk Lone Hospital Jaipur | Pulse Oxymeter | Model Not Available | 3000230430 | Functional | Bpl Medical Technologies
18609 | Dispensary Secretariat City | Semi Automated Chemistry Analyzer | Accurex - AT 112 Plus | 1209001 | Functional | Cmho Supply
18610 | Jk Lone Hospital Jaipur | Bi-pap Machine | MODEL NOT AVAILABLE | C100570319EF1 | Functional | Philips Electronics India Ltd
18611 | Gandhlisar Phc | FOOT OPERATED SUCTION MACHINE | MODEL NOT AVAILABLE | 2000030579 | Functional | Others
18612 | Kitalsar Phc | Baby Weighing Machine | Model Not Available | 2000036171 | Functional | Others
18613 | Kotkhawda Phc | Radiant Heat Warmer | Meditrin - Heat Warmer | 1931-11-01 | Functional | Others
18614 | Harsolav Phc | Suction Machine | Model Not Available | 2000030134 | Not in use | Others
18615 | Sms Hospital | Cobalt Radiotherapy machine | Model Not Available | 3000085385 | Functional | Others
18616 | Kalwar Phc | Instrument Sterilizer | Model Not Available | 2000036002 | Functional | Others
18617 | Harsolav Phc | Pulse Oxymeter | Model Not Available | 2000030136 | Not in use | Others
18618 | Mathura Das Mathur Hospital Jdh | Oxygen Hood | MODEL NOT AVAILABLE | 3000120517 | Functional | Others
18619 | Harsolav Phc | Blood Bank Refrigerator | Model not available | 2000030110 | Functional | Others
18620 | Kotkhawda Phc | FOOT OPERATED SUCTION MACHINE | SU-101 | 3000230763 | Functional | Others
18621 | Harsolav Phc | SPHYGMOMANOMETER(BP APPRATUS) | MODEL NOT AVAILABLE | 2000030139 | Not in use | Others
18622 | Harsolav Phc | SPHYGMOMANOMETER(BP APPRATUS) | MODEL NOT AVAILABLE | 14117 | Functional | Others
18623 | Sms Hospital | Intensive Care Bed | Janak | 3000086453 | Functional | Others
18624 | Kotkhawda Phc | Spot Light ( Portable ) | Model Not Available | 3000230765 | Functional | Others
18625 | Sms Hospital | Syringe Infusion Pump | Model not available | 3000086459 | Functional | Others
18626 | Sms Hospital | SPHYGMOMANOMETER(BP APPRATUS) | MODEL NOT AVAILABLE | 3000086461 | Functional | Others
18627 | Sms Hospital | Blood Bank Refrigerator | Model not available | 3000086427 | Functional | Others
18628 | Sms Hospital | Syringe Infusion Pump | Model not available | 3000086428 | Functional | Others
18629 | Jk Lone Hospital Jaipur | Radiant Heat Warmer | Model Not Available | 3000222248 | Functional | Zeal Medical Pvt Ltd
18630 | Sms Hospital | Syringe Infusion Pump | Model not available | 3000086429 | Functional | Others
18631 | Kotkhawda Phc | Blood Bank Refrigerator | MF114 | 91010628 | Functional | Others
18632 | Sadar Hospital Dholpur Dh | Blood Bank Refrigerator | REMI - BR 70 | ZBBR04378 | Functional | Others
18633 | Basi Khurd Phc | Glucometer | Model not available | 2000003349 | Functional | Others
18634 | Palli Phc | Binocular Microscope | Model Not Available | 2000032892 | Functional | Others
18635 | Mathaniya Chc | Blood Cell Counter - 3 part | Model not available | 3000049618 | Functional | Others
18636 | Paota Chc | Glucometer | Model not available | 2000022165 | Functional | Others
18637 | Palli Phc | SPHYGMOMANOMETER(BP APPRATUS) | MODEL NOT AVAILABLE | 2000032895 | Functional | Others
18638 | Mathaniya Chc | Freezes | MODEL NOT AVAILABLE | 3000049623 | Functional | Others
18639 | Kaliyasar Phc | Instrument Sterilizer | Model Not Available | 2000019423 | Functional | Others
18640 | Palli Phc | Baby Weighing Machine | Model Not Available | 2000032896 | Functional | Others
18641 | Palli Phc | Blood Bank Refrigerator | Model not available | 2000032897 | Functional | Others
18642 | Maharana Bhopal Govt Hospital Medical Collage | Radiant Heat Warmer | Model Not Available | 3000040185 | Functional | Others
18643 | Maharana Bhopal Govt Hospital Medical Collage | Radiant Heat Warmer | Model Not Available | 3000040186 | Functional | Others
18644 | Maharana Bhopal Govt Hospital Medical Collage | Radiant Heat Warmer | Model Not Available | 3000040187 | Functional | Others
18645 | Maharana Bhopal Govt Hospital Medical Collage | Radiant Heat Warmer | Model Not Available | 3000040190 | Functional | Others
18646 | Maharana Bhopal Govt Hospital Medical Collage | Radiant Heat Warmer | Model Not Available | 3000040195 | Functional | Others
18647 | Maharana Bhopal Govt Hospital Medical Collage | Radiant Heat Warmer | Model Not Available | 3000040199 | Functional | Others
18648 | Maharana Bhopal Govt Hospital Medical Collage | Radiant Heat Warmer | Model Not Available | 3000040201 | Functional | Others
18649 | Maharana Bhopal Govt Hospital Medical Collage | Radiant Heat Warmer | Model Not Available | 3000040206 | Functional | Others
18650 | Maharana Bhopal Govt Hospital Medical Collage | Radiant Heat Warmer | Model Not Available | 2000031377 | Functional | Others
18651 | Mathaniya Chc | Monocular Microscope | Model not available | 3000049621 | Functional | Others
18652 | Maharana Bhopal Govt Hospital Medical Collage | Phototherepy Unit | MODEL NOT AVAILABLE | 3000040133 | Functional | Others
18653 | Maharana Bhopal Govt Hospital Medical Collage | Phototherepy Unit | MODEL NOT AVAILABLE | 3000040141 | Functional | Others
18654 | Awar Phc | Glucometer | Model not available | 2000003431 | Functional | Others
18655 | Maharana Bhopal Govt Hospital Medical Collage | Ventilator | Model Not Available | 3000040265 | Functional | Others
18656 | Pandit Ji Ki Dhani Phc | Ice lined refrigerator | MF - 144 | 3000049953 | Functional | Others
18657 | Pandit Ji Ki Dhani Phc | Suction Machine | Model Not Available | 3000049940 | Functional | Others
18658 | Isharda Phc | Freezes | MODEL NOT AVAILABLE | 3000084007 | Functional | Cmho Supply
18659 | Jk Lone Hospital Jaipur | Syringe Infusion Pump | JAZ-1800C | 3000230221 | Functional | Others
18660 | Sms Hospital | Syringe Infusion Pump | Allied - Syrn 200 | a5syrn2014040351 | Functional | Others
18661 | Sms Hospital | Boyles Apparatus | MODEL NOT AVAILABLE | 3000139264 | Functional | Others
18662 | Sms Hospital | Suction Machine | Model Not Available | 3000139267 | Functional | Others
18663 | Sms Hospital | Syringe Infusion Pump | Model not available | 1374 | Functional | Others
18664 | Panchwa Phc | Incubator | MODEL NOT AVAILABLE | 2000028301 | Functional | Others
18665 | Shahpura Chc | Syringe Needle Destroyer | Microsil - ND350 | 7729 | Functional | Linco Scientific Instruments And Chemicals (P) Ltd
18666 | Bherunda Phc | Ice lined refrigerator | HBD-116 | 2000036473 | Functional | Others
18667 | Shahpura Chc | Spot Light ( Portable ) | Model Not Available | 2000025453 | Functional | Surgicoin Medequip Pvt Ltd
18668 | Jk Lone Hospital Jaipur | Ventilator | Nulife - Dots | NBSD0713933 | Functional | Mrk Healthcare Pvt Ltd Delhi
18669 | Sms Hospital | Suction Machine | Model Not Available | 3000139276 | Functional | Others
18670 | Jaswantgarh Phc | Weighing Machine | MODEL NOT AVAILABLE | 2000036810 | Functional | Others
18671 | Jk Lone Hospital Jaipur | Ventilator | Model Not Available | 20135i21329 | Functional | Others
18672 | Jaswantgarh Phc | Radiant Heat Warmer | HEARTSTART XL | 3000117210 | Functional | Others
18673 | Gawardi Phc | Centrifuge Machine ( 8 Tube) | REMI - R4C | 2000036350 | Functional | Others
18674 | Kothun Phc | Weighing Machine | MODEL NOT AVAILABLE | 3000230751 | Functional | Others
18675 | Sms Hospital | Cautry Machine | Model Not Available | 3000139249 | Functional | Others
18676 | Jeeliya Phc | Binocular Microscope | Model Not Available | 76149 | Functional | Others
18677 | Jaswantgarh Phc | Ice lined refrigerator | MK - 142 | 2000036823 | Functional | Others
18678 | Sms Hospital | Fetal Monitor | MODEL NOT AVAILABLE | 740 | Functional | Others
18679 | Gawardi Phc | Ice lined refrigerator | Model Not Available | 2000036342 | Functional | Oertli Instrumente Ag
18680 | Sms Hospital | Ventilator | Schiller - Graphnet Advance | 120610091081AIV | Functional | Others
18681 | Jaswantgarh Phc | Hemoglobin meter | Model Not Available | 2000036828 | Functional | Others
18682 | Gawardi Phc | Fetal Doppler | ND - 102 | 2000036356 | Functional | Others
18683 | Sms Hospital | Multi-Para Monitor | Model not available | A10S0727 | Functional | Others
18684 | Jeeliya Phc | Incubator | MODEL NOT AVAILABLE | 2000028501 | Functional | Others
18685 | Chc Sambhar | Syringe Needle Destroyer | Microsil - ND350 | 3000089264 | Functional | Linco Scientific Instruments And Chemicals (P) Ltd
18686 | Bhagwatgarh Phc | Spot Light ( Portable ) | Model Not Available | 2000020021 | Functional | Cmho Supply
18687 | Dudu Chc | Centrifuge Machine (24 Tubes) | Model no available | 2000024929 | Functional | Others
18688 | Maharana Bhopal Govt Hospital Medical Collage | Radiant Heat Warmer | Model Not Available | 3000040175 | Functional | Others
18689 | Tunga Chc | Instrument Sterilizer | Model Not Available | 3000087217 | Non Functional Repairable | Others
18690 | Sirsi Phc | Monocular Microscope | Model not available | 2000024429 | Functional | Unique Power Technologies
18691 | Mathaniya Chc | Pulse Oxymeter | Model Not Available | 3000049626 | Functional | Others
18692 | Tunga Chc | Syringe Needle Destroyer | Microsil - ND350 | 3000087219 | Functional | Cmho Supply
18693 | Kaliyasar Phc | Syringe Needle Destroyer | Microsil - ND350 | 2000019418 | Functional | Others
18694 | Tunga Chc | Syringe Needle Destroyer | Model not available | 606/2009 | Functional | Others
18695 | Mandawar Chc | Incubator | Yorco - YSI - 438D | 864270 | Functional | Yorco Sales Pvt Ltd
18696 | Paota Chc | Blood Cell Counter - 3 part | Horiba - ABX Micros ES 60 | 2000022161 | Functional | Horiba India Pvt Ltd
18697 | Pandit Ji Ki Dhani Phc | Blood Bank Refrigerator | MODEL NOT AVAILABLE | 0 | Functional | Others
18698 | Kaliyasar Phc | Autoclave | Model Not Available | 3000197955 | Functional | Others
18699 | Tunga Chc | Syringe Needle Destroyer | Model not available | NBSD0725237 | Functional | Cmho Supply
18700 | Samraoun Phc | STABILIZER | MODEL NOT AVAILABLE | 2000032884 | Functional | Others
18701 | Maharana Bhopal Govt Hospital Medical Collage | Suction Machine | Model Not Available | 3000040222 | Functional | Others
18702 | Maharana Bhopal Govt Hospital Medical Collage | Suction Machine | Model Not Available | 3000040224 | Functional | Others
18703 | Maharana Bhopal Govt Hospital Medical Collage | Suction Machine | Model Not Available | 3000040248 | Functional | Others
18704 | Maharana Bhopal Govt Hospital Medical Collage | Suction Machine | Model Not Available | 3000040240 | Functional | Others
18705 | Maharana Bhopal Govt Hospital Medical Collage | Suction Machine | Model Not Available | 3000040243 | Functional | Others
18706 | Maharana Bhopal Govt Hospital Medical Collage | Suction Machine | Model Not Available | 3000040264 | Functional | Others
18707 | Maharana Bhopal Govt Hospital Medical Collage | Suction Machine | Model Not Available | 3000040226 | Functional | Others
18708 | Maharana Bhopal Govt Hospital Medical Collage | Suction Machine | Model Not Available | 3000040230 | Functional | Others
18709 | Maharana Bhopal Govt Hospital Medical Collage | Pulse Oxymeter | Comet - P (L and T) | 3000040120 | Functional | Others
18710 | Maharana Bhopal Govt Hospital Medical Collage | Pulse Oxymeter | Comet - P (L and T) | 3000040121 | Functional | Others
18711 | Sms Hospital | Slit Lamp | Model Not Available | 3000085417 | Functional | Others
18712 | Dispensary Secretariat City | SPHYGMOMANOMETER(BP APPRATUS) | Pagoda | 287576 | Functional | Cmho Supply
18713 | Billu Phc | Suction Machine | Model Not Available | 2000028159 | Functional | Ramon Surgical Company
18714 | Kitalsar Phc | Syringe Needle Destroyer | Model not available | 2000028750 | Functional | Others
18715 | Sms Hospital | Suction Machine | Model Not Available | 3000086400 | Functional | Others
18716 | Jodhiyasi Phc | Binocular Microscope | Model Not Available | 2000036965 | Functional | Others
18717 | Jodhiyasi Phc | Freezes | MODEL NOT AVAILABLE | 2000036967 | Functional | Others
18718 | Jk Lone Hospital Jaipur | Phototherepy Unit | MODEL NOT AVAILABLE | ARYC-0211 | Functional | Others
18719 | Kotkhawda Phc | Coagulation Analyzer | Model not available | 3000230775 | Functional | Others
18720 | Jk Lone Hospital Jaipur | Phototherepy Unit | MODEL NOT AVAILABLE | 3000222252 | Functional | Others
18721 | Sadar Hospital Dholpur Dh | Blood Bank Refrigerator | REMI - BR 300 | BDIT1234 | Functional | Others
18722 | Kotkhawda Phc | Binocular Microscope | Model Not Available | 980714 | Functional | Others
18723 | Losal Chc | FOOT OPERATED SUCTION MACHINE | MODEL NOT AVAILABLE | 2000029724 | Functional | Others
18724 | Kotkhawda Phc | Freezes | HRD-2055CMDGCC | 3000230778 | Functional | Others
18725 | City Dispensary Soorsagar | Centrifuge Machine ( 4 Tube ) | Model not available | 3000049537 | Functional | Others
18726 | Kotkhawda Phc | Binocular Microscope | Galan 3 | 3000230781 | Functional | Others
18727 | Bhakrod Phc | Freezes | MODEL NOT AVAILABLE | 2000036888 | Functional | Others
18728 | Dhanapa Phc | Binocular Microscope | L1-BM-523 | 28093 | Functional | Others
18729 | Sms Hospital | Ultrasonic Aspirator | Model Not Available | FLV/15108 | Functional | Others
18730 | Abu Road Chc | Oxygen Concentrator | BPL - OG 4203 | 3000045493 | Functional | Others
18731 | Harsolav Phc | Spot Light ( Portable ) | Model Not Available | 2000030130 | Functional | Others
18732 | Thoi Chc | VDRL Rotator (Rotor and Shaker) | Model Not Available | 2000037252 | Functional | Others
18733 | Sms Hospital | Perforator | Model Not Available | H558 | Functional | Manman Manufacturing Company Private Limited
18734 | Sms Hospital | Perforator | Model Not Available | 3000087772 | Functional | Manman Manufacturing Company Private Limited
18735 | Sms Hospital | Perforator | Model Not Available | 3000087779 | Functional | Manman Manufacturing Company Private Limited
18736 | Jajod Chc | Centrifuge Machine ( 4 Tube ) | Model not available | 4801 | Functional | Others
18737 | Barnala Phc | Instrument Sterilizer | Model Not Available | 2000020972 | Functional | Cmho Supply
18738 | Bhikamkor Phc | Syringe Needle Destroyer | Model not available | 3000049661 | Functional | Others
18739 | Dudu Chc | Radiant Heat Warmer | Model Not Available | 2000024939 | Functional | Others
18740 | Malana Choor Phc | Radiant Heat Warmer | Zeal - RHW 2101A | 2000020287 | Functional | Zeal Medical Pvt Ltd
18741 | Chiksana Phc | Centrifuge Machine ( 4 Tube ) | Model not available | 2000003403 | Non Functional Not Repairable | Others
18742 | City Dispensary Chandpole | Syringe Needle Destroyer | Model not available | 3000049532 | Functional | Others
18743 | Malana Choor Phc | FOOT OPERATED SUCTION MACHINE | MODEL NOT AVAILABLE | 2000020292 | Functional | Cmho Supply
18744 | Chc Sambhar | Blood Mixer ( Roller Mixer ) | MODEL NOT AVAILABLE | 3000047581 | Functional | Others
18745 | Sms Hospital | AC SPLIT TYPE | MODEL NOT AVAILABLE | 3000085468 | Functional | Others
18746 | Salawas Chc | Automated Urine Analyzer | Model not available | 3000049868 | Functional | Others
18747 | Bhikamkor Phc | Syringe Needle Destroyer | Model not available | 30000496674 | Functional | Others
18748 | Baler Phc | Instrument Sterilizer | Model Not Available | 2000020375 | Functional | Cmho Supply
18749 | Salawas Chc | Centrifuge Machine ( 16 Tube ) | Model not available | 3000049870 | Functional | Others
18750 | Chc Sambhar | Glucometer | Model not available | 3000089243 | Functional | Rhsdp Supply
18751 | Chiksana Phc | Weighing Machine | MODEL NOT AVAILABLE | 2000003395 | Functional | Others
18752 | Bichoon Chc | O.T. Light Single Dome | MODEL NOT AVAILABLE | 3000089117 | Functional | Cmho Supply
18753 | Bichoon Chc | O.T. Light Single Dome | MODEL NOT AVAILABLE | 3000089118 | Functional | Others
18754 | Dhava Phc | Syringe Needle Destroyer | Model not available | 300004991 | Functional | Others
18755 | Chiksana Phc | STABILIZER | MODEL NOT AVAILABLE | 2000003388 | Functional | Others
18756 | Chc Sambhar | Syringe Needle Destroyer | Microsil - ND350 | 9777 | Functional | Linco Scientific Instruments And Chemicals (P) Ltd
18757 | Chiksana Phc | Monocular Microscope | Model not available | 2000003381 | Non Functional Not Repairable | Others
18758 | Dudu Chc | Hydraulic Operation Table | MODEL NOT AVAILABLE | 2000024946 | Functional | Others
18759 | Masalpur Chc | Centrifuge Machine ( 4 Tube ) | Model not available | 3000138543 | Functional | Others
18760 | Bichoon Chc | Suction Machine | Model Not Available | 2000024980 | Functional | Others
18761 | Bichoon Chc | SPHYGMOMANOMETER(BP APPRATUS) | MODEL NOT AVAILABLE | 2000024972 | Functional | Others
18762 | Dispensary Murlipura City | Hemoglobin meter | Model Not Available | 2000024795 | Functional | Others
18763 | Sevar Phc | SPHYGMOMANOMETER(BP APPRATUS) | MODEL NOT AVAILABLE | 2000003525 | Functional | Others
18764 | Kathoti Phc | Syringe Needle Destroyer | Model not available | 2000030366 | Functional | Others
18765 | Kothun Phc | SPHYGMOMANOMETER(BP APPRATUS) | MODEL NOT AVAILABLE | 26394 | Functional | Others
18766 | Shahpura Chc | Suction Machine | Bhasin Sons | 2000025476 | Functional | Rhsdp Supply
18767 | Kudan Chc | Binocular Microscope | Model Not Available | 2000029631 | Functional | Others
18768 | Kudan Chc | Syringe Needle Destroyer | Microsil - ND350 | 9428 | Functional | Others
18769 | Dhanapa Phc | SPHYGMOMANOMETER(BP APPRATUS) | MODEL NOT AVAILABLE | 2000036283 | Functional | Others
18770 | Raipur Jagir Phc | Binocular Microscope | Model Not Available | 2000031468 | Functional | Others
18771 | Kudan Chc | Binocular Microscope | Model Not Available | 2000029639 | Functional | Others
18772 | Deshnok Chc | ECG Machine (Three Channel ) | Model Not Available | 2000030772 | Functional | Others
18773 | Deshnok Chc | Weighing Machine | MODEL NOT AVAILABLE | 2000030777 | Functional | Bhaseen Health Products Pvt Ltd
18774 | Kudan Chc | Glucometer | Model not available | 2000029681 | Functional | Others
18775 | Sms Hospital | Ventilator | Model Not Available | 7950 | Functional | Others
18776 | Gahlod Phc | Instrument Sterilizer | Model Not Available | 3000080169 | Functional | Others
18777 | Rasidpura Phc | Ice lined refrigerator | Model Not Available | 2000029619 | Functional | Others
18778 | Fatehpur Phc | Ice lined refrigerator | Model Not Available | 540036 | Functional | Haier Appliances India Pvt
18779 | Nagwa Phc | Hemoglobin Analyzer | Model not available | 2000029538 | Functional | Others
18780 | Tihawali Phc | Baby Weighing Machine | Model Not Available | 2000037453 | Functional | Others
18781 | Mangluna Phc | Hemoglobin Analyzer | GL-254AMG5 | 3000122520 | Functional | Others
18782 | Sms Hospital | Intensive Care Bed | Janak | 3000086368 | Functional | Others
18783 | Nagal Phc | Hemoglobin meter | Model Not Available | 2000037025 | Functional | Others
18784 | Nagal Phc | Hemoglobin meter | Model Not Available | 2000037034 | Functional | Others
18785 | Hasampur Phc | Binocular Microscope | PZB 22 | 67075 | Functional | Quality Scientific And Mechanical Works Pvt Ltd
18786 | Rasidpura Phc | Centrifuge Machine ( 8 Tube) | Model Not Available | 2000029627 | Functional | Others
18787 | Bhudoli Phc | Blood Bank Refrigerator | Model not available | 2000031356 | Functional | Vestfrost Solutions
18788 | Fatehpur Phc | Syringe Needle Destroyer | Model not available | 714272 | Functional | Others
18789 | Sms Hospital | Infra Red Lamp | Model Not Available | 3000087506 | Functional | Others
18790 | Satlana Phc | Suction Machine | HI VAC | 3000049968 | Functional | Others
18791 | Maharana Bhopal Govt Hospital Medical Collage | Pulse Oxymeter | Comet - P (L and T) | 3000040126 | Functional | Others
18792 | Maharana Bhopal Govt Hospital Medical Collage | Pulse Oxymeter | Comet - P (L and T) | 3000040136 | Functional | Others
18793 | Maharana Bhopal Govt Hospital Medical Collage | Pulse Oxymeter | Comet - P (L and T) | 3000040142 | Functional | Others
18794 | Mandawar Chc | Centrifuge Machine ( 4 Tube ) | Remi 4C | 3000081608 | Non Functional Repairable | Remi Electrotechnik Ltd
18795 | Isharda Phc | Syringe Needle Destroyer | Model not available | 3000084004 | Functional | Cmho Supply
18796 | Samraoun Phc | Ice lined refrigerator | MK - 142 | 2000032886 | Functional | Others
18797 | Tunga Chc | SPHYGMOMANOMETER(BP APPRATUS) | MODEL NOT AVAILABLE | 98137288 | Non Functional Repairable | Others
18798 | Maharana Bhopal Govt Hospital Medical Collage | Blood Bank Refrigerator | Authentic - BBR 50 Dx R | 2727 | Functional | Others
18799 | Maharana Bhopal Govt Hospital Medical Collage | Blood Bank Refrigerator | Authentic - BBR 50 Dx R | 2775 | Functional | Others
18800 | Tunga Chc | SPHYGMOMANOMETER(BP APPRATUS) | MODEL NOT AVAILABLE | 98132280 | Functional | Suprime Enterprises
18801 | Mandawar Chc | Monocular Microscope | RMH-4 | 3000081611 | Functional | Radical Scientific Instruments Pvt Ltd
18802 | Awar Phc | Centrifuge Machine ( 8 Tube) | Model Not Available | 2000003434 | Functional | Others
18803 | Paota Chc | Hydraulic Operation Table | MODEL NOT AVAILABLE | 20 | Functional | Cmho Supply
18804 | Tunga Chc | Syringe Needle Destroyer | Model not available | NBSD0713846 | Functional | Others
18805 | Pandit Ji Ki Dhani Phc | Monocular Microscope | Model not available | 3000049676 | Functional | Others
18806 | Awar Phc | Hemoglobin meter | Model Not Available | 2000003433 | Functional | Others
18807 | Awar Phc | Hemoglobin meter | Model Not Available | 2000003432 | Functional | Others
18808 | Kaliyasar Phc | Binocular Microscope | Model Not Available | 2000019424 | Functional | Others
18809 | Dispensary Session Court City | Binocular Microscope | PZB 22 | 70870 | Functional | Cmho Supply
18810 | Mathaniya Chc | Ice lined refrigerator | Model Not Available | 300004966 | Functional | Others
18811 | Paota Chc | O.T. Light Single Dome | MODEL NOT AVAILABLE | 2000022185 | Functional | Cmho Supply
18812 | Badnagar Phc | STABILIZER | MODEL NOT AVAILABLE | 2000022400 | Functional | Others
18813 | Maharana Bhopal Govt Hospital Medical Collage | Multi-Para Monitor | Model not available | 3000040239 | Functional | Others
18814 | Dispensary Durgapura City | SPHYGMOMANOMETER(BP APPRATUS) | MODEL NOT AVAILABLE | 2000024485 | Functional | Others
18815 | Maharana Bhopal Govt Hospital Medical Collage | Nebulizer | MODEL NOT AVAILABLE | 30000402555 | Functional | Others
18816 | Bhakrod Phc | Centrifuge Machine ( 8 Tube) | Model Not Available | 2000036884 | Functional | Others
18817 | Bhakrod Phc | FOOT OPERATED SUCTION MACHINE | MODEL NOT AVAILABLE | 2000036893 | Functional | Others
18818 | Bhakrod Phc | Ice lined refrigerator | Model Not Available | 2000036894 | Functional | Others
18819 | Ghatwa Phc | STABILIZER | MODEL NOT AVAILABLE | 42009 | Functional | Others
18820 | Ghatwa Phc | Baby Weighing Machine | Model Not Available | 2000028099 | Functional | Others
18821 | Bhakrod Phc | Autoclave | Model not available | 2000036896 | Functional | Others
18822 | Ghatwa Phc | Radiant Heat Warmer | Model Not Available | 2000028097 | Functional | Others
18823 | Ghatwa Phc | Suction Machine | Model Not Available | 200028100 | Functional | Others
18824 | Dhanapa Phc | Freezes | MODEL NOT AVAILABLE | 2000036278 | Functional | Videocon Industries Ltd
18825 | Sms Hospital | Ventilator | Model Not Available | BDU01893 | Functional | Others
18826 | Ranoli Phc | Glucometer | Model not available | 3000088446 | Functional | Others
18827 | Kudan Chc | Blood Bank Refrigerator | Model not available | 2000029630 | Functional | Others
18828 | Dhanapa Phc | Instrument Sterilizer | Model Not Available | 2000036281 | Functional | Others
18829 | Toda Phc | Centrifuge Machine ( 8 Tube) | REMI - R 8C | 2000031498 | Functional | Others
18830 | Dhabawali Phc | Weighing Machine | MODEL NOT AVAILABLE | 2000029148 | Functional | Others
18831 | Deshnok Chc | Syringe Needle Destroyer | Nulife - Dots | 1716625 | Functional | Mrk Healthcare Pvt Ltd Delhi
18832 | Sms Hospital | Multi-Para Monitor | Model not available | 3000085191 | Functional | Larsen And Tourbo Ltd
18833 | Mangluna Phc | Hemoglobin meter | Model Not Available | 2000029409 | Functional | Others
18834 | Kudan Chc | Syringe Needle Destroyer | Model not available | 2000029636 | Functional | Others
18835 | Mangluna Phc | Glucometer | Model not available | 2000029410 | Functional | Others
18836 | Kudan Chc | Syringe Needle Destroyer | Model not available | 2000029637 | Functional | Others
18837 | Deshnok Chc | ECG Machine (Six Channel ) | Model Not Available | 6613307 | Functional | Medicaid Systems
18838 | Raipur Jagir Phc | Syringe Needle Destroyer | Model not available | 2000031469 | Functional | Others
18839 | Kudan Chc | SPHYGMOMANOMETER(BP APPRATUS) | MODEL NOT AVAILABLE | 2000029640 | Functional | Others
18840 | Kudan Chc | SPHYGMOMANOMETER(BP APPRATUS) | MODEL NOT AVAILABLE | 2000029641 | Functional | Others
18841 | Raipur Jagir Phc | Freezes | MODEL NOT AVAILABLE | 2000031471 | Functional | Others
18842 | Pindwara Chc | Dental X-ray unit | DENTAL X RAY | D25719 | Functional | Others
18843 | Baroli Phc | SPHYGMOMANOMETER(BP APPRATUS) | MODEL NOT AVAILABLE | 2000003297 | Functional | Others
18844 | Kaliyasar Phc | Centrifuge Machine ( 8 Tube) | Model Not Available | 2000019425 | Functional | Others
18845 | Sms Hospital | Multi-Para Monitor | Model not available | 3000085180 | Functional | Others
18846 | Dispensary Durgapura City | O.T. Light Single Dome | MODEL NOT AVAILABLE | 200024487 | Functional | Others
18847 | Kaliyasar Phc | Glucometer | Model not available | 2000019428 | Functional | Others
18848 | Tunga Chc | Ice lined refrigerator | MK - 142 | 25018616 | Functional | Vestfrost Solutions
18849 | Isharda Phc | Syringe Needle Destroyer | Model not available | 3000084026 | Non Functional Repairable | Cmho Supply
18850 | Maharana Bhopal Govt Hospital Medical Collage | Spot Light ( Portable ) | Model Not Available | 3000040361 | Functional | Others
18851 | Bhankrota Phc | Binocular Microscope | Labomed - Vision 2000 | 20000024402 | Functional | Labomed
18852 | Kaliyasar Phc | Syringe Needle Destroyer | Model not available | 2000019413 | Functional | Others
18853 | Dispensary Durgapura City | Syringe Needle Destroyer | Model not available | 2000024489 | Functional | Others
18854 | Bhankrota Phc | Centrifuge Machine ( 8 Tube) | Model Not Available | 20000024403 | Functional | Others
18855 | Badnagar Phc | Autoclave | Model not available | 2000022404 | Functional | Others
18856 | Pandit Ji Ki Dhani Phc | Syringe Needle Destroyer | Microsil - ND350 | 3000049908 | Functional | Others
18857 | Badnagar Phc | Weighing Machine | MODEL NOT AVAILABLE | 2000022405 | Functional | Others
18858 | Bhankrota Phc | Syringe Needle Destroyer | Model not available | 20000024404 | Functional | Cmho Supply
18859 | Kaliyasar Phc | Syringe Needle Destroyer | Model not available | 2000019415 | Functional | Others
18860 | Badu Phc | Freezes | MODEL NOT AVAILABLE | 2000028675 | Functional | Others
18861 | Badu Phc | Freezes | MODEL NOT AVAILABLE | 2000028680 | Functional | Others
18862 | Maharana Bhopal Govt Hospital Medical Collage | SPHYGMOMANOMETER(BP APPRATUS) | MODEL NOT AVAILABLE | 201023 | Functional | Others
18863 | Maharana Bhopal Govt Hospital Medical Collage | SPHYGMOMANOMETER(BP APPRATUS) | MODEL NOT AVAILABLE | 201032 | Functional | Others
18864 | Maharana Bhopal Govt Hospital Medical Collage | SPHYGMOMANOMETER(BP APPRATUS) | MODEL NOT AVAILABLE | 201031 | Functional | Others
18865 | Isharda Phc | Instrument Sterilizer | Model Not Available | 3000048010 | Functional | Cmho Supply
18866 | Maharana Bhopal Govt Hospital Medical Collage | Anesthesia Machine | MODEL NOT AVAILABLE | 3000040365 | Functional | Others
18867 | Badu Phc | Monocular Microscope | Model not available | 2000028676 | Functional | Others
18868 | Badu Phc | Monocular Microscope | Model not available | 2000028678 | Functional | Others
18869 | Mangluna Phc | Weighing Machine | MODEL NOT AVAILABLE | 2000029864 | Functional | Others
18870 | Mangluna Phc | Weighing Machine | MODEL NOT AVAILABLE | 2000029866 | Functional | Others
18871 | Mangluna Phc | Weighing Machine | MODEL NOT AVAILABLE | 2000029865 | Functional | Others
18872 | Mangluna Phc | Weighing Machine | MODEL NOT AVAILABLE | 2000029867 | Functional | Others
18873 | Mangluna Phc | Weighing Machine | MODEL NOT AVAILABLE | 2000029868 | Functional | Others
18874 | Sms Hospital | Ventilator | Model Not Available | 7934 | Functional | Others
18875 | Mahatma Ghandhi Hospital Jodhpur | Suction Machine | Model Not Available | 3000124137 | Functional | Others
18876 | Nagal Phc | Weighing Machine | MODEL NOT AVAILABLE | 2000037024 | Functional | Others
18877 | Sms Hospital | Intensive Care Bed | Janak | 80961 | Functional | Others
18878 | Sms Hospital | Intensive Care Bed | Janak | 81017 | Functional | Others
18879 | Fatehpur Phc | Spot Light ( Portable ) | Model Not Available | 2000031762 | Functional | Others
18880 | Sms Hospital | Ventilator | Model Not Available | 7928 | Functional | Others
18881 | Nagwa Phc | Autoclave | Model not available | 2000029548 | Functional | Others
18882 | Goriya Phc | Binocular Microscope | Model Not Available | 2000037557 | Functional | Others
18883 | Nagwa Phc | Nebulizer | MODEL NOT AVAILABLE | 2000029551 | Functional | Others
18884 | Nagal Phc | Freezes | MODEL NOT AVAILABLE | 2000037031 | Functional | Others
18885 | Tihawali Phc | SPHYGMOMANOMETER(BP APPRATUS) | MODEL NOT AVAILABLE | 2000037462 | Functional | Others
18886 | Nagwa Phc | SPHYGMOMANOMETER(BP APPRATUS) | MODEL NOT AVAILABLE | 200009550 | Functional | Others
18887 | Sms Hospital | Ventilator | Model Not Available | BBU01848 | Functional | Others
18888 | Fatehpur Phc | Freezes | MODEL NOT AVAILABLE | 2000031744 | Functional | Micro Lab Instruments Ahmedabad
18889 | Goriya Phc | Centrifuge Machine ( 8 Tube) | REMI - R 8C | HGLC-9299 | Functional | Remi Electrotechnik Ltd
18890 | Nagwa Phc | Freezes | MODEL NOT AVAILABLE | 2000029552 | Functional | Others
18891 | Sri Madhopur Chc | Dental X-ray unit | DENTAL X RAY | D27699 | Functional | Others
18892 | Dujod Phc | FOOT OPERATED SUCTION MACHINE | MODEL NOT AVAILABLE | 2000029605 | Functional | Others
18893 | Bhadwadi Phc Sikar | Syringe Needle Destroyer | Model not available | 2000029184 | Functional | Others
18894 | Nagal Phc | FOOT OPERATED SUCTION MACHINE | MODEL NOT AVAILABLE | 2000037033 | Functional | Others
18895 | Badnagar Phc | Baby Weighing Machine | Model Not Available | 2000022401 | Functional | Others
18896 | Maharana Bhopal Govt Hospital Medical Collage | Phototherepy Unit | MODEL NOT AVAILABLE | 3000040151 | Functional | Others
18897 | Maharana Bhopal Govt Hospital Medical Collage | Phototherepy Unit | MODEL NOT AVAILABLE | 3000040167 | Functional | Others
18898 | Maharana Bhopal Govt Hospital Medical Collage | Phototherepy Unit | MODEL NOT AVAILABLE | 3000040168 | Functional | Others
18899 | Maharana Bhopal Govt Hospital Medical Collage | Phototherepy Unit | MODEL NOT AVAILABLE | 3000040170 | Functional | Others
18900 | Maharana Bhopal Govt Hospital Medical Collage | Phototherepy Unit | MODEL NOT AVAILABLE | 3000040171 | Functional | Others
18901 | Maharana Bhopal Govt Hospital Medical Collage | Phototherepy Unit | MODEL NOT AVAILABLE | 3000040172 | Functional | Others
18902 | Maharana Bhopal Govt Hospital Medical Collage | Phototherepy Unit | MODEL NOT AVAILABLE | 3000040173 | Functional | Others
18903 | Maharana Bhopal Govt Hospital Medical Collage | Phototherepy Unit | MODEL NOT AVAILABLE | 3000040174 | Functional | Others
18904 | Maharana Bhopal Govt Hospital Medical Collage | Phototherepy Unit | MODEL NOT AVAILABLE | 3000040177 | Functional | Others
18905 | Badnagar Phc | FOOT OPERATED SUCTION MACHINE | SU-101 | 2000022402 | Functional | Others
18906 | Mathaniya Chc | Binocular Microscope | Model Not Available | 3000049622 | Functional | Others
18907 | Badnagar Phc | Labour Table | Model Not Available | 2000022403 | Functional | Others
18908 | Paota Chc | Radiant Heat Warmer | Zeal - RHW 2101A | 2000022202 | Functional | Zeal Medical Pvt Ltd
18909 | Awar Phc | Monocular Microscope | Model not available | 2000003430 | Non Functional Repairable | Others
18910 | Badnagar Phc | Syringe Needle Destroyer | Model not available | 2000022392 | Functional | Others
18911 | Sms Hospital | Multi-Para Monitor | Model not available | 3000085173 | Functional | Larsen And Tourbo Ltd
18912 | Paota Chc | Radiant Heat Warmer | Zeal - RHW 2101A | 2000022203 | Functional | Zeal Medical Pvt Ltd
18913 | Dudu Chc | SPHYGMOMANOMETER(BP APPRATUS) | Model Not Available | 3000141144 | Functional | Others
18914 | Paota Chc | Syringe Needle Destroyer | Model not available | 2000022193 | Functional | Cmho Supply
18915 | Maharana Bhopal Govt Hospital Medical Collage | Baby Weighing Machine | Model Not Available | 3000040266 | Functional | Others
18916 | Dispensary Session Court City | ECG Machine (Single Channel) | Model Not Available | 215045 | Functional | Medical Engineers Delhi
18917 | Awar Phc | Weighing Machine | MODEL NOT AVAILABLE | 2000003428 | Functional | Others
18918 | Maharana Bhopal Govt Hospital Medical Collage | Nebulizer | MODEL NOT AVAILABLE | 3000040268 | Functional | Others
18919 | Paota Chc | Syringe Needle Destroyer | Microsil - ND350 | 1412 | Non Functional Repairable | Others
18920 | Tunga Chc | Weighing Machine | MODEL NOT AVAILABLE | 3000087233 | Functional | Others
18921 | Dispensary Secretariat City | Syringe Needle Destroyer | Microsil - ND350 | 7874 | Functional | Cmho Supply
18922 | Sms Hospital | Indirect Ophthalmoscope | Model Not Available | 3000085432 | Functional | Others
18923 | Sms Hospital | Syringe Infusion Pump | SIMTEK - Infutek 405 | 1401104.SST14 | Functional | Simtek Medico Systems Pvt Ltd
18924 | Dhabawali Phc | Freezes | MODEL NOT AVAILABLE | 2000029147 | Functional | Videocon Industries Ltd
18925 | Deshnok Chc | Hydraulic Operation Table | MODEL NOT AVAILABLE | 2000030785 | Functional | Others
18926 | Sms Hospital | Intensive Care Bed | Janak | 3000086264 | Functional | Others
18927 | Fatehpur Phc | Monocular Microscope | Model not available | 2000031758 | Functional | Others
18928 | Gahlod Phc | Suction Machine | Model Not Available | 3000080165 | Functional | Others
18929 | Fatehpur Phc | Freezes | MODEL NOT AVAILABLE | 2000031757 | Functional | Others
18930 | Dhabawali Phc | Instrument Sterilizer | Model Not Available | 2000029155 | Functional | Others
18931 | Deshnok Chc | SPHYGMOMANOMETER(BP APPRATUS) | MODEL NOT AVAILABLE | 16692 | Functional | Others
18932 | Tihawali Phc | Centrifuge Machine ( 8 Tube) | VersaMed iVent 201 | 3000121325 | Functional | Others
18933 | Nagal Phc | Centrifuge Machine ( 8 Tube) | Model Not Available | 2000037014 | Functional | Others
18934 | Bhudoli Phc | Freezes | Model Not Available | 1201A/19 | Non Functional Repairable | Janak Healthcare Pvt Ltd
18935 | Nagwa Phc | FOOT OPERATED SUCTION MACHINE | MODEL NOT AVAILABLE | 2000029546 | Functional | Others
18936 | Nagwa Phc | FOOT OPERATED SUCTION MACHINE | Model Not Available | 1201A/27 | Non Functional Repairable | Janak Healthcare Pvt Ltd
18937 | Mahatma Ghandhi Hospital Jodhpur | Nebulizer | MODEL NOT AVAILABLE | 3000117108 | Functional | Others
18938 | Nagwa Phc | Syringe Needle Destroyer | Model not available | 2000029542 | Functional | Others
18939 | Nagwa Phc | Syringe Needle Destroyer | Model not available | 2000029544 | Functional | Others
18940 | Tihawali Phc | Blood Bank Refrigerator | Model not available | 2000037447 | Functional | Others
18941 | Rasidpura Phc | Monocular Microscope | Model not available | 2000029626 | Functional | Others
18942 | Bhudoli Phc | Suction Machine | Model Not Available | 2000031353 | Functional | Others
18943 | Piprali Chc | Blood Cell Counter - 3 part | Horiba - ABX Micros ES 60 | 306ESOHO5816 | Functional | Horiba India Pvt Ltd
18944 | Mahatma Ghandhi Hospital Jodhpur | Automated Urine Analyzer | Model not available | 36060388 | Functional | Others
18945 | Mahatma Ghandhi Hospital Jodhpur | Centrifuge Machine ( 4 Tube ) | Model not available | 3000122482 | Functional | Others
18946 | Tihawali Phc | Weighing Machine | MODEL NOT AVAILABLE | 2000037458 | Functional | Others
18947 | Kariri Phc | Baby Weighing Machine | Model Not Available | 2000022634 | Functional | Bhasin Sons Private Limited
18948 | Mandrayal Chc | Suction Machine | Model Not Available | 3000138497 | Functional | Others
18949 | Bhankrota Phc | Glucometer | Model not available | 3443 | Functional | Others
18950 | Isharda Phc | Spot Light ( Portable ) | Model Not Available | 3000084011 | Functional | Cmho Supply
18951 | Maharana Bhopal Govt Hospital Medical Collage | Blood Bank Refrigerator | Model not available | 3000040209 | Functional | Others
18952 | Badu Phc | Hemoglobin meter | Model Not Available | 2000028683 | Functional | Others
18953 | Badu Phc | Hemoglobin meter | Model Not Available | 2000028688 | Functional | Others
18954 | Badu Phc | Hemoglobin meter | Model Not Available | 2000028689 | Functional | Others
18955 | Badu Phc | Glucometer | Model not available | 2000028684 | Functional | Others
18956 | Badu Phc | Glucometer | Model not available | 2000028685 | Functional | Others
18957 | Badu Phc | Glucometer | Model not available | 2000028686 | Functional | Others
18958 | Isharda Phc | Syringe Needle Destroyer | Model not available | 3000084036 | Functional | Others
18959 | Paota Chc | Centrifuge Machine ( 8 Tube) | REMI - R4C | 2000022170 | Non Functional Repairable | Others
18960 | Badu Phc | Syringe Needle Destroyer | Model not available | 2000028687 | Functional | Others
18961 | Maharana Bhopal Govt Hospital Medical Collage | Syringe Needle Destroyer | Model not available | 3000040210 | Functional | Others
18962 | Pandit Ji Ki Dhani Phc | Suction Machine | Model Not Available | 3000049945 | Functional | Others
18963 | Isharda Phc | SPHYGMOMANOMETER(BP APPRATUS) | MODEL NOT AVAILABLE | 3000084033 | Non Functional Repairable | Cmho Supply
18964 | Maharana Bhopal Govt Hospital Medical Collage | ECG Machine (Single Channel) | BPL - Cardiart 108T | 3000040740 | Functional | Others
18965 | Maharana Bhopal Govt Hospital Medical Collage | ECG Machine (Single Channel) | BPL - Cardiart 108T | 3000040741 | Functional | Others
18966 | Maharana Bhopal Govt Hospital Medical Collage | ECG Machine (Single Channel) | BPL - Cardiart 108T | 3000040742 | Functional | Others
18967 | Maharana Bhopal Govt Hospital Medical Collage | ECG Machine (Single Channel) | BPL - Cardiart 108T | 3000040743 | Functional | Others
18968 | Maharana Bhopal Govt Hospital Medical Collage | ECG Machine (Single Channel) | BPL - Cardiart 108T | 3000040744 | Functional | Others
18969 | Sms Hospital | Plasma Sterilizer | MODEL NOT AVAILABLE | 33120250 | Functional | Others
18970 | Maharana Bhopal Govt Hospital Medical Collage | Baby Weighing Machine | Model Not Available | 3000040211 | Functional | Others
18971 | City Dispensary Shivaji Park | Blood Bank Refrigerator | Model not available | 2000023003 | Functional | Others
18972 | Pandit Ji Ki Dhani Phc | ECG Machine (Six Channel ) | Model Not Available | 3000049955 | Functional | Others
18973 | Mahatma Ghandhi Hospital Jodhpur | Defibrillator with Cardiac Monitor | Model Not Available | 3000124136 | Functional | Others
18974 | Raipur Patan Phc | Syringe Needle Destroyer | Model not available | 2000031515 | Functional | Others
18975 | Bhadwadi Phc Sikar | Syringe Needle Destroyer | Model not available | 2000029185 | Functional | Others
18976 | Raipur Patan Phc | Freezes | Kelvinator KGE 193 | 2000031614 | Functional | Others
18977 | Mirjawas Phc | Syringe Needle Destroyer | Model Not Available | 3000260115 | Functional | Cognate India
18978 | Dangawas Phc | Baby Weighing Machine | Crown | 2000036303 | Functional | Others
18979 | Raipur Patan Phc | Binocular Microscope | Model Not Available | 2000031516 | Functional | Others
18980 | Goriya Phc | Freezes | MODEL NOT AVAILABLE | 2000037564 | Functional | Others
18981 | Sirohi Phc | Centrifuge Machine ( 4 Tube ) | Model not available | 2000031326 | Functional | Others
18982 | Sirohi Phc | Freezes | MODEL NOT AVAILABLE | 2000031327 | Functional | Others
18983 | Sirohi Phc | Glucometer | Model not available | 2000031328 | Functional | Others
18984 | Dujod Phc | Ice lined refrigerator | Model Not Available | 2000029601 | Functional | Others
18985 | Sirohi Phc | Binocular Microscope | MODEL NOT AVAILABLE | 2000019350 | Functional | Others
18986 | Bhadwadi Phc Sikar | Baby Weighing Machine | Model Not Available | 2000029191 | Functional | Others
18987 | Kasi Ka Bas Phc | Blood Cell Counter - 3 part | Model not available | 10117 | Functional | Others
18988 | Dujod Phc | Instrument Sterilizer | Model Not Available | 2000029609 | Functional | Others
18989 | Dangawas Phc | O.T. Light Single Dome | MODEL NOT AVAILABLE | 2000036306 | Functional | Medicaid Systems
18990 | Bhadwadi Phc Sikar | Suction Machine | Model Not Available | 2000029192 | Functional | Others
18991 | Goriya Phc | SPHYGMOMANOMETER(BP APPRATUS) | MODEL NOT AVAILABLE | 2000037568 | Functional | Others
18992 | Tatera Phc | Centrifuge Machine ( 12 Tube ) | Model Not Available | 2000031477 | Functional | Others
18993 | Dujod Phc | Weighing Machine | Model not available | 939 | Functional | Cmho Supply
18994 | Sirohi Phc | Syringe Needle Destroyer | Model not available | 2000031332 | Functional | Others
18995 | Nagal Phc | Instrument Sterilizer | Model Not Available | 86 | Functional | Others
18996 | Bhadwadi Phc Sikar | Syringe Needle Destroyer | Model not available | 2000029193 | Functional | Others
18997 | Kasi Ka Bas Phc | Weighing Machine | MODEL NOT AVAILABLE | 2000029574 | Functional | Others
18998 | Goriya Phc | Ice lined refrigerator | HBD-116 | 2000037570 | Functional | Haier Appliances India Pvt
18999 | Sirohi Phc | Ice lined refrigerator | Model Not Available | 2000031334 | Functional | Others
19000 | Barnala Phc | Suction Machine | Model Not Available | 2000020980 | Non Functional Repairable | Donation
19001 | Masalpur Chc | Syringe Needle Destroyer | Model not available | 3000138532 | Functional | Others
19002 | Kariri Phc | Ice lined refrigerator | MF - 144 | 2000022632 | Functional | Cmho Supply
19003 | Baroli Phc | Syringe Needle Destroyer | Model not available | 2000003298 | Functional | Bhasin Sons Private Limited
19004 | Maharana Bhopal Govt Hospital Medical Collage | Binocular Microscope | Model Not Available | 2000032876 | Functional | Others
19005 | Masalpur Chc | Baby Weighing Machine | Model Not Available | 3000138534 | Functional | Cmho Supply
19006 | Hingoniya Phc Jaipur | Keratometer | Model Not Available | 3000089597 | Functional | Others
19007 | Barnala Phc | Binocular Microscope | MODEL NOT AVAILABLE | 98134271 | Functional | Others
19008 | Hingoniya Phc Jaipur | Instrument Sterilizer | Model Not Available | 3000089605 | Functional | Cmho Supply
19009 | Dudu Chc | Photoelectric Calorimeter | Calorimeter - 1312 | 803270 | Functional | Others
19010 | Hingoniya Phc Jaipur | SPHYGMOMANOMETER(BP APPRATUS) | MODEL NOT AVAILABLE | 3000089606 | Functional | Cmho Supply
19011 | Dispensary Durgapura City | Glucometer | Model not available | M03E10AA3579 | Functional | Others
19012 | Isharda Phc | Labour Table | Model Not Available | 3000084008 | Functional | Cmho Supply
19013 | Tunga Chc | SPHYGMOMANOMETER(BP APPRATUS) | MODEL NOT AVAILABLE | 98132210 | Functional | Suprime Enterprises
19014 | Badnagar Phc | SPHYGMOMANOMETER(BP APPRATUS) | MODEL NOT AVAILABLE | 569660109 | Functional | Others
19015 | Maharana Bhopal Govt Hospital Medical Collage | Pulse Oxymeter | Model Not Available | 3000040162 | Functional | Others
19016 | Maharana Bhopal Govt Hospital Medical Collage | Pulse Oxymeter | Model Not Available | 3000040176 | Functional | Others
19017 | Maharana Bhopal Govt Hospital Medical Collage | Pulse Oxymeter | Model Not Available | 3000040169 | Functional | Others
19018 | Maharana Bhopal Govt Hospital Medical Collage | Pulse Oxymeter | Model Not Available | 3000040156 | Functional | Others
19019 | Maharana Bhopal Govt Hospital Medical Collage | Pulse Oxymeter | Model Not Available | 3000040159 | Functional | Others
19020 | Isharda Phc | Syringe Needle Destroyer | Model not available | 3000084027 | Functional | Cmho Supply
19021 | Isharda Phc | Weighing Machine | MODEL NOT AVAILABLE | 3000084009 | Functional | Cmho Supply
19022 | Maharana Bhopal Govt Hospital Medical Collage | Suction Machine | Model Not Available | 3000040364 | Functional | Others
19023 | Bhankrota Phc | Blood Cell Counter - 3 part | Model not available | 20000024405 | Functional | Others
19024 | Kaliyasar Phc | Syringe Needle Destroyer | Model not available | 2000019416 | Functional | Others
19025 | Isharda Phc | Instrument Sterilizer | Model Not Available | 3000084029 | Functional | Others
19026 | Mahatma Ghandhi Hospital Jodhpur | Suction Machine | Model Not Available | 3000124138 | Functional | Others
19027 | Raipur Jagir Phc | Syringe Needle Destroyer | Model not available | 2000027107 | Functional | Others
19028 | Raipur Jagir Phc | SPHYGMOMANOMETER(BP APPRATUS) | Allied | 3000130094 | Functional | Others
19029 | Raipur Jagir Phc | Hemoglobin meter | Model not available | 890348 | Functional | Cmho Supply
19030 | Dujod Phc | Freezes | Model not available | 3000056191 | Functional | Cmho Supply
19031 | Sirohi Phc | Monocular Microscope | Model not available | 2000031324 | Functional | Others
19032 | Bhadwadi Phc Sikar | Syringe Needle Destroyer | Model not available | 2000029187 | Functional | Others
19033 | Goriya Phc | Syringe Needle Destroyer | Model not available | 2000037565 | Functional | Others
19034 | Dujod Phc | Centrifuge Machine ( 8 Tube) | Model Not Available | 2000029599 | Functional | Others
19035 | Goriya Phc | Freezes | MODEL NOT AVAILABLE | 2000037566 | Functional | Others
19036 | Mirjawas Phc | SPHYGMOMANOMETER(BP APPRATUS) | MODEL NOT AVAILABLE | 2000029470 | Functional | Others
19037 | Dujod Phc | Blood Bank Refrigerator | Model not available | 2000029600 | Functional | Others
19038 | Mahatma Ghandhi Hospital Jodhpur | Plasma Sterilizer | MODEL NOT AVAILABLE | 100333 | Functional | Others
19039 | Sirohi Phc | Suction Machine | Model Not Available | 2000031333 | Functional | Others
19040 | Pasrotia Phc | Glucometer | Model not available | 3000080174 | Functional | Others
19041 | Pasrotia Phc | Instrument Sterilizer | Model Not Available | 3000080175 | Functional | Others
19042 | Mirjawas Phc | Baby Weighing Machine | Model Not Available | 2000029464 | Functional | Others
19043 | Mirjawas Phc | SPHYGMOMANOMETER(BP APPRATUS) | MODEL NOT AVAILABLE | 3000236486 | Functional | Cmho Supply
19044 | Dangawas Phc | O.T. Light Single Dome | MODEL NOT AVAILABLE | 3000236484 | Functional | Cmho Supply
19045 | Pindwara Chc | Fetal Monitor | MODEL NOT AVAILABLE | 3000236483 | Functional | Cmho Supply
19046 | Dangawas Phc | Phototherepy Unit | MODEL NOT AVAILABLE | 98 | Functional | Others
19047 | Dangawas Phc | Suction Machine | Model Not Available | 2000036309 | Non Functional Not Repairable | Others
19048 | Kasi Ka Bas Phc | Freezes | MODEL NOT AVAILABLE | 2000029577 | Functional | Others
19049 | Biraniya Phc | Blood Bank Refrigerator | Model not available | 2000037400 | Functional | Vestfrost Solutions
19050 | Dangawas Phc | O.T. Light Single Dome | MODEL NOT AVAILABLE | 2000036310 | Functional | Others
19051 | Tatera Phc | Ice lined refrigerator | Model Not Available | 2000031483 | Functional | Others
19052 | Mirjawas Phc | Ice lined refrigerator | Model Not Available | 2000029456 | Functional | Others
19053 | Baroli Phc | Syringe Needle Destroyer | Model not available | 2000003299 | Functional | Bhasin Sons Private Limited
19054 | Baler Phc | Binocular Microscope | PZB 22 | 2000020404 | Functional | Cmho Supply
19055 | Sms Hospital | Endoscope | MODEL NOT AVAILABLE | 33120198 | Functional | Karl Storz
19056 | Dispensary Durgapura City | Centrifuge Machine ( 4 Tube ) | Model not available | 2000024493 | Functional | Others
19057 | Badu Phc | O.T. Light Single Dome | MODEL NOT AVAILABLE | 2000028695 | Functional | Others
19058 | Deh Phc | Syringe Needle Destroyer | Model not available | 2000036532 | Functional | Others
19059 | Sirsi Phc | FOGGING MACHINE | MODEL NOT AVAILABLE | 2000024442 | Functional | Others
19060 | Pandit Ji Ki Dhani Phc | 100mA X-Ray Machine | Model not available | 3000049956 | Functional | Others
19061 | Maharana Bhopal Govt Hospital Medical Collage | FOGGING MACHINE | MODEL NOT AVAILABLE | 3000040422 | Functional | Others
19062 | Maharana Bhopal Govt Hospital Medical Collage | SPHYGMOMANOMETER(BP APPRATUS) | MODEL NOT AVAILABLE | 3000040215 | Non Functional Repairable | Others
19063 | Maharana Bhopal Govt Hospital Medical Collage | Multi-Para Monitor | Model not available | 3000040164 | Functional | Others
19064 | Deh Phc | Radiant Heat Warmer | Model Not Available | 2000036545 | Functional | Others
19065 | Tunga Chc | Radiant Heat Warmer | Zeal - RHW 2101A | 0913/1960 | Functional | Others
19066 | Maharana Bhopal Govt Hospital Medical Collage | Cautry Machine | Model Not Available | 3000040434 | Functional | Others
19067 | Deh Phc | Baby Weighing Machine | Model Not Available | 2000036612 | Functional | Others
19068 | Maharana Bhopal Govt Hospital Medical Collage | Syringe Infusion Pump | Model not available | 3000040438 | Functional | Others
19069 | Dudu Chc | Ice lined refrigerator | Model Not Available | BDO580E01003249R0282 | Non Functional Repairable | Others
19070 | Sms Hospital | Intensive Care Bed | Janak | 3000086360 | Functional | Others
19071 | Dudu Chc | Hydraulic Operation Table | Surgicoin | 12C1455513 | Functional | Others
19072 | Liwali Phc | Monocular Microscope | Model not available | 3000084227 | Functional | Others
19073 | Liwali Phc | Centrifuge Machine ( 4 Tube ) | Model not available | 3000084229 | Functional | Others
19074 | Isharda Phc | Syringe Needle Destroyer | Model not available | 3000084016 | Functional | Cmho Supply
19075 | Sms Hospital | ECG Monitor | Model not available | 3000086500 | Functional | Edan Smart
19076 | Chc Sambhar | Autoclave | Model not available | 21A30 | Functional | Rhsdp Supply
19077 | Dudu Chc | Suction Machine | Model Not Available | 12C1455513 | Functional | Cmho Supply
19078 | Sms Hospital | ECG Monitor | Model not available | 3000086501 | Functional | Edan Smart
19079 | Goriya Phc | Syringe Needle Destroyer | Microsil - ND350 | 2000037573 | Functional | Others
19080 | Mundru Phc | Hemoglobin meter | Model Not Available | 2000037120 | Functional | Others
19081 | Shyamgarh Phc | SPHYGMOMANOMETER(BP APPRATUS) | MODEL NOT AVAILABLE | 2000037085 | Functional | Others
19082 | Biraniya Phc | Syringe Needle Destroyer | Model not available | 2000037402 | Functional | Others
19083 | Dangawas Phc | Centrifuge Machine ( 4 Tube ) | Model not available | 2000036312 | Non Functional Not Repairable | Others
19084 | Mirjawas Phc | Binocular Microscope | Model Not Available | 2000029458 | Functional | Others
19085 | Biraniya Phc | SPHYGMOMANOMETER(BP APPRATUS) | MODEL NOT AVAILABLE | 200037404 | Functional | Others
19086 | Tatera Phc | Pulse Oxymeter | Model Not Available | 2000031489 | Functional | Others
19087 | Shyamgarh Phc | SPHYGMOMANOMETER(BP APPRATUS) | MODEL NOT AVAILABLE | 2000037088 | Functional | Others
19088 | Tajsar Phc | SPHYGMOMANOMETER(BP APPRATUS) | MODEL NOT AVAILABLE | 2000037441 | Functional | Others
19089 | Dangawas Phc | Freezes | MODEL NOT AVAILABLE | INC093012447 | Functional | Others
19090 | Ladi Ka Bas Phc | Freezes | MODEL NOT AVAILABLE | 2000031741 | Functional | Others
19091 | Pindwara Chc | Syringe Needle Destroyer | Nulife - Dots | 2000035502 | Functional | Mrk Healthcare Pvt Ltd Delhi
19092 | Tajsar Phc | Baby Weighing Machine | Model Not Available | 2000037435 | Functional | Others
19093 | Mundru Phc | Autoclave | Model not available | 1719 | Functional | Others
19094 | Dangawas Phc | Binocular Microscope | L1-BM-523 | 28124 | Functional | Others
19095 | Rorubari Phc | Nebulizer | MODEL NOT AVAILABLE | 2000031540 | Functional | Others
19096 | Kasi Ka Bas Phc | Syringe Needle Destroyer | Model not available | 2000029579 | Functional | Others
19097 | Rorubari Phc | Binocular Microscope | Model Not Available | 872272 | Functional | Others
19098 | Dangawas Phc | SPHYGMOMANOMETER(BP APPRATUS) | MODEL NOT AVAILABLE | 812506 | Functional | Others
19099 | Ganeshwar Phc | Freezes | MODEL NOT AVAILABLE | 2000031359 | Functional | Others
19100 | Tajsar Phc | Syringe Needle Destroyer | Model not available | 2000037440 | Functional | Others
19101 | Ganeshwar Phc | Nebulizer | MODEL NOT AVAILABLE | 2000031362 | Functional | Others
19102 | Ganeri Phc | Centrifuge Machine ( 8 Tube) | Model Not Available | 2000029243 | Functional | Others
19103 | Ganeri Phc | Hemoglobin meter | Model Not Available | 2000029246 | Functional | Others
19104 | Shyamgarh Phc | Hemoglobin meter | Model Not Available | 2000037104 | Functional | Others
19105 | Jharali Phc | Hemoglobin meter | Model Not Available | 2000031530 | Functional | Others
19106 | Bhagwatgarh Phc | Freezes | MLW Lab | 3000197503 | Functional | Others
19107 | Isharda Phc | Syringe Needle Destroyer | Model not available | 3000084030 | Functional | Others
19108 | Isharda Phc | FOOT OPERATED SUCTION MACHINE | MODEL NOT AVAILABLE | 3000084012 | Functional | Cmho Supply
19109 | Paota Chc | Syringe Needle Destroyer | Model not available | 2000022175 | Functional | Cmho Supply
19110 | City Dispensary Shivaji Park | Syringe Needle Destroyer | Model not available | 2000023002 | Functional | Others
19111 | Maharana Bhopal Govt Hospital Medical Collage | Freezes | MODEL NOT AVAILABLE | 3000040501 | Functional | Others
19112 | Sirsi Phc | SPHYGMOMANOMETER(BP APPRATUS) | MODEL NOT AVAILABLE | 2000024445 | Functional | Cmho Supply
19113 | Maharana Bhopal Govt Hospital Medical Collage | Cautry Machine | Model Not Available | 3000040367 | Functional | Others
19114 | Deh Phc | Hemoglobin Analyzer | Model not available | 2000036527 | Functional | Others
19115 | Isharda Phc | SPHYGMOMANOMETER(BP APPRATUS) | MODEL NOT AVAILABLE | 3000084025 | Functional | Others
19116 | Maharana Bhopal Govt Hospital Medical Collage | Cautry Machine | Model Not Available | 3000040368 | Functional | Others
19117 | Paota Chc | Hot Air Oven | Model not available | 2000022173 | Functional | Others
19118 | Isharda Phc | Freezes | MODEL NOT AVAILABLE | 111011667 | Functional | Cmho Supply
19119 | Bhankrota Phc | Weighing Machine | MODEL NOT AVAILABLE | 20000024408 | Non Functional Not Repairable | Crown Digital Scales Inc
19120 | City Dispensary Shivaji Park | Hemoglobin meter | Model Not Available | 2000023004 | Functional | Others
19121 | Bhankrota Phc | Weighing Machine | MODEL NOT AVAILABLE | 20000024410 | Non Functional Not Repairable | Others
19122 | Maharana Bhopal Govt Hospital Medical Collage | Syringe Infusion Pump | Model not available | 3000040155 | Functional | Others
19123 | Maharana Bhopal Govt Hospital Medical Collage | Syringe Infusion Pump | Model not available | 3000040158 | Functional | Others
19124 | Maharana Bhopal Govt Hospital Medical Collage | Water Bath | Model not available | 3000040276 | Functional | Others
19125 | Maharana Bhopal Govt Hospital Medical Collage | Water Bath | Model not available | 3520900599 | Functional | Others
19126 | Maharana Bhopal Govt Hospital Medical Collage | Water Bath | Model not available | 3000040278 | Functional | Others
19127 | Badu Phc | Instrument Sterilizer | Model Not Available | 2000028693 | Functional | Others
19128 | Maharana Bhopal Govt Hospital Medical Collage | Dental Drill Machine-Hand Piece | Model not available | 3000040419 | Functional | Others
19129 | Maharana Bhopal Govt Hospital Medical Collage | Freezes | MODEL NOT AVAILABLE | 3000040279 | Functional | Others
19130 | Maharana Bhopal Govt Hospital Medical Collage | Freezes | MODEL NOT AVAILABLE | 3000040280 | Functional | Others
19131 | Badu Phc | Suction Machine | Model Not Available | 2000028697 | Functional | Others
19132 | Bhagwanpura Phc Nagaur | Baby Weighing Machine | Model Not Available | 2000028390 | Functional | Others
19133 | Sms Hospital | Syringe Infusion Pump | Allied - Syrn 200 | SYRN2014040135 | Functional | Others
19134 | Mathura Das Mathur Hospital Jdh | Automated Perimetery | MODEL NOT AVAILABLE | 927 | Functional | Others
19135 | Bherunda Phc | SPHYGMOMANOMETER(BP APPRATUS) | MODEL NOT AVAILABLE | 2000036471 | Functional | Others
19136 | Sms Hospital | Suction Machine | Model Not Available | 3000086187 | Functional | Others
19137 | Panchwa Phc | Binocular Microscope | Model Not Available | 200002829 | Functional | Others
19138 | Shahpura Chc | O.T. Light Single Dome | MODEL NOT AVAILABLE | 2000025454 | Functional | Others
19139 | Sms Hospital | Operating Microscope | Model Not Available | 3000139279 | Functional | Others
19140 | Panchwa Phc | SPHYGMOMANOMETER(BP APPRATUS) | MODEL NOT AVAILABLE | 2000028314 | Functional | Others
19141 | Jk Lone Hospital Jaipur | Ventilator | Model Not Available | 20135i21315 | Functional | Others
19142 | Jaswantgarh Phc | Baby Weighing Machine | Model Not Available | 2000036815 | Functional | Others
19143 | Kothun Phc | Instrument Sterilizer | Model Not Available | 603630 | Functional | Others
19144 | Kothun Phc | Syringe Needle Destroyer | Model not available | 3000230746 | Functional | Others
19145 | Gawardi Phc | Radiant Heat Warmer | Model Not Available | 2000036352 | Functional | Others
19146 | Gawardi Phc | FOOT OPERATED SUCTION MACHINE | MODEL NOT AVAILABLE | 2000036353 | Functional | Others
19147 | Shahpura Chc | Binocular Microscope | Labomed - Vision 2000 | 140671390 | Functional | Rhsdp Supply
19148 | Sms Hospital | Operating Microscope | Model Not Available | 3000139288 | Functional | Others
19149 | Jaswantgarh Phc | Autoclave | Model not available | 2000036820 | Functional | Others
19150 | Sms Hospital | Cautry Machine | Model Not Available | 3000139258 | Functional | Others
19151 | Sevar Phc | Centrifuge Machine ( 4 Tube ) | Model not available | 2000003537 | Functional | Remi Electrotechnik Ltd
19152 | Sevar Phc | Syringe Needle Destroyer | Model not available | 2000003536 | Functional | Cmho Supply
19153 | Jeeliya Phc | Hemoglobin meter | Model Not Available | 2000028497 | Functional | Others
19154 | Jeeliya Phc | Hemoglobin meter | Model Not Available | 2000028498 | Functional | Others
19155 | Sevar Phc | Hemoglobin meter | Model Not Available | 2000003535 | Functional | Others
19156 | Sms Hospital | Ultrasound Therapy Machine | Model Not Available | 012/015731 | Functional | Others
19157 | Jeeliya Phc | Syringe Needle Destroyer | Model not available | 2000028499 | Functional | Others
19158 | Besroli Phc | SPHYGMOMANOMETER(BP APPRATUS) | MODEL NOT AVAILABLE | 9811982 | Functional | Others
19159 | Tunga Chc | Syringe Needle Destroyer | Model not available | 2369916 | Functional | Linco Scientific Instruments And Chemicals (P) Ltd
19160 | Liwali Phc | Freezes | MODEL NOT AVAILABLE | 3000084232 | Functional | Others
19161 | Chc Sambhar | SPHYGMOMANOMETER(BP APPRATUS) | PZB 22 | 66209 | Functional | Others
19162 | Bagoth Phc | Centrifuge Machine ( 8 Tube) | Model Not Available | 2000028178 | Functional | Others
19163 | Chc Sambhar | SPHYGMOMANOMETER(BP APPRATUS) | Pagoda | 221967 | Functional | Cmho Supply
19164 | Chc Sambhar | SPHYGMOMANOMETER(BP APPRATUS) | Pagoda | 221087 | Functional | Cmho Supply
19165 | Sms Hospital | Ventilator | Model Not Available | 3000086503 | Functional | Others
19166 | Bagoth Phc | Monocular Microscope | Model not available | 2000030001 | Functional | Others
19167 | Bagoth Phc | Monocular Microscope | Model not available | 2000030009 | Functional | Others
19168 | Banshi Pahadpur Chc | SPHYGMOMANOMETER(BP APPRATUS) | MODEL NOT AVAILABLE | 2000003703 | Functional | Others
19169 | Sms Hospital | Intensive Care Bed | Janak | E2S0511041 | Functional | Others
19170 | Chc Sambhar | SPHYGMOMANOMETER(BP APPRATUS) | MODEL NOT AVAILABLE | 3000089299 | Functional | Others
19171 | Liwali Phc | Ice lined refrigerator | Model Not Available | 3000084236 | Functional | Others
19172 | Baldu Phc | Weighing Machine | MODEL NOT AVAILABLE | 2000036723 | Not in use | Others
19173 | Liwali Phc | SPHYGMOMANOMETER(BP APPRATUS) | MODEL NOT AVAILABLE | 3000084237 | Functional | Others
19174 | Sms Hospital | Syringe Infusion Pump | JAZ-1800C | 3000086505 | Functional | Others
19175 | Chc Sambhar | SPHYGMOMANOMETER(BP APPRATUS) | MODEL NOT AVAILABLE | 57995 | Functional | Others
19176 | Bagoth Phc | Freezes | MODEL NOT AVAILABLE | 2000030007 | Functional | Others
19177 | Besroli Phc | Instrument Sterilizer | Model Not Available | 2000028481 | Functional | Others
19178 | Bagoth Phc | SPHYGMOMANOMETER(BP APPRATUS) | MODEL NOT AVAILABLE | 2000030008 | Functional | Others
19179 | Chc Sambhar | Suction Machine | Model Not Available | 3000089302 | Functional | Cmho Supply
19180 | Jakhali Phc | Suction Machine | Model Not Available | 2000036010 | Functional | Others
19181 | Jakhali Phc | Suction Machine | Model Not Available | 2000036011 | Functional | Others
19182 | Liwali Phc | Suction Machine | Model Not Available | 3000084239 | Functional | Others
19183 | Baldu Phc | Syringe Needle Destroyer | Model not available | 2000036726 | Functional | Others
19184 | Sms Hospital | Multi-Para Monitor | Model not available | A1050711 | Functional | Others
19185 | Mangluna Phc | Binocular Microscope | Model Not Available | 2000029407 | Functional | Others
19186 | Mangluna Phc | Radiant Heat Warmer | Model Not Available | 2000029411 | Functional | Others
19187 | Ganeshwar Phc | Binocular Microscope | Model Not Available | 2000031365 | Functional | Others
19188 | Shyamgarh Phc | Freezes | MODEL NOT AVAILABLE | 2000037093 | Functional | Others
19189 | Pindwara Chc | Freezes | MODEL NOT AVAILABLE | 2000035502 | Functional | Others
19190 | Ganeshwar Phc | Pulse Oxymeter | Model Not Available | 2000031361 | Functional | Others
19191 | Shyamgarh Phc | Syringe Needle Destroyer | Model not available | 2000037095 | Functional | Others
19192 | Kirdoli Phc | Baby Weighing Machine | Model Not Available | 2000029659 | Functional | Ramon Surgical Company
19193 | Ganeshwar Phc | Nebulizer | MODEL NOT AVAILABLE | 2000031363 | Functional | Others
19194 | Kasi Ka Bas Phc | Syringe Needle Destroyer | Medicaid - CardioFax 3R | E10440709 | Functional | Cmho Supply
19195 | Mundru Phc | Syringe Needle Destroyer | Model not available | 2000037138 | Functional | Others
19196 | Dangawas Phc | SPHYGMOMANOMETER(BP APPRATUS) | MODEL NOT AVAILABLE | 3937 | Functional | Donation
19197 | Pachaar Phc | Syringe Needle Destroyer | Model not available | 2000031456 | Functional | Others
19198 | Ganeri Phc | Blood Bank Refrigerator | Model not available | 2000029256 | Functional | Haier Appliances India Pvt
19199 | Lisariya Phc Sikar | SPHYGMOMANOMETER(BP APPRATUS) | MODEL NOT AVAILABLE | 2000037002 | Functional | Others
19200 | Lisariya Phc Sikar | SPHYGMOMANOMETER(BP APPRATUS) | MODEL NOT AVAILABLE | 2000037006 | Functional | Others
19201 | Lisariya Phc Sikar | SPHYGMOMANOMETER(BP APPRATUS) | MODEL NOT AVAILABLE | 2000037007 | Functional | Others
19202 | Inana Phc | SPHYGMOMANOMETER(BP APPRATUS) | MODEL NOT AVAILABLE | 2000030430 | Functional | Others
19203 | Dangawas Phc | Autoclave | Model not available | 2285 | Non Functional Not Repairable | Others
19204 | Ganeri Phc | Freezes | MODEL NOT AVAILABLE | 2000029258 | Functional | Others
19205 | Indokha Phc | SPHYGMOMANOMETER(BP APPRATUS) | Medisys | 2000037385 | Functional | Others
19206 | Indokha Phc | SPHYGMOMANOMETER(BP APPRATUS) | MODEL NOT AVAILABLE | 2000028468 | Functional | Others
19207 | Indokha Phc | SPHYGMOMANOMETER(BP APPRATUS) | MODEL NOT AVAILABLE | 2000028471 | Functional | Others
19208 | Indokha Phc | SPHYGMOMANOMETER(BP APPRATUS) | MODEL NOT AVAILABLE | 2000028472 | Functional | Others
19209 | Indokha Phc | SPHYGMOMANOMETER(BP APPRATUS) | MODEL NOT AVAILABLE | 2000028475 | Functional | Others
19210 | Ganeri Phc | Syringe Needle Destroyer | Model not available | 2000029259 | Functional | Others
19211 | Chc Sambhar | SPHYGMOMANOMETER(BP APPRATUS) | MODEL NOT AVAILABLE | 3000089266 | Functional | Rhsdp Supply
19212 | Dispensary Agarwal Farm City | Weighing Machine | MODEL NOT AVAILABLE | 2000024505 | Functional | Cmho Supply
19213 | Barnala Phc | Ice lined refrigerator | MK - 142 | 2000020968 | Functional | Vestfrost Solutions
19214 | Baroli Phc | Weighing Machine | MODEL NOT AVAILABLE | 2000003293 | Functional | Others
19215 | Bhagwatgarh Phc | Autoclave | Model not available | 2000020018 | Functional | Cmho Supply
19216 | Bhikamkor Phc | Weighing Machine | MODEL NOT AVAILABLE | 3000049660 | Functional | Others
19217 | Bhagwatgarh Phc | Freezes | MODEL NOT AVAILABLE | 2000020015 | Functional | Cmho Supply
19218 | Dudu Chc | Monocular Microscope | Model not available | 690538 | Functional | Others
19219 | Barnala Phc | Instrument Sterilizer | Model Not Available | 2000020971 | Functional | Cmho Supply
19220 | Maharana Bhopal Govt Hospital Medical Collage | Multi-Para Monitor | Star 50 ( L and T ) | 3000040429 | Functional | Others
19221 | Maharana Bhopal Govt Hospital Medical Collage | 100mA X-Ray Machine | Model not available | 3000040150 | Functional | Others
19222 | Deh Phc | Suction Machine | Model Not Available | 2000036537 | Functional | Others
19223 | Maharana Bhopal Govt Hospital Medical Collage | Multi-Para Monitor | Model not available | 3000040216 | Functional | Others
19224 | Deh Phc | SPHYGMOMANOMETER(BP APPRATUS) | MODEL NOT AVAILABLE | 2000036536 | Functional | Others
19225 | Deh Phc | Suction Machine | Model Not Available | 2000036544 | Functional | Others
19226 | Maharana Bhopal Govt Hospital Medical Collage | Suction Machine | Model Not Available | 3000040431 | Functional | Others
19227 | Tunga Chc | Baby Weighing Machine | Crown | 3000087241 | Functional | Ramon Surgical Company
19228 | Deh Phc | Baby Weighing Machine | Model Not Available | 2000036543 | Functional | Others
19229 | Maharana Bhopal Govt Hospital Medical Collage | Spot Light ( Portable ) | Model Not Available | 3000040183 | Functional | Others
19230 | Deh Phc | SPHYGMOMANOMETER(BP APPRATUS) | MODEL NOT AVAILABLE | 2000036617 | Functional | Others
19231 | Maharana Bhopal Govt Hospital Medical Collage | ELECTRIC OT TABLE | MODEL NOT AVAILABLE | 3000040435 | Functional | Others
19232 | Deh Phc | Pulse Oxymeter | Model Not Available | 2000036617 | Functional | Others
19233 | Maharana Bhopal Govt Hospital Medical Collage | O.T. Light Double Dome | MODEL NOT AVAILABLE | 3000040433 | Functional | Others
19234 | Maharana Bhopal Govt Hospital Medical Collage | Suction Machine | Model Not Available | 3000040436 | Functional | Others
19235 | Maharana Bhopal Govt Hospital Medical Collage | Suction Machine | Model Not Available | 3000040437 | Functional | Others
19236 | Maharana Bhopal Govt Hospital Medical Collage | Ultra Sonography (USG) & Colour Dopler Machine | Model not available | 3000040723 | Functional | Others
19237 | Sevar Phc | SPHYGMOMANOMETER(BP APPRATUS) | MODEL NOT AVAILABLE | 2000003526 | Functional | Others
19238 | Jeeliya Phc | Freezes | MODEL NOT AVAILABLE | 2000028503 | Functional | Others
19239 | Sevar Phc | Freezes | MODEL NOT AVAILABLE | 2000003524 | Functional | Others
19240 | Sevar Phc | Freezes | MODEL NOT AVAILABLE | 32219 | Functional | Videocon Industries Ltd
19241 | Sms Hospital | Ventilator | Model Not Available | MG130140 | Functional | Others
19242 | Gawardi Phc | STABILIZER | MODEL NOT AVAILABLE | 2000036360 | Functional | Others
19243 | Sms Hospital | Ventilator | Schiller - Graphnet Advance | 3000086185 | Functional | Others
19244 | Shahpura Chc | Pulse Oxymeter | Comet - P (L and T) | C09P0496 | Functional | Cmho Supply
19245 | Kothun Phc | SPHYGMOMANOMETER(BP APPRATUS) | MODEL NOT AVAILABLE | 640917 | Functional | Others
19246 | Umaid Hospital Jodhpur Medical College Hospital | Bi-pap Machine | MODEL NOT AVAILABLE | 3000117079 | Non Functional Repairable | Others
19247 | Kumari Phc | Glucometer | Accu Chek Performa | 55308406384 | Functional | Others
19248 | Sms Hospital | Syringe Infusion Pump | Allied - Syrn 200 | SYRN201404163 | Functional | Others
19249 | Kathoti Phc | Glucometer | Model not available | 2000030369 | Functional | Others
19250 | Gawardi Phc | FOOT OPERATED SUCTION MACHINE | SU-101 | 2000036364 | Functional | Others
19251 | Kothun Phc | Binocular Microscope | Model Not Available | 27199 | Functional | Others
19252 | Shahpura Chc | Fetal Doppler | ND - 102 | 2000025481 | Functional | Rhsdp Supply
19253 | Jk Lone Hospital Jaipur | Weighing Machine | Victoria DX | 3000230329 | Functional | Others
19254 | Shahpura Chc | Hot Air Oven | Model not available | 2000025429 | Functional | Rhsdp Supply
19255 | Sms Hospital | Multi-Para Monitor | Model not available | A1S0714 | Functional | Others
19256 | Jk Lone Hospital Jaipur | SPHYGMOMANOMETER(BP APPRATUS) | Pagoda | 279990 | Functional | Others
19257 | Umaid Hospital Jodhpur Medical College Hospital | Fetal Monitor | MODEL NOT AVAILABLE | 3000122210 | Functional | Others
19258 | Kathoti Phc | Baby Weighing Machine | Crown | 2000030383 | Functional | Others
19259 | Dispensary Session Court City | Monocular Microscope | Model not available | 130157131 | Functional | Cmho Supply
19260 | Shahpura Chc | Centrifuge Machine ( 8 Tube) | REMI - R 8C DX | JBLC-8690 | Functional | Rhsdp Supply
19261 | Kurchhi Phc Nagaur | Incubator | MODEL NOT AVAILABLE | 2000028993 | Functional | Others
19262 | Khajwana Phc | Radiant Heat Warmer | Model Not Available | 2000036949 | Functional | Others
19263 | Liwali Phc | Baby Weighing Machine | Model Not Available | 3000084241 | Functional | Others
19264 | Chc Sambhar | Baby Weighing Machine | Crown | 3000089303 | Functional | Rhsdp Supply
19265 | Bhankrota Phc | Weighing Machine | MODEL NOT AVAILABLE | 200002441 | Functional | Cmho Supply
19266 | Banshi Pahadpur Chc | Freezes | MODEL NOT AVAILABLE | 2000003707 | Functional | Others
19267 | Sms Hospital | SPHYGMOMANOMETER(BP APPRATUS) | MODEL NOT AVAILABLE | 10926 | Functional | Others
19268 | Banshi Pahadpur Chc | Syringe Needle Destroyer | Model not available | 2000003709 | Functional | Others
19269 | Chc Sambhar | Centrifuge Machine ( 8 Tube) | Model Not Available | 3000089306 | Functional | Cmho Supply
19270 | Sms Hospital | Fiberoptic Laryngoscope | Model Not Available | 3000086509 | Functional | Others
19271 | Banshi Pahadpur Chc | Syringe Needle Destroyer | Model not available | 2000003711 | Functional | Cmho Supply
19272 | Jakhali Phc | SPHYGMOMANOMETER(BP APPRATUS) | MODEL NOT AVAILABLE | 2000036016 | Functional | Others
19273 | Sms Hospital | Glucometer | Model not available | 1450A7068189 | Functional | Others
19274 | Bagoth Phc | Suction Machine | Model Not Available | 2000028706 | Functional | Others
19275 | Bagoth Phc | Suction Machine | Model Not Available | 2000028714 | Functional | Others
19276 | Dudu Chc | Baby Weighing Machine | Model Not Available | 2000024896 | Functional | Cmho Supply
19277 | Chc Sambhar | Syringe Needle Destroyer | Microsil ND 20 | 3000089309 | Functional | Linco Scientific Instruments And Chemicals (P) Ltd
19278 | Chc Sambhar | Syringe Needle Destroyer | Microsil ND 20 | 3000089310 | Functional | Linco Scientific Instruments And Chemicals (P) Ltd
19279 | Kitalsar Phc | Syringe Needle Destroyer | Model not available | 2000028735 | Functional | Others
19280 | Jakhali Phc | Ice lined refrigerator | MF - 144 | 2000036017 | Functional | Others
19281 | Bagoth Phc | Radiant Heat Warmer | Model Not Available | 2000028700 | Functional | Others
19282 | Besroli Phc | Monocular Microscope | Model not available | 2000028487 | Functional | Others
19283 | Chc Sambhar | Syringe Needle Destroyer | Microsil ND 20 | 3000089312 | Functional | Linco Scientific Instruments And Chemicals (P) Ltd
19284 | Maharana Bhopal Govt Hospital Medical Collage | Multi-Para Monitor | Model not available | 30000552504 | Functional | Others
19285 | Maharana Bhopal Govt Hospital Medical Collage | Dental Chair Unit | Model Not Available | 3000040597 | Not in use | Others
19286 | Maharana Bhopal Govt Hospital Medical Collage | Dental Chair Unit | Model Not Available | 3000040598 | Not in use | Others
19287 | Bhankrota Phc | Radiant Heat Warmer | Zeal - RHW 2101A | 1091311839 | Functional | Zeal Medical Pvt Ltd
19288 | Besroli Phc | Centrifuge Machine ( 4 Tube ) | Remi 4C | 2000028488 | Functional | Others
19289 | Mundru Phc | FOOT OPERATED SUCTION MACHINE | MODEL NOT AVAILABLE | 2000037128 | Functional | Others
19290 | Kirdoli Phc | Autoclave | Model not available | 2555 | Functional | Others
19291 | Kirdoli Phc | Baby Weighing Machine | Model Not Available | 2000029658 | Functional | Ramon Surgical Company
19292 | Dangawas Phc | SPHYGMOMANOMETER(BP APPRATUS) | MODEL NOT AVAILABLE | RH0108737 | Functional | Others
19293 | Mundru Phc | SPHYGMOMANOMETER(BP APPRATUS) | MODEL NOT AVAILABLE | 2000037130 | Functional | Others
19294 | Shyamgarh Phc | Glucometer | Model Not Available | 2000021339 | Non Functional Not Repairable | Others
19295 | Shyamgarh Phc | Centrifuge Machine ( 8 Tube) | Model Not Available | 2000037098 | Functional | Others
19296 | Shyamgarh Phc | Nebulizer | MODEL NOT AVAILABLE | 2000037105 | Functional | Others
19297 | Lisariya Phc Sikar | Weighing Machine | MODEL NOT AVAILABLE | 2000037001 | Functional | Others
19298 | Lisariya Phc Sikar | Weighing Machine | MODEL NOT AVAILABLE | 2000037004 | Functional | Others
19299 | Ganeri Phc | SPHYGMOMANOMETER(BP APPRATUS) | MODEL NOT AVAILABLE | 2000029250 | Functional | Others
19300 | Pachaar Phc | Freezes | MODEL NOT AVAILABLE | 2000031442 | Functional | Videocon Industries Ltd
19301 | Pindwara Chc | Hydraulic Operation Table | MODEL NOT AVAILABLE | 2000035505 | Functional | Others
19302 | Dangawas Phc | Baby Weighing Machine | Model Not Available | 2000030174 | Functional | Donation
19303 | Pachaar Phc | Syringe Needle Destroyer | Model not available | 2000031457 | Functional | Others
19304 | Ganeri Phc | Ice lined refrigerator | HBD-116 | 2000029255 | Functional | Others
19305 | Pachaar Phc | Ice lined refrigerator | Model Not Available | 2000031448 | Functional | Haier Appliances India Pvt
19306 | Indokha Phc | SPHYGMOMANOMETER(BP APPRATUS) | MODEL NOT AVAILABLE | 2000028476 | Functional | Others
19307 | Panchudala Phc | ESR Stand | Model not available | 2000022428 | Functional | Others
19308 | Jharali Phc | Weighing Machine | MODEL NOT AVAILABLE | 2000037273 | Functional | Others
19309 | Kirdoli Phc | FOOT OPERATED SUCTION MACHINE | MODEL NOT AVAILABLE | 2000029660 | Functional | Others
19310 | Dangawas Phc | Autoclave | Model not available | 2487 | Non Functional Not Repairable | Others
19311 | Masalpur Chc | Intensive Care Bed | Janak | 3000138568 | Functional | Others
19312 | Inana Phc | Ice lined refrigerator | Model Not Available | 2000030431 | Functional | Others
19313 | Indokha Phc | Weighing Machine | MODEL NOT AVAILABLE | 2000028467 | Functional | Others
19314 | Lisariya Phc Sikar | Syringe Needle Destroyer | Model not available | 2000037003 | Functional | Others
19315 | Maharana Bhopal Govt Hospital Medical Collage | Ultra Sonography (USG) & Colour Dopler Machine | Model not available | 3000040724 | Functional | Others
19316 | Maharana Bhopal Govt Hospital Medical Collage | Ultra Sonography (USG) & Colour Dopler Machine | Model not available | 3000040725 | Functional | Others
19317 | Maharana Bhopal Govt Hospital Medical Collage | Ultra Sonography (USG) & Colour Dopler Machine | Model not available | 3000040726 | Functional | Others
19318 | Maharana Bhopal Govt Hospital Medical Collage | Ultra Sonography (USG) & Colour Dopler Machine | Model not available | 3000040727 | Functional | Others
19319 | Maharana Bhopal Govt Hospital Medical Collage | ELECTRIC OT TABLE | MODEL NOT AVAILABLE | 3000040439 | Functional | Others
19320 | Maharana Bhopal Govt Hospital Medical Collage | Anesthesia Machine | MODEL NOT AVAILABLE | 3000040440 | Functional | Others
19321 | Kurchhi Phc Nagaur | Hemoglobin meter | Model Not Available | 2000028994 | Functional | Others
19322 | Kurchhi Phc Nagaur | Freezes | MODEL NOT AVAILABLE | 2000028995 | Functional | Videocon Industries Ltd
19323 | Tunga Chc | Fetal Doppler | MODEL NOT AVAILABLE | 3000087243 | Functional | Others
19324 | Sms Hospital | ECG Monitor | Model not available | 3000086498 | Functional | Edan Smart
19325 | Chc Sambhar | Hydraulic Operation Table | MODEL NOT AVAILABLE | 207 | Functional | Rhsdp Supply
19326 | Tunga Chc | SPHYGMOMANOMETER(BP APPRATUS) | MODEL NOT AVAILABLE | 98132216 | Functional | Suprime Enterprises
19327 | Liwali Phc | Binocular Microscope | Model Not Available | 3000084228 | Functional | Others
19328 | Tunga Chc | Freezes | HRD-2055CMDGCC | 3000087251 | Functional | Haier Appliances India Pvt
19329 | Liwali Phc | Syringe Needle Destroyer | Model not available | 3000084230 | Functional | Others
19330 | Chc Sambhar | ELECTRIC OT TABLE | MODEL NOT AVAILABLE | 3000089291 | Functional | Cmho Supply
19331 | Kumari Phc | Hemoglobin meter | Model Not Available | 2000030553 | Functional | Others
19332 | Liwali Phc | Freezes | MODEL NOT AVAILABLE | 3000084231 | Functional | Others
19333 | Sms Hospital | Intensive Care Bed | Janak | 3000086362 | Functional | Others
19334 | Chc Sambhar | SPHYGMOMANOMETER(BP APPRATUS) | MODEL NOT AVAILABLE | 3000089294 | Functional | Cmho Supply
19335 | Banshi Pahadpur Chc | SPHYGMOMANOMETER(BP APPRATUS) | MODEL NOT AVAILABLE | 2000003701 | Functional | Others
19336 | Kumari Phc | Syringe Needle Destroyer | Microsil ND 20 | 2000030560 | Functional | Others
19337 | Bagoth Phc | Incubator | MODEL NOT AVAILABLE | 2000030002 | Functional | Others
19338 | Liwali Phc | Weighing Machine | MODEL NOT AVAILABLE | 3000084235 | Functional | Others
19339 | Tunga Chc | Glucometer | Model not available | RMDB011860 | Functional | Others
19340 | Balsamand Phc | Ice lined refrigerator | Model Not Available | 91208306 | Functional | Others
19341 | Kothun Phc | SPHYGMOMANOMETER(BP APPRATUS) | MODEL NOT AVAILABLE | 640287-10 | Functional | Others
19342 | Shahpura Chc | Weighing Machine | MODEL NOT AVAILABLE | SH2376 | Functional | Cmho Supply
19343 | Kotkhawda Phc | Syringe Needle Destroyer | Model not available | 3000230788 | Functional | Others
19344 | Jk Lone Hospital Jaipur | Syringe Infusion Pump | JAZ-1800C | 3000230432 | Functional | Others
19345 | Jk Lone Hospital Jaipur | Syringe Infusion Pump | JAZ-1800C | 13051118Z | Functional | Others
19346 | Shahpura Chc | Radiant Heat Warmer | Meditrin - Heat Warmer | NRHMWM09051 | Functional | Cmho Supply
19347 | Sms Hospital | Suction Machine | Model Not Available | 3000086432 | Functional | Others
19348 | Shahpura Chc | FOOT OPERATED SUCTION MACHINE | MODEL NOT AVAILABLE | 2000025475 | Functional | Cmho Supply
19349 | Kitalsar Phc | Labour Table | Model Not Available | 2000028741 | Functional | Others
19350 | Kitalsar Phc | Glucometer | Model not available | 2000028749 | Functional | Others
19351 | Kitalsar Phc | Baby Weighing Machine | Model Not Available | 2000036170 | Functional | Others
19352 | Jk Lone Hospital Jaipur | Syringe Needle Destroyer | Model not available | 3000230443 | Non Functional Repairable | Linco Scientific Instruments And Chemicals (P) Ltd
19353 | Gandhlisar Phc | SPHYGMOMANOMETER(BP APPRATUS) | MODEL NOT AVAILABLE | 2000030581 | Functional | Others
19354 | Gandhlisar Phc | Centrifuge Machine ( 4 Tube ) | Model not available | 2000030585 | Functional | Others
19355 | Gandhlisar Phc | Hemoglobin meter | Model Not Available | 2000030586 | Functional | Others
19356 | Kotkhawda Phc | Nebulizer | CompAIR NE-C801 | 119818 | Functional | Others
19357 | Jk Lone Hospital Jaipur | Radiant Heat Warmer | Model Not Available | 3000222246 | Functional | Others
19358 | Jk Lone Hospital Jaipur | Phototherepy Unit | MODEL NOT AVAILABLE | 3000222310 | Functional | Others
19359 | City Dispensary Soorsagar | Binocular Microscope | Labomed - Vision 2000 | 3000049538 | Functional | Others
19360 | Kotkhawda Phc | Blood Cell Counter - 3 part | Model not available | 3000230780 | Functional | Others
19361 | Abu Road Chc | Oxygen Concentrator | BPL - OG 4203 | AXTCOB4833 | Functional | Others
19362 | Sms Hospital | Fetal Monitor | MODEL NOT AVAILABLE | 713 | Functional | Larsen And Tourbo Ltd
19363 | Bhakrod Phc | Binocular Microscope | Model Not Available | 2000036883 | Functional | Others
19364 | Bhakrod Phc | Hemoglobin meter | Model Not Available | 2000036885 | Functional | Others
19365 | Fatehpur Chc Sikar | Oxygen Concentrator | BPL - OG 4203 | 10010082 | Functional | Others
19366 | Ranoli Phc | Centrifuge Machine ( 4 Tube ) | Model not available | 3000088444 | Functional | Others
19367 | Kitalsar Phc | Suction Machine | Model Not Available | 2000028739 | Non Functional Repairable | Others
19368 | Jakhali Phc | Syringe Needle Destroyer | Model not available | 200003624 | Functional | Others
19369 | Dudu Chc | Syringe Needle Destroyer | Model not available | 2000024898 | Functional | Others
19370 | Besroli Phc | Freezes | MODEL NOT AVAILABLE | 2000028490 | Functional | Others
19371 | Chc Sambhar | Syringe Needle Destroyer | Microsil ND 20 | 512 | Functional | Cmho Supply
19372 | Talwara Chc | Centrifuge Machine ( 4 Tube ) | Model not available | 3000084200 | Functional | Others
19373 | Chc Sambhar | Syringe Needle Destroyer | Microsil ND 20 | 514 | Functional | Cmho Supply
19374 | Kitalsar Phc | Syringe Needle Destroyer | Model not available | 2000028742 | Non Functional Repairable | Others
19375 | Talwara Chc | Monocular Microscope | Model not available | 3000084199 | Functional | Others
19376 | Talwara Chc | Weighing Machine | MODEL NOT AVAILABLE | 3000084198 | Functional | Others
19377 | Maharana Bhopal Govt Hospital Medical Collage | Multi-Para Monitor | Model not available | 3000040701 | Functional | Others
19378 | Banshi Pahadpur Chc | Syringe Needle Destroyer | Model not available | 2000003712 | Functional | Others
19379 | Kitalsar Phc | Syringe Needle Destroyer | Model not available | 2000028743 | Functional | Others
19380 | Banshi Pahadpur Chc | Syringe Needle Destroyer | Model not available | 2000003713 | Functional | Others
19381 | Kitalsar Phc | Ice lined refrigerator | MF - 144 | 9120837 | Functional | Vestfrost Solutions
19382 | Banshi Pahadpur Chc | Instrument Sterilizer | Model Not Available | 2000003714 | Functional | Others
19383 | Sadar Hospital Dholpur Dh | Nebulizer | MODEL NOT AVAILABLE | 102053 | Functional | Others
19384 | Besroli Phc | Autoclave | Model not available | OK11 | Functional | Others
19385 | Kitalsar Phc | Blood Bank Refrigerator | Model not available | 91010250 | Functional | Vestfrost Solutions
19386 | Besroli Phc | Nebulizer | MODEL NOT AVAILABLE | 38824 | Functional | Others
19387 | Behnera Phc | Autoclave | Model not available | 2000003376 | Functional | Others
19388 | Besroli Phc | Syringe Needle Destroyer | Microsil - ND350 | 6358 | Functional | Others
19389 | Kitalsar Phc | Hemoglobin meter | Model Not Available | 2000o28748 | Functional | Others
19390 | Gelasar Phc | SPHYGMOMANOMETER(BP APPRATUS) | MODEL NOT AVAILABLE | 2000028658 | Functional | Others
19391 | Kasnau Phc | Instrument Sterilizer | Model Not Available | 2000036551 | Functional | Others
19392 | Dudu Chc | Radiant Heat Warmer | Meditrin - Heat Warmer | NRHM/WN09/31 | Functional | Cmho Supply
19393 | Kasnau Phc | SPHYGMOMANOMETER(BP APPRATUS) | MODEL NOT AVAILABLE | 2000036552 | Functional | Others
19394 | Panchudala Phc | Binocular Microscope | Model Not Available | 2000022425 | Functional | Cmho Supply
19395 | Kasi Ka Bas Phc | Glucometer | Model not available | GC17292238 | Functional | Roche Digital Pvt Ltd
19396 | Ganeshwar Phc | Fetal Doppler | MODEL NOT AVAILABLE | 2000031360 | Functional | Others
19397 | Shyamgarh Phc | Blood Cell Counter - 3 part | Model not available | 2000037100 | Functional | Others
19398 | Ganeri Phc | Binocular Microscope | AMT 5A | 2000029244 | Functional | Others
19399 | Ganeri Phc | Syringe Needle Destroyer | Microsil - ND350 | 2000029248 | Functional | Others
19400 | Ganeri Phc | Suction Machine | Model Not Available | 2000029253 | Functional | Others
19401 | Pachaar Phc | Syringe Needle Destroyer | Model not available | 2000031443 | Functional | Bhasin Sons Private Limited
19402 | Ganeri Phc | Baby Weighing Machine | Model Not Available | 2000029254 | Functional | Others
19403 | Paharsar Phc | Centrifuge Machine ( 4 Tube ) | Remi 4C | 2000003326 | Functional | Remi Electrotechnik Ltd
19404 | Indokha Phc | Syringe Needle Destroyer | Model not available | 2000028466 | Functional | Others
19405 | Panchudala Phc | Hemoglobin meter | Model Not Available | 2000022429 | Functional | Others
19406 | Jharali Phc | SPHYGMOMANOMETER(BP APPRATUS) | MODEL NOT AVAILABLE | 2000037274 | Functional | Others
19407 | Kirdoli Phc | Blood Bank Refrigerator | Model not available | 288403 | Functional | Haier Appliances India Pvt
19408 | Indokha Phc | Fetal Doppler | MODEL NOT AVAILABLE | 2000028469 | Functional | Others
19409 | Indokha Phc | Glucometer | Model not available | 2000028473 | Functional | Others
19410 | Lisariya Phc Sikar | Hemoglobin meter | Model Not Available | 2000037009 | Functional | Others
19411 | Kirdoli Phc | Ice lined refrigerator | Model Not Available | 29780074 | Functional | Haier Appliances India Pvt
19412 | Dangawas Phc | Pulse Oxymeter | Model Not Available | 2000030179 | Functional | Others
19413 | Panchudala Phc | Hemoglobin meter | Model Not Available | 2000022430 | Functional | Others
19414 | Indokha Phc | Binocular Microscope | Model Not Available | 2000028474 | Functional | Others
19415 | Kirdoli Phc | Weighing Machine | MODEL NOT AVAILABLE | 2000029663 | Functional | Others
19416 | Inana Phc | Blood Bank Refrigerator | Model not available | 2000030432 | Functional | Others
19417 | Aabhawas Phc | Instrument Sterilizer | Model Not Available | 2000029105 | Non Functional Repairable | Others
19418 | Butati Phc | SPHYGMOMANOMETER(BP APPRATUS) | MODEL NOT AVAILABLE | 2000028854 | Functional | Others
19419 | Khakholi Phc | Baby Weighing Machine | Model Not Available | 606 | Functional | Others
19420 | Dispensary Agarwal Farm City | Weighing Machine | MODEL NOT AVAILABLE | 2000024506 | Functional | Cmho Supply
19421 | Satlana Phc | Freezes | Kelvinator KGE 193 | 3000049960 | Functional | Others
19422 | Bhagwatgarh Phc | Ice lined refrigerator | Model Not Available | BF07F4E0N0B2A870073 | Functional | Others
19423 | Cherai Phc | Centrifuge Machine ( 12 Tube ) | MODEL NOT AVAILABLE | 8134493 | Functional | Others
19424 | Cherai Phc | Syringe Needle Destroyer | Model not available | 3000049599 | Functional | Others
19425 | Cherai Phc | Syringe Needle Destroyer | Model not available | 2000034998 | Functional | Others
19426 | Cherai Phc | Syringe Needle Destroyer | Model not available | 2000034999 | Functional | Others
19427 | Bhagwatgarh Phc | FOOT OPERATED SUCTION MACHINE | SU-101 | 10317 | Functional | Cmho Supply
19428 | Chc Sambhar | Radiant Heat Warmer | Zeal - RHW 2101A | 3000089275 | Functional | Zeal Medical Pvt Ltd
19429 | Nohar Chc | Multi-Para Monitor | Model not available | 3000043378 | Non Functional Not Repairable | Innovative Clinical Diagnostic Systems
19430 | Banshi Pahadpur Chc | SPHYGMOMANOMETER(BP APPRATUS) | Crown | 3000119 | Functional | Others
19431 | Bagoth Phc | Syringe Needle Destroyer | Model not available | 2000030006 | Functional | Others
19432 | Bagoth Phc | Syringe Needle Destroyer | Model not available | 2000028707 | Functional | Others
19433 | Balsamand Phc | Freezes | MODEL NOT AVAILABLE | 2000036749 | Functional | Others
19434 | Liwali Phc | Radiant Heat Warmer | Model Not Available | 3000084238 | Functional | Others
19435 | Banshi Pahadpur Chc | Monocular Microscope | Model not available | 2000003704 | Functional | Others
19436 | Kumari Phc | Autoclave | Model not available | 2000030561 | Non Functional Repairable | Others
19437 | Maharana Bhopal Govt Hospital Medical Collage | Pulse Oxymeter | Model Not Available | 3000040445 | Functional | Others
19438 | Maharana Bhopal Govt Hospital Medical Collage | Pulse Oxymeter | Model Not Available | 3000040446 | Functional | Others
19439 | Balsamand Phc | Syringe Needle Destroyer | Nulife - Dots | 2000036743 | Functional | Others
19440 | Balsamand Phc | SPHYGMOMANOMETER(BP APPRATUS) | MODEL NOT AVAILABLE | 2000036744 | Functional | Others
19441 | Tunga Chc | Hemoglobin meter | Model Not Available | 3000230805 | Functional | Others
19442 | Maharana Bhopal Govt Hospital Medical Collage | Ventilator | PZB 22 | 66231 | Functional | Others
19443 | Jakhali Phc | Baby Weighing Machine | Model Not Available | 200003014 | Functional | Others
19444 | Besroli Phc | Ice lined refrigerator | MK - 142 | 44713519 | Functional | Others
19445 | Bagoth Phc | Baby Weighing Machine | Model Not Available | 2000028702 | Functional | Others
19446 | Deshnok Chc | Binocular Microscope | M L W Intermed | 2000030758 | Functional | Mlw Intermed
19447 | Sms Hospital | Spot Light ( Portable ) | Model Not Available | 3000085148 | Functional | Others
19448 | Sms Hospital | SPHYGMOMANOMETER(BP APPRATUS) | MODEL NOT AVAILABLE | 7503 | Functional | Others
19449 | Sms Hospital | Syringe Needle Destroyer | Model not available | 1116357 | Functional | Others
19450 | Nagal Phc | Syringe Needle Destroyer | Model not available | 2000037018 | Functional | Others
19451 | Kirdoli Phc | Binocular Microscope | Model Not Available | 2000029651 | Functional | Others
19452 | Tajsar Phc | Binocular Microscope | Model Not Available | 2000037399 | Functional | Others
19453 | Kirdoli Phc | Centrifuge Machine ( 8 Tube) | Model Not Available | 4748 | Functional | Others
19454 | Tatera Phc | Suction Machine | Model Not Available | 2000031485 | Functional | Others
19455 | Tatera Phc | STABILIZER | MODEL NOT AVAILABLE | 2000031486 | Functional | Others
19456 | Tatera Phc | STABILIZER | MODEL NOT AVAILABLE | 2000031490 | Functional | Others
19457 | Mirjawas Phc | Centrifuge Machine ( 4 Tube ) | Model not available | 2000029461 | Functional | Others
19458 | Jharali Phc | Glucometer | Model not available | MDP006219 | Functional | Others
19459 | Kirdoli Phc | Binocular Microscope | Model Not Available | 2000029653 | Functional | Others
19460 | Tajsar Phc | Hemoglobin meter | Model Not Available | 2000037432 | Functional | Others
19461 | Kirdoli Phc | Glucometer | Model not available | 2000029654 | Functional | Others
19462 | Ladi Ka Bas Phc | Glucometer | Model not available | 2000031742 | Functional | Others
19463 | Rorubari Phc | SPHYGMOMANOMETER(BP APPRATUS) | MODEL NOT AVAILABLE | 2000031537 | Functional | Others
19464 | Shyamgarh Phc | Syringe Needle Destroyer | Model not available | 2000037157 | Functional | Others
19465 | Kirdoli Phc | Glucometer | Model not available | 2000029655 | Functional | Others
19466 | Jharali Phc | Syringe Needle Destroyer | Model not available | 2000037268 | Functional | Others
19467 | Ladi Ka Bas Phc | Binocular Microscope | Model Not Available | 2000031740 | Functional | Others
19468 | Rorubari Phc | Freezes | MODEL NOT AVAILABLE | 2000031539 | Functional | Others
19469 | Ganeshwar Phc | Glucometer | Model not available | 2000031366 | Functional | Others
19470 | Shyamgarh Phc | STABILIZER | MODEL NOT AVAILABLE | 2000037091 | Functional | Others
19471 | Kirdoli Phc | Freezes | MODEL NOT AVAILABLE | 2000029656 | Functional | Videocon Industries Ltd
19472 | Tajsar Phc | FOOT OPERATED SUCTION MACHINE | MODEL NOT AVAILABLE | 2000037436 | Functional | Others
19473 | Dispensary Agarwal Farm City | SPHYGMOMANOMETER(BP APPRATUS) | MODEL NOT AVAILABLE | 2000024503 | Non Functional Not Repairable | Cmho Supply
19474 | Bhagwatgarh Phc | Labour Table | Model Not Available | 2000020022 | Functional | Cmho Supply
19475 | Baroli Phc | Freezes | MODEL NOT AVAILABLE | 32240 | Functional | Others
19476 | Dudu Chc | Centrifuge Machine ( 8 Tube) | Model Not Available | 307 | Functional | Others
19477 | Barnala Phc | SPHYGMOMANOMETER(BP APPRATUS) | MODEL NOT AVAILABLE | 98122175 | Functional | Ajay Optical India
19478 | Bhagwatgarh Phc | Weighing Machine | MODEL NOT AVAILABLE | 2000020020 | Functional | Cmho Supply
19479 | Satlana Phc | Autoclave | Model not available | 3000049965 | Functional | Others
19480 | Baldu Phc | Syringe Needle Destroyer | Microsil - ND350 | 2000036728 | Not in use | Others
19481 | Maharana Bhopal Govt Hospital Medical Collage | Autoclave | Model not available | 3000040704 | Functional | Others
19482 | Baldu Phc | Baby Weighing Machine | Model Not Available | 2000036738 | Not in use | Others
19483 | Sadar Hospital Dholpur Dh | Ventilator | Model Not Available | 3000218009 | Functional | Others
19484 | Jakhali Phc | Glucometer | Model not available | 2000036027 | Functional | Others
19485 | Kasnau Phc | SPHYGMOMANOMETER(BP APPRATUS) | MODEL NOT AVAILABLE | 2000036563 | Functional | Others
19486 | Kasnau Phc | Monocular Microscope | Model not available | 2000036553 | Functional | Others
19487 | Kitalsar Phc | SPHYGMOMANOMETER(BP APPRATUS) | MODEL NOT AVAILABLE | 2000036168 | Functional | Suprime Enterprises
19488 | Behnera Phc | Weighing Machine | MODEL NOT AVAILABLE | 2000003374 | Functional | Others
19489 | Sms Hospital | Bi-pap Machine | MODEL NOT AVAILABLE | 3000086386 | Functional | Others
19490 | Partapur Chc | SPHYGMOMANOMETER(BP APPRATUS) | MODEL NOT AVAILABLE | 300686 | Functional | Others
19491 | Sms Hospital | Syringe Infusion Pump | SIMTEK - Infutek 405 | 151210455T01 | Functional | Others
19492 | Bhankrota Phc | SPHYGMOMANOMETER(BP APPRATUS) | MODEL NOT AVAILABLE | 2000024420 | Functional | Others
19493 | Sms Hospital | Syringe Infusion Pump | SIMTEK - Infutek 405 | 1201104sap08 | Non Functional Not Repairable | Simtek Medico Systems Pvt Ltd
19494 | Partapur Chc | Monocular Microscope | Model not available | 17934 | Functional | Others
19495 | Kasnau Phc | Spot Light ( Portable ) | Model Not Available | 2000036561 | Functional | Others
19496 | Badikhatu Phc | Spot Light ( Portable ) | Model Not Available | 2000030338 | Functional | Others
19497 | Billu Phc | SPHYGMOMANOMETER(BP APPRATUS) | Pagoda | 247642 | Functional | Others
19498 | Kasnau Phc | Weighing Machine | 37 S | 3000122504 | Functional | Others
19499 | M G Hospital Banswara Dh | Syringe Infusion Pump | Model not available | 3000207132 | Functional | Others
19500 | M G Hospital Banswara Dh | Blood Bank Refrigerator | Model not available | 300012357 | Functional | Others
19501 | M G Hospital Banswara Dh | Dental Chair Unit | SUZY | 30000207119 | Not in use | Others
19502 | Bonli Chc | Binocular Microscope | Model Not Available | 2000020071 | Functional | Others
19503 | Nohar Chc | SPHYGMOMANOMETER(BP APPRATUS) | MODEL NOT AVAILABLE | 3000043375 | Functional | Others
19504 | Bonli Chc | Radiant Heat Warmer | Zeal - RHW 2101A | RHW2101A107131810 | Functional | Others
19505 | Parana Phc | Syringe Needle Destroyer | Model not available | 3000080216 | Functional | Others
19506 | Bonli Chc | VDRL Rotator (Rotor and Shaker) | Model Not Available | 2000020074 | Functional | Others
19507 | Khandeep Chc | Syringe Needle Destroyer | Microsil - ND350 | 6356 | Functional | Others
19508 | Mahila Hospital Jaipur | Syringe Infusion Pump | Allied - Syrn 200 | 3000236248 | Functional | Others
19509 | Mahila Hospital Jaipur | Syringe Infusion Pump | Allied - Syrn 200 | 3000236247 | Functional | Others
19510 | Mahila Hospital Jaipur | Syringe Infusion Pump | Allied - Syrn 200 | 3000236246 | Functional | Others
19511 | Mahila Hospital Jaipur | Weighing Machine | MODEL NOT AVAILABLE | 3000236259 | Functional | Others
19512 | Mahila Hospital Jaipur | Weighing Machine | MODEL NOT AVAILABLE | 3000236258 | Functional | Others
19513 | Mahila Hospital Jaipur | Radiant Heat Warmer | Model Not Available | 2000003850 | Not in use | Others
19514 | Mahila Hospital Jaipur | Syringe Infusion Pump | SIMTEK - Infutek 405 | 2000003833 | Functional | Others
19515 | Mahila Hospital Jaipur | Bi-pap Machine | MODEL NOT AVAILABLE | 3000236083 | Functional | Others
19516 | Mahila Hospital Jaipur | Syringe Infusion Pump | SIMTEK - Infutek 405 | 2000003834 | Functional | Others
19517 | Mahila Hospital Jaipur | Syringe Needle Destroyer | Model not available | 2000003863 | Functional | Others
19518 | Mahila Hospital Jaipur | Ventilator | Crown | 3000086930 | Functional | Cmho Supply
19519 | Mahila Hospital Jaipur | Syringe Needle Destroyer | NSD100 | 30000236290 | Functional | Others
19520 | Mahila Hospital Jaipur | Syringe Infusion Pump | SIMTEK - Infutek 405 | 2000003991 | Functional | Others
19521 | Mahila Hospital Jaipur | Syringe Infusion Pump | SIMTEK - Infutek 405 | 2000003993 | Functional | Others
19522 | Mahila Hospital Jaipur | Nebulizer | MODEL NOT AVAILABLE | 3000236283 | Functional | Others
19523 | Mahila Hospital Jaipur | Defibrillator | MODEL NOT AVAILABLE | 3000236281 | Functional | Others
19524 | Mahila Hospital Jaipur | Multi-Para Monitor | Model not available | 9152 | Not in use | Others
19525 | Makholi Phc Sawaimadhopur | SPHYGMOMANOMETER(BP APPRATUS) | MODEL NOT AVAILABLE | 98119110 | Functional | Others
19526 | Khandeep Chc | SPHYGMOMANOMETER(BP APPRATUS) | MODEL NOT AVAILABLE | 3000084147 | Functional | Others
19527 | Khandeep Chc | Freezes | MODEL NOT AVAILABLE | 2850C3 | Functional | Others
19528 | Khandeep Chc | Radiant Heat Warmer | Model Not Available | RHW216/A10713791 | Functional | Others
19529 | Khandeep Chc | Baby Weighing Machine | Model Not Available | 3000084145 | Functional | Others
19530 | Khandeep Chc | Suction Machine | Model Not Available | 3000084146 | Functional | Others
19531 | Mahila Hospital Jaipur | ECG Machine (Three Channel ) | Medicaid - CardioFax 3R | 3000236260 | Functional | Others
19532 | Mahila Hospital Jaipur | Weighing Machine | MODEL NOT AVAILABLE | 3000230347 | Functional | Others
19533 | Mahila Hospital Jaipur | Syringe Infusion Pump | Allied - Syrn 200 | 3000236263 | Functional | Others
19534 | Mahila Hospital Jaipur | Syringe Infusion Pump | Allied - Syrn 200 | 3000236262 | Functional | Others
19535 | Mahila Hospital Jaipur | Syringe Infusion Pump | Allied - Syrn 200 | 3000236261 | Functional | Others
19536 | Mahila Hospital Jaipur | Bi-pap Machine | MODEL NOT AVAILABLE | 3000236081 | Functional | Others
19537 | Mahila Hospital Jaipur | Nebulizer | CompAIR NE-C801 | 3000236084 | Functional | Others
19538 | Mahila Hospital Jaipur | Syringe Needle Destroyer | Model not available | 15C388 | Functional | Others
19539 | Mahila Hospital Jaipur | Glucometer | Model not available | 3000236285 | Functional | Others
19540 | Mahila Hospital Jaipur | Bi-pap Machine | MODEL NOT AVAILABLE | 3000236280 | Functional | Others
19541 | Karunda Phc | Syringe Needle Destroyer | Model not available | 26005 | Functional | Others
19542 | Rupahelikhurd Phc | FOOT OPERATED SUCTION MACHINE | MODEL NOT AVAILABLE | 3000209251 | Functional | Others
19543 | Salumber Satellite Hospital | Hemoglobin meter | Model Not Available | 1341813087 | Functional | Others
19544 | Kherarudha Phc | Glucometer | Model not available | 3000135784 | Functional | Others
19545 | Bilwari Phc | Micropipettes | MODEL NOT AVAILABLE | 2000022478 | Functional | Others
19546 | Parsrampur Chc | Instrument Sterilizer | Model Not Available | 2000019987 | Functional | Others
19547 | Suket Chc | ECG Machine (Three Channel ) | Medicaid - CardioFax 3R | 3000261012 | Functional | Others
19548 | Govind Nagar Phc | Freezes | Microsil - ND350 | 3000202472 | Functional | Others
19549 | Govind Nagar Phc | Ice lined refrigerator | SUVARANA | 3000202473 | Functional | Cmho Supply
19550 | Bassi Chc Jaipur | Hemoglobin meter | Model Not Available | 3000087122 | Functional | Others
19551 | Karunda Phc | Freezes | MODEL NOT AVAILABLE | 111030660 | Functional | Others
19552 | Mahila Hospital Jaipur | Syringe Infusion Pump | Allied - Syrn 200 | 70 | Functional | Others
19553 | Mahila Hospital Jaipur | Syringe Infusion Pump | Allied - Syrn 200 | 35 | Functional | Others
19554 | Mahila Hospital Jaipur | Syringe Infusion Pump | Allied - Syrn 200 | 88 | Functional | Others
19555 | Mahila Hospital Jaipur | Syringe Infusion Pump | Allied - Syrn 200 | 10 | Functional | Others
19556 | Mahila Hospital Jaipur | Syringe Infusion Pump | Nuneb Pro | 2000025009 | Functional | Hemant Surgicals
19557 | Mahila Hospital Jaipur | Syringe Infusion Pump | Allied - Syrn 200 | 119 | Functional | Others
19558 | Karunda Phc | Binocular Microscope | PZB 22 | 30000135176 | Functional | Others
19559 | Madhuban City Dispensary | Centrifuge Machine ( 4 Tube ) | Model not available | 3000054096 | Functional | Others
19560 | Thada Chc | Nebulizer | MODEL NOT AVAILABLE | 3000135019 | Functional | Others
19561 | Dhundara Chc | Pulse Oxymeter | Model Not Available | 3000049910 | Functional | Others
19562 | Dhundara Chc | FOGGING MACHINE | MODEL NOT AVAILABLE | 3000049954 | Functional | Others
19563 | Dhundara Chc | Emergeny First Aid Kit | Medisys | 3000049939 | Functional | Others
19564 | Mahila Hospital Jaipur | Syringe Needle Destroyer | Model not available | 3000236178 | Functional | Others
19565 | Mahila Hospital Jaipur | Centrifuge Machine ( 4 Tube ) | Model not available | 70008 | Non Functional Repairable | Others
19566 | Mahila Hospital Jaipur | Syringe Infusion Pump | SIMTEK - Infutek 405 | 3000236021 | Not in use | Others
19567 | Mahila Hospital Jaipur | Syringe Infusion Pump | SIMTEK - Infutek 405 | 3000236022 | Not in use | Others
19568 | Mahila Hospital Jaipur | Freezes | MODEL NOT AVAILABLE | 3000230066 | Functional | Others
19569 | S K Hospital Sikar Dh | Infra Red Lamp | Model Not Available | 3000204568 | Functional | Others
19570 | Parsola Phc | Ice lined refrigerator | HBC-70 | 3000135085 | Functional | Others
19571 | General Hospital Sawai Madhopur Dh | Phototherepy Unit | MODEL NOT AVAILABLE | 2000020801 | Functional | Others
19572 | S K Hospital Sikar Dh | O.T. Light Single Dome | MODEL NOT AVAILABLE | 3000204770 | Functional | Others
19573 | S K Hospital Sikar Dh | O.T. Light Single Dome | MODEL NOT AVAILABLE | 3000204771 | Functional | Others
19574 | S K Hospital Sikar Dh | O.T. Light Single Dome | MODEL NOT AVAILABLE | 3000204772 | Functional | Others
19575 | S K Hospital Sikar Dh | O.T. Light Single Dome | MODEL NOT AVAILABLE | 3000204773 | Functional | Others
19576 | Parsola Phc | Centrifuge Machine ( 8 Tube) | REMI - R4C | 3000135083 | Functional | Others
19577 | Harsoli Chc | Syringe Needle Destroyer | BS-949 | 2000023254 | Functional | Cmho Supply
19578 | Harsoli Chc | Syringe Needle Destroyer | Nulife - Dots | NBSD0725298 | Functional | Cmho Supply
19579 | Bariberi Phc | Fetal Doppler | MODEL NOT AVAILABLE | DQTB114125 | Functional | Others
19580 | Mandashi Phc | Baby Weighing Machine | Model Not Available | 2000019906 | Functional | Others
19581 | Arnod Chc | 300mA X-Ray Machine | GME - GMHF-32 | 3000130521 | Functional | Others
19582 | Mahila Hospital Jaipur | Centrifuge Machine ( 8 Tube) | Model Not Available | 3000230061 | Functional | Others
19583 | Kurchhi Phc Nagaur | Blood Bank Refrigerator | Model not available | 2000036998 | Functional | Others
19584 | Kurchhi Phc Nagaur | Syringe Needle Destroyer | Model not available | 2000036843 | Functional | Others
19585 | Mahila Hospital Jaipur | Syringe Infusion Pump | Allied - Syrn 200 | 2000003995 | Functional | Others
19586 | Mahila Hospital Jaipur | Syringe Infusion Pump | Allied - Syrn 200 | 2000003996 | Functional | Others
19587 | Salumber Satellite Hospital | Blood Cell Counter - 3 part | Adonis - Axion 19 Plus | 3000ET01050 | Functional | Others
19588 | Salumber Satellite Hospital | ELISA READR WITH WASHER | RT 2100C AND RT 2600C | 451526011 | Functional | Others
19589 | Rupahelikhurd Phc | Radiant Heat Warmer | Model Not Available | 3000209248 | Functional | Others
19590 | General Hospital Sawai Madhopur Dh | Blood Mixer ( Roller Mixer ) | Model not available | 3000084471 | Functional | Others
19591 | Dhariawad Chc | Multi-Para Monitor | Model not available | 3000135067 | Functional | Others
19592 | Dighal Phc | Centrifuge Machine ( 4 Tube ) | Model not available | 2000019854 | Functional | Others
19593 | Dhariawad Chc | Suction Machine | Model Not Available | 3000135070 | Functional | Others
19594 | B.D.K. Hospital Jhunjhunu Dh | Radiant Heat Warmer | Meditrin - Heat Warmer | 2000021721 | Functional | Meditrin Instruments
19595 | B.D.K. Hospital Jhunjhunu Dh | Radiant Heat Warmer | Meditrin - Heat Warmer | 2000021713 | Functional | Meditrin Instruments
19596 | General Hospital Sawai Madhopur Dh | Weighing Machine | MODEL NOT AVAILABLE | 3000084490 | Functional | Others
19597 | B.D.K. Hospital Jhunjhunu Dh | Freezes | MODEL NOT AVAILABLE | 2000021666 | Non Functional Repairable | Remi Electrotechnik Ltd
19598 | General Hospital Sawai Madhopur Dh | Centrifuge Machine ( 16 Tube ) | Model not available | 3000084494 | Functional | Others
19599 | Devgaon Nua Phc Jhunjhunu | Hemoglobin meter | Model Not Available | 2000019871 | Functional | Others
19600 | Devgaon Nua Phc Jhunjhunu | Spot Light ( Portable ) | Model Not Available | 2000019873 | Functional | Others
19601 | Lambakhoh Phc | Syringe Needle Destroyer | Model not available | 3000055750 | Functional | Others
19602 | Mukundgarh Chc | Blood Cell Counter - 3 part | Horiba - ABX Micros ES 60 | 2000019776 | Functional | Others
19603 | Mahila Hospital Jaipur | ECG Machine (Twelve Channel ) | Model Not Available | 3000230339 | Functional | Others
19604 | Mahila Hospital Jaipur | Hemoglobin meter | Model Not Available | 3000230348 | Functional | Others
19605 | Mahila Hospital Jaipur | Defibrillator with Cardiac Monitor | Model Not Available | 3000236271 | Functional | Others
19606 | Mahila Hospital Jaipur | Baby Weighing Machine | Model Not Available | 3000236293 | Functional | Others
19607 | Mahila Hospital Jaipur | Suction Machine | Model Not Available | 3000236291 | Functional | Others
19608 | Karunda Phc | SPHYGMOMANOMETER(BP APPRATUS) | MODEL NOT AVAILABLE | 3000135169 | Functional | Others
19609 | Harsoli Chc | SPHYGMOMANOMETER(BP APPRATUS) | MODEL NOT AVAILABLE | 2000023257 | Functional | Others
19610 | Harsoli Chc | SPHYGMOMANOMETER(BP APPRATUS) | MODEL NOT AVAILABLE | 2000023261 | Functional | Others
19611 | Jodiya Phc | SPHYGMOMANOMETER(BP APPRATUS) | MODEL NOT AVAILABLE | 2000023193 | Functional | Cmho Supply
19612 | Jodiya Phc | SPHYGMOMANOMETER(BP APPRATUS) | Model not available | 2000025157 | Functional | Others
19613 | Jodiya Phc | Syringe Needle Destroyer | Nulife - Dots | NBSD0715795 | Functional | Cmho Supply
19614 | Jodiya Phc | Syringe Needle Destroyer | Microsil - ND350 | 6064 | Functional | Cmho Supply
19615 | Jodiya Phc | Syringe Needle Destroyer | Model Not Available | 2000025183 | Functional | Others
19616 | Jodiya Phc | Syringe Needle Destroyer | Model not available | 2000023203 | Functional | Cmho Supply
19617 | Jodiya Phc | Instrument Sterilizer | Model Not Available | 2000023205 | Functional | Others
19618 | Jodiya Phc | Instrument Sterilizer | Model Not Available | 2000023206 | Functional | Others
19619 | Bibirani Phc | SPHYGMOMANOMETER(BP APPRATUS) | MODEL NOT AVAILABLE | 2000023207 | Functional | Others
19620 | Bibirani Phc | SPHYGMOMANOMETER(BP APPRATUS) | MODEL NOT AVAILABLE | 2000023208 | Functional | Others
19621 | Bhadurpur Phc | Syringe Needle Destroyer | Nulife - Dots | NBSD0715836 | Functional | Mrk Healthcare Pvt Ltd Delhi
19622 | Bhadurpur Phc | SPHYGMOMANOMETER(BP APPRATUS) | MODEL NOT AVAILABLE | 2000023282 | Functional | Others
19623 | Nua Chc | Nebulizer | MODEL NOT AVAILABLE | 43068 | Functional | Others
19624 | Nua Chc | SPHYGMOMANOMETER(BP APPRATUS) | MODEL NOT AVAILABLE | 2000019790 | Functional | Others
19625 | Pipalkhoont Chc | Semi Automated Chemistry Analyzer | Model not Available | 3000130714 | Functional | Others
19626 | Brahmno Ki Saredi Phc | Freezes | MODEL NOT AVAILABLE | 3000209235 | Functional | Others
19627 | Brahmno Ki Saredi Phc | Glucometer | Model not available | 3000209236 | Functional | Others
19628 | Rashidpur Phc | SPHYGMOMANOMETER(BP APPRATUS) | MODEL NOT AVAILABLE | 301188 | Non Functional Repairable | Others
19629 | Suket Chc | Syringe Needle Destroyer | Nulife - Dots | 3000261023 | Functional | Others
19630 | Jatuwas Phc Alwar | SPHYGMOMANOMETER(BP APPRATUS-Digital) | Model Not Available | 2000023179 | Functional | Others
19631 | Parsrampur Chc | Weighing Machine | BPMR-112 | 3000202475 | Functional | Cmho Supply
19632 | Suket Chc | SPHYGMOMANOMETER(BP APPRATUS) | MODEL NOT AVAILABLE | 3000261024 | Functional | Others
19633 | Siddhpura Phc | Blood Bank Refrigerator | Model not available | 3000130317 | Functional | Others
19634 | Parsrampur Chc | Nebulizer | MODEL NOT AVAILABLE | 2000019994 | Functional | Others
19635 | Parsrampur Chc | Suction Machine | HI VAC | 2000019995 | Functional | Others
19636 | Jatuwas Phc Alwar | Sahlis HB Meter | Model not available | 2000023181 | Functional | Others
19637 | Govind Nagar Phc | SPHYGMOMANOMETER(BP APPRATUS) | MODEL NOT AVAILABLE | 3000130905 | Functional | Others
19638 | Charchoma Phc | Syringe Needle Destroyer | Model not available | 3000135256 | Functional | Others
19639 | B.D.K. Hospital Jhunjhunu Dh | Incubator | MODEL NOT AVAILABLE | 2000021696 | Functional | Elite Scientific Corporation
19640 | Parsrampur Chc | Baby Weighing Machine | Model Not Available | 2000019997 | Functional | Others
19641 | Bassi Chc Jaipur | Centrifuge Machine ( 8 Tube) | REMI - R4C | 3000087131 | Functional | Cmho Supply
19642 | Bassi Chc Jaipur | Syringe Needle Destroyer | Model not available | 3000087132 | Functional | Cmho Supply
19643 | B.D.K. Hospital Jhunjhunu Dh | SPHYGMOMANOMETER(BP APPRATUS) | Nulife - Dots | 3000056407 | Functional | Others
19644 | District Hospital Dausa Dh | Nebulizer | MODEL NOT AVAILABLE | 3000081447 | Functional | Others
19645 | Manasgaon Phc | Freezes | MODEL NOT AVAILABLE | 3000135312 | Functional | Others
19646 | Bassi Chc Jaipur | Centrifuge Machine ( 8 Tube) | REMI - C 854/8 | BBLC-1967 | Non Functional Repairable | Remi Electrotechnik Ltd
19647 | Sms Hospital | Syringe Infusion Pump | SIMTEK - Infutek 405 | 0801104s5t15 | Functional | Others
19648 | Bassi Chc Jaipur | SPHYGMOMANOMETER(BP APPRATUS) | MODEL NOT AVAILABLE | 3000087136 | Functional | Cmho Supply
19649 | Bassi Chc Jaipur | SPHYGMOMANOMETER(BP APPRATUS) | MODEL NOT AVAILABLE | 3000087137 | Functional | Cmho Supply
19650 | Pipalda Phc | Ice lined refrigerator | Model Not Available | 3000135534 | Functional | Others
19651 | Pehal Phc Alwar | Syringe Needle Destroyer | Microsil ND 20 | 2000023142 | Functional | Others
19652 | B.D.K. Hospital Jhunjhunu Dh | SPHYGMOMANOMETER(BP APPRATUS) | MODEL NOT AVAILABLE | 233423 | Functional | Elite Scientific Corporation
19653 | Bassi Chc Jaipur | SPHYGMOMANOMETER(BP APPRATUS) | MODEL NOT AVAILABLE | 3000087138 | Non Functional Repairable | Cmho Supply
19654 | Pipalda Phc | Blood Bank Refrigerator | Model not available | 3000135534 | Functional | Others
19655 | Mandolai Phc | Suction Machine | Model Not Available | 3000080280 | Functional | Others
19656 | Mandolai Phc | Syringe Needle Destroyer | Model not available | 3000080282 | Functional | Others
19657 | Khareda Phc | Centrifuge Machine ( 4 Tube ) | Model not available | 3000088525 | Functional | Others
19658 | Mahila Hospital Jaipur | ECG Machine (Twelve Channel ) | Model Not Available | 3000236257 | Functional | Others
19659 | Mahila Hospital Jaipur | ECG Machine (Twelve Channel ) | Model Not Available | 3000236256 | Functional | Others
19660 | Mahila Hospital Jaipur | ECG Machine (Twelve Channel ) | Model Not Available | 3000236255 | Functional | Others
19661 | Manoharpura Chc | Incubator | MODEL NOT AVAILABLE | 2000022705 | Functional | Others
19662 | Mahila Hospital Jaipur | Syringe Infusion Pump | SIMTEK - Infutek 405 | 2000003835 | Functional | Others
19663 | Shesha Phc Sawaimadhopur | SPHYGMOMANOMETER(BP APPRATUS) | MODEL NOT AVAILABLE | 98127326 | Functional | Others
19664 | Shesha Phc Sawaimadhopur | SPHYGMOMANOMETER(BP APPRATUS) | MODEL NOT AVAILABLE | 98127331 | Functional | Others
19665 | Shesha Phc Sawaimadhopur | Weighing Machine | MODEL NOT AVAILABLE | 3000084469 | Functional | Others
19666 | Karunda Phc | Weighing Machine | MODEL NOT AVAILABLE | 3000135174 | Functional | Others
19667 | Mahila Hospital Jaipur | Multi-Para Monitor | Schiller - Truscope Classic | 3000230046 | Functional | Others
19668 | Mahila Hospital Jaipur | Multi-Para Monitor | Schiller - Truscope Classic | 3000230047 | Functional | Others
19669 | Mahila Hospital Jaipur | Multi-Para Monitor | Schiller - Truscope Classic | 3000230048 | Functional | Others
19670 | Mahila Hospital Jaipur | Multi-Para Monitor | Schiller - Truscope Classic | 3000230049 | Functional | Others
19671 | Mahila Hospital Jaipur | Multi-Para Monitor | Schiller - Truscope Classic | 3000230050 | Functional | Others
19672 | Mahila Hospital Jaipur | Multi-Para Monitor | Schiller - Truscope Classic | 3000230031 | Functional | Others
19673 | Mahila Hospital Jaipur | Multi-Para Monitor | Model not available | 9138 | Not in use | Others
19674 | Mahila Hospital Jaipur | Multi-Para Monitor | Model not available | 1896 | Not in use | Others
19675 | Mahila Hospital Jaipur | Multi-Para Monitor | Model not available | 1894 | Not in use | Others
19676 | Mahila Hospital Jaipur | Multi-Para Monitor | Model not available | 1893 | Not in use | Others
19677 | Mahila Hospital Jaipur | Multi-Para Monitor | Model not available | 9174 | Not in use | Others
19678 | Madhuban City Dispensary | Binocular Microscope | Labomed - Vision 2000 | 3000054097 | Functional | Others
19679 | Thada Chc | SPHYGMOMANOMETER(BP APPRATUS) | MODEL NOT AVAILABLE | 42125 | Functional | Others
19680 | General Hospital Sawai Madhopur Dh | Radiant Heat Warmer | Meditrin - Heat Warmer | 2000020802 | Functional | Others
19681 | Rashidpur Phc | Instrument Sterilizer | Model Not Available | 3000081652 | Functional | Cmho Supply
19682 | Salumber Satellite Hospital | 100mA X-Ray Machine | Model not available | 3000052905 | Functional | Others
19683 | Dabla Phc | Syringe Needle Destroyer | Model not available | 3000125660 | Functional | Others
19684 | Itawa Chc | Suction Machine | Model Not Available | 3000135653 | Functional | Others
19685 | Itawa Chc | Suction Machine | Model Not Available | 3000135654 | Functional | Others
19686 | Mukundgarh Chc | Semi Automated Chemistry Analyzer | Ark - CKK 24 | 1221084 | Functional | Others
19687 | Bapawarkalan Phc | SPHYGMOMANOMETER(BP APPRATUS) | MODEL NOT AVAILABLE | 3000135678 | Functional | Others
19688 | Bapawarkalan Phc | SPHYGMOMANOMETER(BP APPRATUS) | MODEL NOT AVAILABLE | 3000135690 | Functional | Others
19689 | Goneda Phc | ESR Stand | Model not available | 2000022283 | Functional | Others
19690 | B.D.K. Hospital Jhunjhunu Dh | SPHYGMOMANOMETER(BP APPRATUS) | MODEL NOT AVAILABLE | 2000019202 | Functional | Others
19691 | Itawa Chc | SPHYGMOMANOMETER(BP APPRATUS-Digital) | Model Not Available | 2914 | Functional | Others
19692 | B.D.K. Hospital Jhunjhunu Dh | Glucometer | Model not available | 2000019227 | Functional | Others
19693 | Rawajna Chour Phc Sawaimadhopur | SPHYGMOMANOMETER(BP APPRATUS) | MODEL NOT AVAILABLE | 98134439 | Non Functional Repairable | Cmho Supply
19694 | Chechat Chc | ECG Machine (Single Channel) | Model Not Available | 3000135778 | Not in use | Others
19695 | Gainta Phc | Baby Weighing Machine | Crown | 3000135414 | Functional | Others
19696 | Kaithun Chc | SPHYGMOMANOMETER(BP APPRATUS) | MODEL NOT AVAILABLE | 3000130953 | Functional | Others
19697 | District Hospital Dausa Dh | Freezes | MODEL NOT AVAILABLE | 3000081450 | Functional | Others
19698 | Kaithun Chc | Labour Table | Model Not Available | 3000130959 | Functional | Others
19699 | Kaithun Chc | Baby Weighing Machine | Model Not Available | 3000130961 | Functional | Others
19700 | Kaithun Chc | Baby Weighing Machine | Model Not Available | 3000130972 | Functional | Others
19701 | Dhoolet Phc | O.T. Light Single Dome | MODEL NOT AVAILABLE | 3000135724 | Functional | Others
19702 | Dhoolet Phc | Syringe Needle Destroyer | Model not available | 3000135726 | Functional | Others
19703 | Ramgarh Pachwara Chc | SPHYGMOMANOMETER(BP APPRATUS) | MODEL NOT AVAILABLE | 3000081744 | Functional | Others
19704 | Kundanpura Phc | Monocular Microscope | Model not available | 6709 | Functional | Others
19705 | Bsawa Phc | FOOT OPERATED SUCTION MACHINE | MODEL NOT AVAILABLE | 3000141024 | Functional | Others
19706 | City Dispensary Subhash Chowk Alwar | Syringe Needle Destroyer | Model not available | 1106263 | Functional | Others
19707 | Didwana Phc | ESR Stand | Model not available | 3000081716 | Functional | Others
19708 | Mahila Hospital Jaipur | Suction Machine | Model Not Available | 3000236181 | Functional | Others
19709 | Mahila Hospital Jaipur | Multi-Para Monitor | Schiller - Truscope Classic | 4211 | Functional | Others
19710 | Pipalkhoont Chc | Syringe Needle Destroyer | MODEL NOT AVAILABLE | 3000202344 | Functional | Others
19711 | Mahila Hospital Jaipur | Ventilator | Model Not Available | THC12394 | Functional | Others
19712 | Mahila Hospital Jaipur | Ventilator | Model Not Available | THC12407 | Functional | Others
19713 | Mahila Hospital Jaipur | Freezes | MODEL NOT AVAILABLE | 3000230065 | Functional | Others
19714 | Mahila Hospital Jaipur | Weighing Machine | MODEL NOT AVAILABLE | 3000230010 | Functional | Others
19715 | Mahila Hospital Jaipur | Hot Air Oven | YSI-431 | 3000230081 | Functional | Others
19716 | Meena Koleta Phc | STABILIZER | MODEL NOT AVAILABLE | 3000084262 | Functional | Others
19717 | Sanjoo Phc | Baby Weighing Machine | Crown | 2000030067 | Functional | Others
19718 | Nua Chc | Syringe Needle Destroyer | Microsil - ND350 | 8476 | Functional | Others
19719 | Nua Chc | Syringe Needle Destroyer | Microsil - ND350 | 8477 | Functional | Others
19720 | Mahila Hospital Jaipur | Syringe Infusion Pump | SIMTEK - Infutek 405 | 2801434 | Functional | Others
19721 | Khiyala Phc | SPHYGMOMANOMETER(BP APPRATUS) | MODEL NOT AVAILABLE | 2000036663 | Functional | Others
19722 | Mahila Hospital Jaipur | Syringe Infusion Pump | Allied - Syrn 200 | 2000003986 | Not in use | Others
19723 | Mahila Hospital Jaipur | Syringe Infusion Pump | SIMTEK - Infutek 405 | 2000003988 | Functional | Others
19724 | Salumber Satellite Hospital | Binocular Microscope | Model Not Available | 3000052892 | Functional | Others
19725 | Salumber Satellite Hospital | Centrifuge Machine ( 4 Tube ) | Model not available | 3000052893 | Functional | Others
19726 | Dhariawad Chc | Blood Bank Refrigerator | Model not available | 91307950 | Functional | Others
19727 | Dhariawad Chc | Ice lined refrigerator | Model Not Available | 3000135046 | Functional | Others
19728 | Brahmno Ki Saredi Phc | SPHYGMOMANOMETER(BP APPRATUS) | MODEL NOT AVAILABLE | 3000209247 | Functional | Others
19729 | Jamdoli Phc | Instrument Sterilizer | Model Not Available | 489 | Functional | Cmho Supply
19730 | K Patan Chc | ECG Machine (Three Channel ) | Medicaid - CardioFax 3R | 3000046421 | Functional | Others
19731 | Jhaliji Ka Barana Phc | Syringe Needle Destroyer | Model not available | 3000055513 | Functional | Others
19732 | K Patan Chc | Baby Weighing Machine | Model Not Available | 3000046268 | Functional | Others
19733 | Rupahelikhurd Phc | Syringe Needle Destroyer | Model not available | 3000209250 | Functional | Others
19734 | Dabla Phc | Freezes | MODEL NOT AVAILABLE | 3000125661 | Functional | Others
19735 | Dabla Phc | Weighing Machine | MODEL NOT AVAILABLE | 3000125662 | Functional | Others
19736 | Dhariawad Chc | Binocular Microscope | Model Not Available | 320008980515 | Functional | Others
19737 | Khedarasulpur Phc | Nebulizer | MODEL NOT AVAILABLE | 5088 | Functional | Others
19738 | Khedarasulpur Phc | Labour Table | Model Not Available | 3000135340 | Functional | Others
19739 | Julmi Phc | Labour Table | Model Not Available | 3000261035 | Functional | Others
19740 | Pehal Phc Alwar | Radiant Heat Warmer | Zeal - RHW 2101A | RHW2101A/0913/1823 | Functional | Others
19741 | Bassi Chc Jaipur | Nebulizer | MODEL NOT AVAILABLE | 3000087139 | Functional | Others
19742 | Pehal Phc Alwar | SPHYGMOMANOMETER(BP APPRATUS) | MODEL NOT AVAILABLE | 2000023145 | Functional | Others
19743 | Pehal Phc Alwar | SPHYGMOMANOMETER(BP APPRATUS) | MODEL NOT AVAILABLE | 2000023146 | Functional | Others
19744 | 1 Lsm Phc Ganganagar | Boyles Apparatus | JUPITER | 0 | Functional | Anand Surgical Industries (India)
19745 | Bassi Chc Jaipur | Dental X-Ray Machine | Model Not Available | D27709 | Functional | Others
19746 | B.D.K. Hospital Jhunjhunu Dh | Instrument Sterilizer | Model Not Available | 2000021684 | Non Functional Repairable | Rhsdp Supply
19747 | Parsrampur Chc | Blood Cell Counter - 3 part | Horiba - ABX Micros ES 60 | 2000019972 | Functional | Others
19748 | Bassi Chc Jaipur | Baby Weighing Machine | Docbel Braun | 3000087177 | Functional | Others
19749 | Parsrampur Chc | Centrifuge Machine ( 8 Tube) | Model Not Available | 2000019973 | Functional | Others
19750 | Bassi Chc Jaipur | Oxygen Concentrator | Philips - Everflo | 20454 | Functional | Others
19751 | B.D.K. Hospital Jhunjhunu Dh | Freezes | MODEL NOT AVAILABLE | 2000021687 | Non Functional Repairable | Others
19752 | Bassi Chc Jaipur | Radiant Heat Warmer | Zeal - RHW 2101A | 0913/1970 | Non Functional Repairable | Samon Bassi Jaipur
19753 | Bassi Chc Jaipur | Fetal Monitor | EDAN F-6 | 3000087152 | Functional | Edan Smart
19754 | Sadar Hospital Dholpur Dh | Ventilator | Model Not Available | 3015158 | Functional | Others
19755 | S K Hospital Sikar Dh | Ventilator | Model Not Available | 3000204799 | Functional | Others
19756 | Shri Hari Dev Joshi Genaral Hospital Dungarpur Dh | Freezes | MODEL NOT AVAILABLE | 3000052573 | Functional | Others
19757 | S K Hospital Sikar Dh | Defibrillator | MODEL NOT AVAILABLE | 3000204805 | Functional | Others
19758 | Jail Dispensary Dholpur | SPHYGMOMANOMETER(BP APPRATUS) | MODEL NOT AVAILABLE | 2000020885 | Functional | Others
19759 | Goverdhan Govt Hospital Nathdwara Sdh | 500mA X-Ray Machine | Model not available | 3000204080 | Functional | Others
19760 | Goverdhan Govt Hospital Nathdwara Sdh | 500mA X-Ray Machine | Model not available | 3000204081 | Functional | Others
19761 | M G Hospital Banswara Dh | Suction Machine | Model Not Available | 3000124327 | Functional | Others
19762 | M G Hospital Banswara Dh | Suction Machine | Model Not Available | 3000124333 | Functional | Others
19763 | M G Hospital Banswara Dh | Suction Machine | Model Not Available | 3000124334 | Functional | Others
19764 | M G Hospital Banswara Dh | Spot Light ( Portable ) | Model Not Available | 3000124350 | Functional | Others
19765 | M G Hospital Banswara Dh | Spot Light ( Portable ) | Model Not Available | 3000124352 | Functional | Others
19766 | M G Hospital Banswara Dh | Syringe Infusion Pump | Model not available | 30000207073 | Functional | Others
19767 | M G Hospital Banswara Dh | Syringe Infusion Pump | Model not available | 30000207074 | Functional | Others
19768 | M G Hospital Banswara Dh | Syringe Infusion Pump | Model not available | 30000207076 | Functional | Others
19769 | M G Hospital Banswara Dh | Syringe Infusion Pump | Model not available | 30000207075 | Functional | Others
19770 | Goverdhan Govt Hospital Nathdwara Sdh | Syringe Needle Destroyer | Model not available | 3000204108 | Functional | Others
19771 | Goverdhan Govt Hospital Nathdwara Sdh | Syringe Needle Destroyer | Model not available | 3000204122 | Functional | Others
19772 | M G Hospital Banswara Dh | Radiant Heat Warmer | Model Not Available | 30000207114 | Functional | Others
19773 | M G Hospital Banswara Dh | Freezes | VKE204 | 30000207127 | Functional | Others
19774 | M G Hospital Banswara Dh | ECG Machine (Three Channel ) | Model Not Available | 30000207148 | Not in use | Others
19775 | Nohar Chc | Dental X-Ray Machine | X-Mind | 27371 | Functional | Acteon Satelec
19776 | Khandeep Chc | SPHYGMOMANOMETER(BP APPRATUS) | MODEL NOT AVAILABLE | 7738 | Functional | Others
19777 | Khandeep Chc | ECG Machine (Six Channel ) | Model Not Available | AADFM4260DX00I | Functional | Others
19778 | Mahila Hospital Jaipur | Syringe Infusion Pump | Allied - Syrn 200 | 3000236254 | Functional | Others
19779 | Mahila Hospital Jaipur | Syringe Infusion Pump | Allied - Syrn 200 | 3000236253 | Functional | Others
19780 | Mahila Hospital Jaipur | Syringe Infusion Pump | Allied - Syrn 200 | 3000236252 | Functional | Others
19781 | Mahila Hospital Jaipur | Syringe Infusion Pump | Allied - Syrn 200 | 3000236251 | Functional | Others
19782 | Mahila Hospital Jaipur | Syringe Infusion Pump | Allied - Syrn 200 | 3000236250 | Functional | Others
19783 | Mahila Hospital Jaipur | Syringe Infusion Pump | Allied - Syrn 200 | 3000236249 | Functional | Others
19784 | B.D.K. Hospital Jhunjhunu Dh | Syringe Infusion Pump | Model not available | 21270243 | Functional | Rhsdp Supply
19785 | Kherarudha Phc | SPHYGMOMANOMETER(BP APPRATUS) | Pagoda | 3000135793 | Functional | Others
19786 | Julmi Phc | Ice lined refrigerator | Model Not Available | 30000261037 | Functional | Others
19787 | Rajeev Gandhi Govt General Hospital Alwar Dh | O.T. Light Double Dome | MODEL NOT AVAILABLE | 2000021190 | Functional | Others
19788 | Siddhpura Phc | Syringe Needle Destroyer | Model not available | 3000130319 | Functional | Others
19789 | Parsrampur Chc | SPHYGMOMANOMETER(BP APPRATUS) | ELITE | 2000019996 | Functional | Others
19790 | Rajeev Gandhi Govt General Hospital Alwar Dh | Cautry Machine | Model Not Available | 2000021191 | Functional | Others
19791 | Julmi Phc | Freezes | MODEL NOT AVAILABLE | 3000261038 | Functional | Others
19792 | Pipalda Phc | Syringe Needle Destroyer | Model not available | 3000135449 | Functional | Others
19793 | Khedarasulpur Phc | Instrument Sterilizer | Model Not Available | 984 | Functional | Others
19794 | Siddhpura Phc | Syringe Needle Destroyer | Model not available | 3000130322 | Functional | Others
19795 | Siddhpura Phc | Monocular Microscope | Model not available | 3000130323 | Functional | Others
19796 | District Hospital Dausa Dh | Nebulizer | MODEL NOT AVAILABLE | 0 | Non Functional Not Repairable | Others
19797 | Parsrampur Chc | Fetal Monitor | MODEL NOT AVAILABLE | 3000141031 | Functional | Others
19798 | Parsrampur Chc | Hemoglobin meter | Model Not Available | 2000019978 | Functional | Others
19799 | Parsrampur Chc | Glucometer | Model not available | 2000019979 | Functional | Others
19800 | Kaliyasar Phc | FOGGING MACHINE | MODEL NOT AVAILABLE | 2000019420 | Functional | Others
19801 | B.D.K. Hospital Jhunjhunu Dh | Phototherepy Unit | MODEL NOT AVAILABLE | 2000021728 | Functional | Meditrin Instruments
19802 | B.D.K. Hospital Jhunjhunu Dh | Phototherepy Unit | MODEL NOT AVAILABLE | 2000021729 | Functional | Meditrin Instruments
19803 | B.D.K. Hospital Jhunjhunu Dh | Phototherepy Unit | MODEL NOT AVAILABLE | 2000021730 | Functional | Delta Medical Corporation
19804 | S K Hospital Sikar Dh | Syringe Infusion Pump | Model not available | 3000204801 | Functional | Others
19805 | S K Hospital Sikar Dh | ECG Machine (Six Channel ) | Model Not Available | 3000204803 | Functional | Others
19806 | Shri Hari Dev Joshi Genaral Hospital Dungarpur Dh | Instrument Sterilizer | Model Not Available | 3000052569 | Functional | Others
19807 | Shri Hari Dev Joshi Genaral Hospital Dungarpur Dh | Pulse Oxymeter | Model Not Available | 3000052752 | Functional | Others
19808 | Shivard Phc | Freezes | MODEL NOT AVAILABLE | 3000084037 | Functional | Others
19809 | S K Hospital Sikar Dh | Syringe Infusion Pump | Model not available | 3000204804 | Functional | Others
19810 | Goverdhan Govt Hospital Nathdwara Sdh | Autoclave | Model not available | 3000204071 | Functional | Others
19811 | Goverdhan Govt Hospital Nathdwara Sdh | Autoclave | Model not available | 3000204072 | Functional | Others
19812 | Goverdhan Govt Hospital Nathdwara Sdh | Autoclave | Model not available | 3000204076 | Functional | Others
19813 | Goverdhan Govt Hospital Nathdwara Sdh | Autoclave | Model not available | 3000204077 | Functional | Others
19814 | Goverdhan Govt Hospital Nathdwara Sdh | Autoclave | Model not available | 3000204078 | Functional | Others
19815 | Goverdhan Govt Hospital Nathdwara Sdh | Freezes | MODEL NOT AVAILABLE | 3000204083 | Functional | Others
19816 | Goverdhan Govt Hospital Nathdwara Sdh | Freezes | MODEL NOT AVAILABLE | 3000204097 | Functional | Others
19817 | Goverdhan Govt Hospital Nathdwara Sdh | Freezes | MODEL NOT AVAILABLE | 3000204098 | Functional | Others
19818 | Goverdhan Govt Hospital Nathdwara Sdh | ESR Analyzer | VES - Matic Cube 30 | 3000204088 | Functional | Others
19819 | Goverdhan Govt Hospital Nathdwara Sdh | ESR Analyzer | VES - Matic Cube 30 | 3000204089 | Functional | Others
19820 | Goverdhan Govt Hospital Nathdwara Sdh | SPHYGMOMANOMETER(BP APPRATUS) | MODEL NOT AVAILABLE | 3000204105 | Functional | Others
19821 | Goverdhan Govt Hospital Nathdwara Sdh | SPHYGMOMANOMETER(BP APPRATUS) | MODEL NOT AVAILABLE | 3000204106 | Functional | Others
19822 | M G Hospital Banswara Dh | Defibrillator | MODEL NOT AVAILABLE | 30000207050 | Functional | Others
19823 | M G Hospital Banswara Dh | Defibrillator | MODEL NOT AVAILABLE | 30000207054 | Functional | Others
19824 | M G Hospital Banswara Dh | Defibrillator | MODEL NOT AVAILABLE | 30000207061 | Functional | Others
19825 | M G Hospital Banswara Dh | Defibrillator | MODEL NOT AVAILABLE | 30000207062 | Functional | Others
19826 | M G Hospital Banswara Dh | Defibrillator | MODEL NOT AVAILABLE | 30000207063 | Functional | Others
19827 | M G Hospital Banswara Dh | Suction Machine | Model Not Available | 30001207836 | Functional | Others
19828 | M G Hospital Banswara Dh | Suction Machine | Model Not Available | 30001207846 | Functional | Others
19829 | M G Hospital Banswara Dh | Suction Machine | Model Not Available | 30001207845 | Functional | Others
19830 | M G Hospital Banswara Dh | Baby Weighing Machine | Model Not Available | 30000207115 | Functional | Others
19831 | M G Hospital Banswara Dh | Phototherepy Unit | MODEL NOT AVAILABLE | 3000120808 | Functional | Others
19832 | M G Hospital Banswara Dh | Phototherepy Unit | MODEL NOT AVAILABLE | 3000120809 | Functional | Others
19833 | M G Hospital Banswara Dh | Phototherepy Unit | MODEL NOT AVAILABLE | 3000120810 | Functional | Others
19834 | M G Hospital Banswara Dh | Phototherepy Unit | Model Not Available | 3000125777 | Functional | Others
19835 | M G Hospital Banswara Dh | Phototherepy Unit | MODEL NOT AVAILABLE | 3000120812 | Functional | Others
19836 | S K Hospital Sikar Dh | Suction Machine | Model Not Available | 30000204711 | Functional | Others
19837 | S K Hospital Sikar Dh | Suction Machine | Model Not Available | 3000204712 | Functional | Others
19838 | S K Hospital Sikar Dh | Suction Machine | Model Not Available | 3000204713 | Functional | Others
19839 | S K Hospital Sikar Dh | Suction Machine | Model Not Available | 3000204714 | Functional | Others
19840 | S K Hospital Sikar Dh | Suction Machine | Model Not Available | 3000204715 | Functional | Others
19841 | S K Hospital Sikar Dh | Defibrillator with Cardiac Monitor | Model Not Available | 3000204808 | Functional | Others
19842 | Bilara Chc | Blood Cell Counter - 3 part | Model not available | 3000054075 | Functional | Others
19843 | S K Hospital Sikar Dh | Defibrillator | MODEL NOT AVAILABLE | 3000204809 | Functional | Others
19844 | Shri Hari Dev Joshi Genaral Hospital Dungarpur Dh | Syringe Infusion Pump | SIMTEK - Infutek 405 | 3000052546 | Functional | Others
19845 | Shri Hari Dev Joshi Genaral Hospital Dungarpur Dh | Syringe Infusion Pump | SIMTEK - Infutek 405 | 3000052547 | Functional | Others
19846 | Shri Hari Dev Joshi Genaral Hospital Dungarpur Dh | Syringe Infusion Pump | SIMTEK - Infutek 405 | 3000052548 | Functional | Others
19847 | Shri Hari Dev Joshi Genaral Hospital Dungarpur Dh | Syringe Infusion Pump | SIMTEK - Infutek 405 | 3000052549 | Functional | Others
19848 | S K Hospital Sikar Dh | Freezes | MODEL NOT AVAILABLE | 10598 | Functional | Others
19849 | S K Hospital Sikar Dh | Instrument Sterilizer | Model Not Available | 3000204575 | Functional | Others
19850 | S K Hospital Sikar Dh | Instrument Sterilizer | Model Not Available | 3000204576 | Functional | Others
19851 | Shri Hari Dev Joshi Genaral Hospital Dungarpur Dh | Phototherepy Unit | Fenam, Bilitron Sky 5006 | 3000052550 | Functional | Others
19852 | Bilara Chc | Blood Bank Refrigerator | Model not available | 3000054074 | Functional | Others
19853 | S K Hospital Sikar Dh | Ventilator | Model Not Available | 3000204810 | Functional | Others
19854 | S K Hospital Sikar Dh | Defibrillator with Cardiac Monitor | MODEL NOT AVAILABLE | 2000033130 | Functional | Others
19855 | Bilara Chc | Semi Automated Chemistry Analyzer | Model not Available | 3000054073 | Functional | Others
19856 | Shri Hari Dev Joshi Genaral Hospital Dungarpur Dh | Suction Machine | Model Not Available | 3000052786 | Functional | Others
19857 | Shri Hari Dev Joshi Genaral Hospital Dungarpur Dh | Suction Machine | Model Not Available | 3000052768 | Functional | Others
19858 | S K Hospital Sikar Dh | Syringe Needle Destroyer | Model not available | 3000204812 | Functional | Others
19859 | S K Hospital Sikar Dh | Multi-Para Monitor | Model not available | 3000204748 | Functional | Others
19860 | S K Hospital Sikar Dh | Multi-Para Monitor | Model not available | 3000204749 | Functional | Others
19861 | S K Hospital Sikar Dh | Nebulizer | MODEL NOT AVAILABLE | 3000204813 | Functional | Others
19862 | Mahila Hospital Jaipur | Autoclave | Model not available | 56201 | Functional | Others
19863 | Mahila Hospital Jaipur | SPHYGMOMANOMETER(BP APPRATUS) | MODEL NOT AVAILABLE | 2000003928 | Functional | Others
19864 | Astavan Phc | Hemoglobin meter | Model Not Available | 200003222 | Functional | Others
19865 | Bhangdarej Chc | SPHYGMOMANOMETER(BP APPRATUS) | MODEL NOT AVAILABLE | 98119927 | Non Functional Repairable | Others
19866 | Mahila Hospital Jaipur | Syringe Needle Destroyer | Model not available | 2000003938 | Functional | Others
19867 | Mahila Hospital Jaipur | ELECTRIC OT TABLE | MODEL NOT AVAILABLE | 2000003924 | Functional | Others
19868 | Mahila Hospital Jaipur | Syringe Needle Destroyer | Model not available | 3000236102 | Functional | Others
19869 | Mahila Hospital Jaipur | Blood Bank Refrigerator | Model not available | 3000236097 | Functional | Others
19870 | Madhuban City Dispensary | Ice lined refrigerator | Model Not Available | 3000049186 | Functional | Others
19871 | Thada Chc | Labour Table | Model Not Available | 3000135015 | Functional | Others
19872 | Dhundara Chc | Radiant Heat Warmer | Model Not Available | 3000049943 | Functional | Others
19873 | Mahila Hospital Jaipur | Blood Mixer ( Roller Mixer ) | Model not available | 3000230078 | Functional | Others
19874 | Mahila Hospital Jaipur | Urine Test Strip Analyzer | Model Not Available | 3000230092 | Not in use | Others
19875 | Mahila Hospital Jaipur | SPHYGMOMANOMETER(BP APPRATUS) | Pagoda | 3000236186 | Not in use | Others
19876 | Mahila Hospital Jaipur | 60mA X-Ray Machine | Model not available | 3000230041 | Functional | Others
19877 | Mahila Hospital Jaipur | ECG Machine (Three Channel ) | Model Not Available | 3000230042 | Functional | Others
19878 | Mahila Hospital Jaipur | ECG Machine (Three Channel ) | Model Not Available | 3000230043 | Functional | Others
19879 | Nua Chc | Instrument Sterilizer | Model Not Available | 2000019793 | Functional | Others
19880 | Pipalkhoont Chc | Hemoglobin meter | HB 301 | 3000130716 | Functional | Others
19881 | Umaid Hospital Jodhpur Medical College Hospital | Apnea Monitor | MODEL NOT AVAILABLE | 3000122984 | Functional | Others
19882 | Nua Chc | FOOT OPERATED SUCTION MACHINE | MODEL NOT AVAILABLE | 2000019749 | Functional | Others
19883 | Nua Chc | Weighing Machine | MODEL NOT AVAILABLE | 2000019750 | Functional | Others
19884 | Pipalkhoont Chc | Autoclave | Model not available | 3000130729 | Functional | Others
19885 | Thikria Phc Sikar | Glucometer | Model not available | 2000031739 | Functional | Others
19886 | Jaijusar Phc | Syringe Needle Destroyer | BS-949 | 2000019884 | Functional | Others
19887 | Mahila Hospital Jaipur | Phototherepy Unit | MODEL NOT AVAILABLE | 2000003842 | Functional | Others
19888 | Rajeev Gandhi Govt General Hospital Alwar Dh | Intensive Care Bed | Janak | 2000023289 | Functional | Others
19889 | Manasgaon Phc | Suction Machine | Model Not Available | 3000135318 | Functional | Others
19890 | Manasgaon Phc | Suction Machine | Model Not Available | 3000135319 | Functional | Others
19891 | Parsrampur Chc | Syringe Needle Destroyer | Model not available | 2000019976 | Functional | Others
19892 | Gothra Phc | Monocular Microscope | Model not available | 2000019949 | Functional | Others
19893 | Shri Hari Dev Joshi Genaral Hospital Dungarpur Dh | Multi-Para Monitor | Model not available | 3000052753 | Functional | Others
19894 | Shri Hari Dev Joshi Genaral Hospital Dungarpur Dh | Multi-Para Monitor | Model not available | 3000202477 | Functional | Others
19895 | Shri Hari Dev Joshi Genaral Hospital Dungarpur Dh | Syringe Needle Destroyer | Microsil ND 20 | 3000052584 | Functional | Others
19896 | Shri Hari Dev Joshi Genaral Hospital Dungarpur Dh | Baby Weighing Machine | Crown | 3000052574 | Functional | Others
19897 | Gothra Phc | Centrifuge Machine ( 8 Tube) | Model Not Available | 2000019950 | Functional | Others
19898 | Shri Hari Dev Joshi Genaral Hospital Dungarpur Dh | Syringe Needle Destroyer | Model not available | 3000052575 | Not in use | Others
19899 | Gothra Phc | Hemoglobin meter | Model Not Available | 2000019951 | Functional | Others
19900 | Shri Hari Dev Joshi Genaral Hospital Dungarpur Dh | Defibrillator | MODEL NOT AVAILABLE | 3000052758 | Functional | Others
19901 | Shri Hari Dev Joshi Genaral Hospital Dungarpur Dh | Defibrillator | MODEL NOT AVAILABLE | 3000052759 | Functional | Others
19902 | Shri Hari Dev Joshi Genaral Hospital Dungarpur Dh | Syringe Needle Destroyer | Model not available | 3000052576 | Not in use | Others
19903 | Shri Hari Dev Joshi Genaral Hospital Dungarpur Dh | Radiant Heat Warmer | Model Not Available | 3000052525 | Functional | Others
19904 | Shri Hari Dev Joshi Genaral Hospital Dungarpur Dh | Radiant Heat Warmer | Model Not Available | 3000052526 | Functional | Others
19905 | Shri Hari Dev Joshi Genaral Hospital Dungarpur Dh | Radiant Heat Warmer | Model Not Available | 3000052527 | Functional | Others
19906 | Shri Hari Dev Joshi Genaral Hospital Dungarpur Dh | Radiant Heat Warmer | Model Not Available | 3000052528 | Functional | Others
19907 | Shri Hari Dev Joshi Genaral Hospital Dungarpur Dh | Radiant Heat Warmer | Model Not Available | 3000052529 | Functional | Others
19908 | Shri Hari Dev Joshi Genaral Hospital Dungarpur Dh | Radiant Heat Warmer | Model Not Available | 3000052530 | Functional | Others
19909 | Shri Hari Dev Joshi Genaral Hospital Dungarpur Dh | Radiant Heat Warmer | Model Not Available | 3000052531 | Functional | Others
19910 | Shri Hari Dev Joshi Genaral Hospital Dungarpur Dh | Radiant Heat Warmer | Model Not Available | 3000052532 | Functional | Others
19911 | Shri Hari Dev Joshi Genaral Hospital Dungarpur Dh | Radiant Heat Warmer | Model Not Available | 3000052533 | Functional | Others
19912 | Shri Hari Dev Joshi Genaral Hospital Dungarpur Dh | Radiant Heat Warmer | Model Not Available | 3000052534 | Functional | Others
19913 | S K Hospital Sikar Dh | Syringe Infusion Pump | Model not available | 3000204806 | Functional | Others
19914 | M G Hospital Banswara Dh | Phototherepy Unit | MODEL NOT AVAILABLE | 3000120802 | Functional | Others
19915 | M G Hospital Banswara Dh | Phototherepy Unit | MODEL NOT AVAILABLE | 3000120814 | Functional | Others
19916 | M G Hospital Banswara Dh | Phototherepy Unit | MODEL NOT AVAILABLE | 3000120816 | Functional | Others
19917 | M G Hospital Banswara Dh | Pulse Oxymeter | Model Not Available | 3000120832 | Functional | Others
19918 | M G Hospital Banswara Dh | Pulse Oxymeter | Model Not Available | 3000120833 | Functional | Others
19919 | M G Hospital Banswara Dh | Pulse Oxymeter | Model Not Available | 300012034 | Functional | Others
19920 | M G Hospital Banswara Dh | Pulse Oxymeter | Model Not Available | 3000120835 | Functional | Others
19921 | M G Hospital Banswara Dh | Pulse Oxymeter | Model Not Available | 3000120839 | Functional | Others
19922 | M G Hospital Banswara Dh | Pulse Oxymeter | Model Not Available | 3000120840 | Functional | Others
19923 | M G Hospital Banswara Dh | Pulse Oxymeter | Model Not Available | 3000120841 | Functional | Others
19924 | M G Hospital Banswara Dh | Pulse Oxymeter | Model Not Available | 3000120842 | Functional | Others
19925 | M G Hospital Banswara Dh | Pulse Oxymeter | Model Not Available | 3000120843 | Functional | Others
19926 | M G Hospital Banswara Dh | Pulse Oxymeter | Model Not Available | 3000120844 | Functional | Others
19927 | Mahila Hospital Jaipur | SPHYGMOMANOMETER(BP APPRATUS) | MODEL NOT AVAILABLE | 3000236545 | Functional | Others
19928 | Mahila Hospital Jaipur | Sahlis HB Meter | Model not available | 2000003948 | Functional | Others
19929 | Mahila Hospital Jaipur | Pulse Oxymeter | Model Not Available | 2000003937 | Functional | Others
19930 | Jodiya Phc | SPHYGMOMANOMETER(BP APPRATUS) | MODEL NOT AVAILABLE | 2000023194 | Functional | Cmho Supply
19931 | Jodiya Phc | Hemoglobin meter | Model Not Available | 2000023188 | Functional | Others
19932 | Ishroda Phc | Glucometer | BG-03 | 2000023225 | Functional | Morepen Laboratories Ltd
19933 | Ishroda Phc | Syringe Needle Destroyer | Model not available | 2000023222 | Functional | Others
19934 | Ishroda Phc | SPHYGMOMANOMETER(BP APPRATUS) | MODEL NOT AVAILABLE | 2000023231 | Functional | Zeal Medical Pvt Ltd
19935 | Ishroda Phc | Syringe Needle Destroyer | Microsil - ND350 | 2000023234 | Functional | Zeal Medical Pvt Ltd
19936 | Ishroda Phc | Instrument Sterilizer | Model Not Available | 966515 | Functional | Zeal Medical Pvt Ltd
19937 | Bhadurpur Phc | Glucometer | BG-03 | 2000023277 | Functional | Morepen Laboratories Ltd
19938 | Bhadurpur Phc | Nebulizer | MODEL NOT AVAILABLE | 789705 | Functional | Omron Health Care
19939 | Bhadurpur Phc | SPHYGMOMANOMETER(BP APPRATUS) | MODEL NOT AVAILABLE | 2000023283 | Functional | Others
19940 | S K Hospital Sikar Dh | Binocular Microscope | Model Not Available | 3000204664 | Functional | Others
19941 | Rajeev Gandhi Govt General Hospital Alwar Dh | Suction Machine | Model Not Available | 961742 | Functional | Others
19942 | S K Hospital Sikar Dh | Suction Machine | Model Not Available | 3000204750 | Functional | Others
19943 | S K Hospital Sikar Dh | Suction Machine | Model Not Available | 3000204751 | Functional | Others
19944 | S K Hospital Sikar Dh | Suction Machine | Model Not Available | 3000204752 | Functional | Others
19945 | S K Hospital Sikar Dh | Suction Machine | Model Not Available | 3000204754 | Functional | Others
19946 | S K Hospital Sikar Dh | Suction Machine | Model Not Available | 3000204757 | Functional | Others
19947 | S K Hospital Sikar Dh | Centrifuge Machine ( 4 Tube ) | Model Not Available | 3000202415 | Functional | Others
19948 | Shri Hari Dev Joshi Genaral Hospital Dungarpur Dh | Nebulizer | MODEL NOT AVAILABLE | 3000052779 | Functional | Others
19949 | Shri Hari Dev Joshi Genaral Hospital Dungarpur Dh | Phototherepy Unit | MODEL NOT AVAILABLE | 3000052553 | Functional | Others
19950 | Rajeev Gandhi Govt General Hospital Alwar Dh | STABILIZER | MODEL NOT AVAILABLE | 2000021146 | Functional | Others
19951 | Bassi Chc Jaipur | Radiant Heat Warmer | Zeal - RHW 2101A | 0913/1969 | Functional | Others
19952 | S K Hospital Sikar Dh | Glucometer | Nipro | 3000204574 | Functional | Others
19953 | Bilara Chc | Radiant Heat Warmer | Model Not Available | 3000054148 | Functional | Others
19954 | S K Hospital Sikar Dh | Centrifuge Machine ( 4 Tube ) | Model not available | 3000204669 | Functional | Others
19955 | Shri Hari Dev Joshi Genaral Hospital Dungarpur Dh | Ventilator | Schiller - Graphnet Advance | 3000052555 | Functional | Others
19956 | City Dispensary Housing Board Colony | Binocular Microscope | Model Not Available | 40940 | Functional | Others
19957 | S K Hospital Sikar Dh | Pulse Oxymeter | Model Not Available | 3000204817 | Functional | Others
19958 | Rajeev Gandhi Govt General Hospital Alwar Dh | Suction Machine | Model Not Available | 2000021124 | Functional | Others
19959 | Shri Hari Dev Joshi Genaral Hospital Dungarpur Dh | Blood Bank Refrigerator | Model not available | 3000052810 | Not in use | Others
19960 | Gothra Phc | Syringe Needle Destroyer | MODEL NOT AVAILABLE | 3000202620 | Functional | Others
19961 | S K Hospital Sikar Dh | Glucometer | Model not available | 3000204574 | Functional | Others
19962 | Shri Hari Dev Joshi Genaral Hospital Dungarpur Dh | Pulse Oxymeter | Comet - P (L and T) | CO9P0225 | Not in use | Others
19963 | B.D.K. Hospital Jhunjhunu Dh | Phototherepy Unit | MODEL NOT AVAILABLE | 2000019188 | Non Functional Repairable | Delta Medical Corporation
19964 | Gothra Phc | Autoclave | Model not available | 3642 | Functional | Others
19965 | Shri Hari Dev Joshi Genaral Hospital Dungarpur Dh | Binocular Microscope | Model Not Available | 3000052812 | Functional | Others
19966 | M G Hospital Banswara Dh | Blood Collection Monitor | Model Not Available | 3000124371 | Functional | Others
19967 | M G Hospital Banswara Dh | Blood Bank Refrigerator | Model not available | 3000124363 | Not in use | Others
19968 | M G Hospital Banswara Dh | Nebulizer | MODEL NOT AVAILABLE | 3000207247 | Functional | Others
19969 | M G Hospital Banswara Dh | Nebulizer | MODEL NOT AVAILABLE | 3000207135 | Functional | Others
19970 | M G Hospital Banswara Dh | ECG Machine (Single Channel) | Model Not Available | 3000207137 | Functional | Others
19971 | M G Hospital Banswara Dh | ECG Machine (Single Channel) | Model Not Available | 3000207139 | Functional | Others
19972 | M G Hospital Banswara Dh | ECG Machine (Single Channel) | Model Not Available | 3000207140 | Functional | Others
19973 | Bonli Chc | Hydraulic Operation Table | MODEL NOT AVAILABLE | 2000020051 | Functional | Others
19974 | Bonli Chc | STABILIZER | MODEL NOT AVAILABLE | 21a26 | Functional | Others
19975 | Bonli Chc | Hydraulic Operation Table | MODEL NOT AVAILABLE | 2000020056 | Functional | Others
19976 | M G Hospital Banswara Dh | Suction Machine | Model Not Available | 30000207146 | Not in use | Others
19977 | Mahila Hospital Jaipur | Syringe Infusion Pump | Allied - Syrn 200 | 2000003852 | Functional | Others
19978 | Mahila Hospital Jaipur | Syringe Infusion Pump | Allied - Syrn 200 | 61 | Functional | Others
19979 | Mahila Hospital Jaipur | Syringe Infusion Pump | Allied - Syrn 200 | 3000236268 | Functional | Others
19980 | Mahila Hospital Jaipur | Syringe Infusion Pump | Allied - Syrn 200 | 8 | Functional | Others
19981 | Mahila Hospital Jaipur | Syringe Infusion Pump | Allied - Syrn 200 | 18 | Functional | Others
19982 | Mahila Hospital Jaipur | Ventilator | Model Not Available | 2000003866 | Not in use | Others
19983 | Mahila Hospital Jaipur | SPHYGMOMANOMETER(BP APPRATUS) | MODEL NOT AVAILABLE | 3000236287 | Functional | Others
19984 | Mahila Hospital Jaipur | Baby Weighing Machine | Model Not Available | 3000236286 | Functional | Others
19985 | Mahila Hospital Jaipur | Ventilator | Model Not Available | 3000230039 | Functional | Others
19986 | Mahila Hospital Jaipur | Syringe Needle Destroyer | Model not available | 3000236295 | Functional | Others
19987 | Mahila Hospital Jaipur | Syringe Infusion Pump | Allied - Syrn 200 | 2014020015 | Functional | Others
19988 | Mahila Hospital Jaipur | Syringe Infusion Pump | SIMTEK - Infutek 405 | 2000003997 | Functional | Others
19989 | Manoharpura Chc | Micropipettes | MODEL NOT AVAILABLE | 13060596 | Functional | Micro Lab Instruments Ahmedabad
19990 | Mahila Hospital Jaipur | Phototherepy Unit | MODEL NOT AVAILABLE | 2000003843 | Functional | Others
19991 | B.D.K. Hospital Jhunjhunu Dh | Fetal Doppler | MODEL NOT AVAILABLE | 195786 | Functional | Edan Smart
19992 | Khedarasulpur Phc | FOOT OPERATED SUCTION MACHINE | MODEL NOT AVAILABLE | 3000135336 | Functional | Others
19993 | Bassi Chc Jaipur | Dental Chair Unit | Model Not Available | 3000087141 | Functional | Chesa Inc
19994 | Bassi Chc Jaipur | SPHYGMOMANOMETER(BP APPRATUS) | MODEL NOT AVAILABLE | 98138396 | Functional | Cmho Supply
19995 | Sadar Hospital Dholpur Dh | Ventilator | Model Not Available | 3015114 | Functional | Mrk Healthcare Pvt Ltd Delhi
19996 | Shri Hari Dev Joshi Genaral Hospital Dungarpur Dh | Defibrillator with Cardiac Monitor | Model Not Available | 3000052535 | Functional | Others
19997 | Shri Hari Dev Joshi Genaral Hospital Dungarpur Dh | Defibrillator with Cardiac Monitor | Model Not Available | 3000052537 | Functional | Others
19998 | S K Hospital Sikar Dh | Incubator | MODEL NOT AVAILABLE | 3000204656 | Functional | Others
19999 | Gothra Phc | Glucometer | Model not available | 2000019952 | Functional | Others
20000 | Shri Hari Dev Joshi Genaral Hospital Dungarpur Dh | Pulse Oxymeter | Comet - P (L and T) | 3000052538 | Functional | Others
20001 | S K Hospital Sikar Dh | Wax Bath Machine | Model Not Available | 3000204572 | Functional | Others
20002 | S K Hospital Sikar Dh | Wax Bath Machine | Model Not Available | 3000204573 | Functional | Others
20003 | Gothra Phc | Spot Light ( Portable ) | Model Not Available | 2000019960 | Functional | Others
20004 | Shri Hari Dev Joshi Genaral Hospital Dungarpur Dh | Syringe Needle Destroyer | Model not available | 3000052767 | Functional | Others
20005 | Shri Hari Dev Joshi Genaral Hospital Dungarpur Dh | Syringe Needle Destroyer | Model not available | 3000052773 | Functional | Others
20006 | Shri Hari Dev Joshi Genaral Hospital Dungarpur Dh | Syringe Needle Destroyer | Model not available | 3000052778 | Functional | Others
20007 | Shri Hari Dev Joshi Genaral Hospital Dungarpur Dh | Syringe Needle Destroyer | Model not available | 3000052781 | Functional | Others
20008 | Shri Hari Dev Joshi Genaral Hospital Dungarpur Dh | Syringe Needle Destroyer | Model not available | 3000052782 | Functional | Others
20009 | Shri Hari Dev Joshi Genaral Hospital Dungarpur Dh | Syringe Needle Destroyer | Model not available | 3000052784 | Functional | Others
20010 | S K Hospital Sikar Dh | Defibrillator | MODEL NOT AVAILABLE | 3000204746 | Functional | Others
20011 | S K Hospital Sikar Dh | Defibrillator | MODEL NOT AVAILABLE | 3000204747 | Functional | Others
20012 | S K Hospital Sikar Dh | Tube Sealer for Blood bags | JOVE JA TS 55 | RFKJ4070441 | Functional | Others
20013 | Gothra Phc | SPHYGMOMANOMETER(BP APPRATUS) | MODEL NOT AVAILABLE | 2000019961 | Functional | Others
20014 | B.D.K. Hospital Jhunjhunu Dh | Phototherepy Unit | MODEL NOT AVAILABLE | 2000019186 | Functional | Others
20015 | Rajeev Gandhi Govt General Hospital Alwar Dh | STABILIZER | MODEL NOT AVAILABLE | 2000021142 | Functional | Others
20016 | S K Hospital Sikar Dh | Freezes | MODEL NOT AVAILABLE | 3000204662 | Functional | Others
20017 | Shri Hari Dev Joshi Genaral Hospital Dungarpur Dh | SPHYGMOMANOMETER(BP APPRATUS) | MODEL NOT AVAILABLE | 3000052769 | Functional | Others
20018 | M G Hospital Banswara Dh | BLOOD DONOR COUCH | MODEL NOT AVAILABLE | 3000124368 | Functional | Others
20019 | M G Hospital Banswara Dh | Dental Chair Unit | Model Not Available | 30000207117 | Functional | Others
20020 | M G Hospital Banswara Dh | Dental Chair Unit | SUZY | 30000207117 | Functional | Others
20021 | M G Hospital Banswara Dh | Dental X-ray unit | DENTAL X RAY | 30000207120 | Not in use | Others
20022 | Bonli Chc | Binocular Microscope | Model Not Available | 3000141113 | Functional | Others
20023 | Bonli Chc | Cold Light Source | MODEL NOT AVAILABLE | 9D5075 | Functional | Others
20024 | Mahila Hospital Jaipur | Syringe Needle Destroyer | Model not available | 3000230077 | Functional | Others
20025 | Mahila Hospital Jaipur | C-Arm Machine | Model Not Available | 3000230045 | Functional | Others
20026 | Pipalkhoont Chc | Incubator | MODEL NOT AVAILABLE | 3000130717 | Functional | Others
20027 | Umaid Hospital Jodhpur Medical College Hospital | Apnea Monitor | Crown | 3000280137 | Functional | Others
20028 | Mahila Hospital Jaipur | Centrifuge Machine ( 12 Tube ) | Model Not Available | 3000230021 | Functional | Others
20029 | B.D.K. Hospital Jhunjhunu Dh | Instrument Sterilizer | Model Not Available | 2000019091 | Functional | Others
20030 | Bhakari Phc | Weighing Machine | MODEL NOT AVAILABLE | 2000036110 | Functional | Others
20031 | B.D.K. Hospital Jhunjhunu Dh | ECG Machine (Three Channel ) | SE-300 | 2000019092 | Functional | Others
20032 | Bhakari Phc | Glucometer | Model not available | 2000036108 | Functional | Others
20033 | Bhakari Phc | Binocular Microscope | PZB 22 | 2000036112 | Functional | Others
20034 | Lokhala Phc | Binocular Microscope | Model Not Available | 3000262202 | Functional | Others
20035 | Rajeev Gandhi Govt General Hospital Alwar Dh | Ventilator | HRD-2055CMDGCC | 3000140781 | Functional | Others
20036 | Lokhala Phc | Ice lined refrigerator | Model Not Available | 3000262214 | Functional | Others
20037 | Salumber Satellite Hospital | SPHYGMOMANOMETER(BP APPRATUS) | MODEL NOT AVAILABLE | 96100328 | Functional | Others
20038 | Dhariawad Chc | Semi Automated Chemistry Analyzer | CPC - STAT FAX 3300 | 3000135058 | Functional | Others
20039 | Badwasi Phc Jhunjunu | Weighing Machine | MODEL NOT AVAILABLE | 2000019845 | Functional | Others
20040 | General Hospital Sawai Madhopur Dh | Blood Bank Refrigerator | JAR -31 | 3000084483 | Functional | Others
20041 | Dhariawad Chc | SPHYGMOMANOMETER(BP APPRATUS) | MODEL NOT AVAILABLE | 302373 | Functional | Others
20042 | Nainwa Chc | Sahlis HB Meter | Model not available | 3000046316 | Functional | Others
20043 | Nainwa Chc | Sahlis HB Meter | Model not available | 3000046317 | Functional | Others
20044 | Siddhpura Phc | Centrifuge Machine ( 8 Tube) | Model Not Available | 3000130321 | Functional | Others
20045 | Bassi Chc Jaipur | Syringe Needle Destroyer | Microsil - ND350 | 3000087135 | Non Functional Repairable | Cmho Supply
20046 | District Hospital Dausa Dh | Freezes | MODEL NOT AVAILABLE | 3000081448 | Functional | Others
20047 | District Hospital Dausa Dh | Nebulizer | MODEL NOT AVAILABLE | 3000081446 | Functional | Others
20048 | Sadar Hospital Dholpur Dh | Ventilator | Model Not Available | 3015171 | Functional | Others
20049 | Shri Hari Dev Joshi Genaral Hospital Dungarpur Dh | Baby Weighing Machine | Model Not Available | 3000052540 | Functional | Others
20050 | Shri Hari Dev Joshi Genaral Hospital Dungarpur Dh | Syringe Needle Destroyer | Microsil ND 20 | 3000052551 | Functional | Others
20051 | S K Hospital Sikar Dh | SPHYGMOMANOMETER(BP APPRATUS) | MODEL NOT AVAILABLE | 3000204577 | Functional | Others
20052 | S K Hospital Sikar Dh | SPHYGMOMANOMETER(BP APPRATUS) | MODEL NOT AVAILABLE | 3000204578 | Functional | Others
20053 | Bassi Chc Jaipur | SPHYGMOMANOMETER(BP APPRATUS) | MODEL NOT AVAILABLE | 3000087153 | Functional | Cmho Supply
20054 | Shri Hari Dev Joshi Genaral Hospital Dungarpur Dh | Urine Test Strip Analyzer | Model Not Available | 3000052806 | Functional | Others
20055 | Bassi Chc Jaipur | Fetal Doppler | ND - 102 | 3000087154 | Functional | Niscomed Electro Medical Devices
20056 | Bassi Chc Jaipur | Baby Weighing Machine | Model Not Available | 30722559 | Functional | Others
20057 | Rajeev Gandhi Govt General Hospital Alwar Dh | Syringe Needle Destroyer | Model not available | 1106262 | Functional | Others
20058 | Rajeev Gandhi Govt General Hospital Alwar Dh | O.T. Light Double Dome | MODEL NOT AVAILABLE | 2000021145 | Functional | Others
20059 | Shri Hari Dev Joshi Genaral Hospital Dungarpur Dh | Monocular Microscope | Model not available | 3000052809 | Not in use | Others
20060 | Bilara Chc | Radiant Heat Warmer | Model Not Available | 3000054149 | Functional | Others
20061 | Shri Hari Dev Joshi Genaral Hospital Dungarpur Dh | Sahlis HB Meter | Model not available | 1341813100 | Functional | Others
20062 | Rajeev Gandhi Govt General Hospital Alwar Dh | Syringe Needle Destroyer | Microsil - ND350 | 10094 | Functional | Others
20063 | Bassi Chc Jaipur | Syringe Needle Destroyer | Microsil - ND350 | 8272 | Functional | Cmho Supply
20064 | Shri Hari Dev Joshi Genaral Hospital Dungarpur Dh | ELISA Reader | Model not available | 3000052811 | Not in use | Others
20065 | Rajeev Gandhi Govt General Hospital Alwar Dh | Defibrillator with Cardiac Monitor | Schiller - Defigard 400 | 2000021127 | Functional | Others
20066 | Bassi Chc Jaipur | Weighing Machine | MODEL NOT AVAILABLE | 3000087162 | Non Functional Repairable | Cmho Supply
20067 | S K Hospital Sikar Dh | Hydraulic Operation Table | MODEL NOT AVAILABLE | 3000204579 | Functional | Others
20068 | Rajeev Gandhi Govt General Hospital Alwar Dh | STABILIZER | MODEL NOT AVAILABLE | 2000021128 | Functional | Others
20069 | Sadar Hospital Dholpur Dh | Pulse Oxymeter | MEDITEC P201 | 10522000010 | Functional | Others
20070 | Mehandwas Phc | Spot Light ( Portable ) | Model Not Available | 3000080116 | Non Functional Not Repairable | Others
20071 | Hathi Deh Phc | Syringe Needle Destroyer | Model not available | 2000037622 | Functional | Others
20072 | Mehandwas Phc | Centrifuge Machine ( 8 Tube) | Model Not Available | 3000080107 | Non Functional Not Repairable | Others
20073 | Didwana Phc | Monocular Microscope | Model not available | 3000081723 | Functional | Cmho Supply
20074 | Didwana Phc | Hot Air Oven | Model not available | 3000081720 | Functional | Metro Traiding Corporation
20075 | Didwana Phc | Weighing Machine | MODEL NOT AVAILABLE | 3000081717 | Functional | Cmho Supply
20076 | Didwana Phc | SPHYGMOMANOMETER(BP APPRATUS) | MODEL NOT AVAILABLE | 3000081728 | Functional | Others
20077 | Sewa Phc Sawaimadhopur | Syringe Needle Destroyer | Model not available | 3000086700 | Functional | Others
20078 | Mahila Hospital Jaipur | Multi-Para Monitor | Model not available | j13c375 | Functional | Others
20079 | Mahila Hospital Jaipur | Syringe Infusion Pump | Allied - Syrn 200 | 68 | Functional | Others
20080 | B.D.K. Hospital Jhunjhunu Dh | Fetal Monitor | EDAN F-6 | 2000019081 | Functional | Edan Smart
20081 | Mandashi Phc | Monocular Microscope | Model not available | 2000019910 | Functional | Others
20082 | Mahila Hospital Jaipur | Oxygen Concentrator | Model Not Available | 3000236004 | Functional | Others
20083 | B.D.K. Hospital Jhunjhunu Dh | Defibrillator with Cardiac Monitor | Schiller - Defigard 400 | 2000021742 | Functional | Schiller Healthcare India Pvt Ltd
20084 | Pipalkhoont Chc | 100mA X-Ray Machine | Allengers - MARS-6R | 3000130744 | Functional | Others
20085 | Arnod Chc | Pulse Oxymeter | RMS PHOEBUS P121 | 3000130522 | Non Functional Not Repairable | Cmho Supply
20086 | Lokhala Phc | Glucometer | Model not available | 3000262205 | Functional | Others
20087 | Badwasi Phc Jhunjunu | SPHYGMOMANOMETER(BP APPRATUS) | MODEL NOT AVAILABLE | 2000019841 | Functional | Others
20088 | B.D.K. Hospital Jhunjhunu Dh | Radiant Heat Warmer | Meditrin - Heat Warmer | 2000021716 | Non Functional Repairable | Meditrin Instruments
20089 | Dighal Phc | SPHYGMOMANOMETER(BP APPRATUS) | MODEL NOT AVAILABLE | 2000019864 | Functional | Others
20090 | B.D.K. Hospital Jhunjhunu Dh | Radiant Heat Warmer | Meditrin - Heat Warmer | 2000021718 | Functional | Meditrin Instruments
20091 | Rajeev Gandhi Govt General Hospital Alwar Dh | Binocular Microscope | Model Not Available | 2000023049 | Functional | Others
20092 | B.D.K. Hospital Jhunjhunu Dh | Radiant Heat Warmer | Meditrin - Heat Warmer | 2000021720 | Functional | Meditrin Instruments
20093 | Salumber Satellite Hospital | Operating Microscope | Model Not Available | 3000052927 | Functional | Others
20094 | General Hospital Sawai Madhopur Dh | Binocular Microscope | Model Not Available | 3000084507 | Functional | Others
20095 | Kari Phc Jhunjhunu | FOOT OPERATED SUCTION MACHINE | MODEL NOT AVAILABLE | 2000019839 | Functional | Others
20096 | S K Hospital Sikar Dh | Binocular Microscope | Model Not Available | 3000204663 | Functional | Others
20097 | Shri Hari Dev Joshi Genaral Hospital Dungarpur Dh | Syringe Needle Destroyer | Model not available | 3000052774 | Functional | Others
20098 | Shri Hari Dev Joshi Genaral Hospital Dungarpur Dh | Syringe Needle Destroyer | Model not available | 3000052777 | Functional | Others
20099 | S K Hospital Sikar Dh | Defibrillator | MODEL NOT AVAILABLE | 3000204814 | Functional | Others
20100 | S K Hospital Sikar Dh | Suction Machine | Model Not Available | 3000204589 | Functional | Others
20101 | S K Hospital Sikar Dh | Suction Machine | Model Not Available | 3000204590 | Functional | Others
20102 | Shri Hari Dev Joshi Genaral Hospital Dungarpur Dh | Ventilator | Model Not Available | 3000052780 | Functional | Others
20103 | Bassi Chc Jaipur | Phototherepy Unit | MODEL NOT AVAILABLE | 3000087157 | Functional | Meditrin Instruments
20104 | Gothra Phc | Weighing Machine | MODEL NOT AVAILABLE | 2000019962 | Functional | Others
20105 | Shri Hari Dev Joshi Genaral Hospital Dungarpur Dh | Phototherepy Unit | MODEL NOT AVAILABLE | 3000052554 | Functional | Others
20106 | Shri Hari Dev Joshi Genaral Hospital Dungarpur Dh | Baby Weighing Machine | Model Not Available | 3000052785 | Functional | Others
20107 | Sadar Hospital Dholpur Dh | Ventilator | Model Not Available | 3015124 | Functional | Others
20108 | Gothra Phc | Weighing Machine | MODEL NOT AVAILABLE | 2000019963 | Functional | Others
20109 | Bilara Chc | Pulse Oxymeter | Model Not Available | 3000054150 | Functional | Cmho Supply
20110 | Sadar Hospital Dholpur Dh | Ventilator | Model Not Available | 3015153 | Functional | Others
20111 | Bassi Chc Jaipur | Phototherepy Unit | Fenam, Bilitron Sky 5006 | I-IJAK440115 | Functional | Fanem
20112 | S K Hospital Sikar Dh | Suction Machine | Model Not Available | 3000204755 | Not in use | Others
20113 | S K Hospital Sikar Dh | Suction Machine | Model Not Available | 3000204756 | Not in use | Others
20114 | S K Hospital Sikar Dh | Pulse Oxymeter | Model Not Available | 3000204818 | Functional | Others
20115 | Bilara Chc | Phototherepy Unit | MODEL NOT AVAILABLE | 3000054151 | Functional | Others
20116 | Sadar Hospital Dholpur Dh | ECG Machine (Single Channel) | Model Not Available | 16080 | Functional | Others
20117 | Shri Hari Dev Joshi Genaral Hospital Dungarpur Dh | Centrifuge Machine ( 12 Tube ) | Model Not Available | 3000052790 | Functional | Others
20118 | Shri Hari Dev Joshi Genaral Hospital Dungarpur Dh | Centrifuge Machine ( 12 Tube ) | Model Not Available | 3000052791 | Functional | Others
20119 | Shri Hari Dev Joshi Genaral Hospital Dungarpur Dh | Centrifuge Machine ( 12 Tube ) | Model Not Available | 3000052792 | Functional | Others
20120 | Shri Hari Dev Joshi Genaral Hospital Dungarpur Dh | Centrifuge Machine ( 12 Tube ) | Model Not Available | 3000052793 | Functional | Others
20121 | B.D.K. Hospital Jhunjhunu Dh | Weighing Machine | MODEL NOT AVAILABLE | 2000019189 | Functional | Crown Digital Scales Inc
20122 | Mehandwas Phc | Binocular Microscope | PZB 22 | 3000080109 | Non Functional Not Repairable | Others
20123 | Pragpura Phc | Syringe Needle Destroyer | Model not available | 724888 | Functional | Others
20124 | General Hospital Ladnun | Freezes | MODEL NOT AVAILABLE | 2000030392 | Functional | Others
20125 | Didwana Phc | Blood Cell Counter - 3 part | Model not available | 3000081725 | Functional | Metro Traiding Corporation
20126 | Didwana Phc | Glucometer | Model not available | 3000081721 | Functional | Metro Traiding Corporation
20127 | Didwana Phc | Ice lined refrigerator | Model Not Available | 3000081713 | Functional | Others
20128 | Harsoli Chc | SPHYGMOMANOMETER(BP APPRATUS) | MODEL NOT AVAILABLE | 2000023260 | Functional | Others
20129 | Harsoli Chc | Hemoglobin meter | HB 301 | 1343813118 | Functional | Cmho Supply
20130 | Jodiya Phc | Autoclave | Model not available | 2343 | Functional | Zeal Medical Pvt Ltd
20131 | Jodiya Phc | SPHYGMOMANOMETER(BP APPRATUS) | MODEL NOT AVAILABLE | 2000023195 | Functional | Others
20132 | Jodiya Phc | Syringe Needle Destroyer | Model not available | 2000023185 | Functional | Others
20133 | Bhadurpur Phc | SPHYGMOMANOMETER(BP APPRATUS) | MODEL NOT AVAILABLE | 2000023284 | Functional | Others
20134 | Nainwa Chc | Sahlis HB Meter | Model not available | 3000046353 | Functional | Others
20135 | Dighal Phc | Syringe Needle Destroyer | Nulife - Dots | 2000019862 | Functional | Others
20136 | General Hospital Sawai Madhopur Dh | Semi Automated Chemistry Analyzer | Model not Available | 3000084502 | Functional | Others
20137 | Dhariawad Chc | STABILIZER | MODEL NOT AVAILABLE | 3000135066 | Functional | Others
20138 | General Hospital Sawai Madhopur Dh | Semi Automated Chemistry Analyzer | Model not Available | 3000084503 | Functional | Others
20139 | Salumber Satellite Hospital | Nebulizer | MODEL NOT AVAILABLE | 3000052920 | Functional | Others
20140 | Dhariawad Chc | Labour Table | Model Not Available | 3000135068 | Functional | Others
20141 | Dhariawad Chc | Baby Weighing Machine | Model Not Available | 3000135071 | Functional | Others
20142 | Nainwa Chc | Suction Machine | Model Not Available | 3000046325 | Functional | Others
20143 | Dhariawad Chc | Radiant Heat Warmer | Zeal - RHW 2101A | 3000135072 | Functional | Others
20144 | Nainwa Chc | Instrument Sterilizer | Model Not Available | 3000046330 | Functional | Others
20145 | K Patan Chc | Labour Table | Model Not Available | 3000046273 | Functional | Others
20146 | Nainwa Chc | O.T. Light Single Dome | MODEL NOT AVAILABLE | 3000046331 | Functional | Others
20147 | Nainwa Chc | O.T. Light Single Dome | MODEL NOT AVAILABLE | 3000046339 | Functional | Others
20148 | Umaid Hospital Jodhpur Medical College Hospital | SPHYGMOMANOMETER(BP APPRATUS) | MODEL NOT AVAILABLE | 4030641 | Functional | Others
20149 | K Patan Chc | Radiant Heat Warmer | Model Not Available | 3000046267 | Functional | Others
20150 | K Patan Chc | Labour Table | Model Not Available | 3000046274 | Functional | Others
20151 | Dhariawad Chc | O.T. Light Single Dome | MODEL NOT AVAILABLE | 3000135077 | Functional | Others
20152 | Dhariawad Chc | Hydraulic Operation Table | MODEL NOT AVAILABLE | 3000135079 | Functional | Others
20153 | Jhaliji Ka Barana Phc | Suction Machine | Model Not Available | 3000055503 | Functional | Others
20154 | Jhaliji Ka Barana Phc | Labour Table | Model Not Available | 3000055498 | Functional | Others
20155 | Kapren Chc | Phototherepy Unit | MODEL NOT AVAILABLE | 3000046210 | Functional | Others
20156 | Rajeev Gandhi Govt General Hospital Alwar Dh | Bipolar Cautery Machine | Model Not Available | 2711007031 | Functional | Others
20157 | Rajeev Gandhi Govt General Hospital Alwar Dh | Autoclave | Model not available | 139 | Functional | Others
20158 | Khedarasulpur Phc | Ice lined refrigerator | Model Not Available | 3000135329 | Functional | Others
20159 | Bilwari Phc | Hot Air Oven | Model not available | 2000022495 | Functional | Others
20160 | Shri Hari Dev Joshi Genaral Hospital Dungarpur Dh | Centrifuge Machine ( 8 Tube) | REMI - R 8C | 3000052813 | Functional | Others
20161 | Rajeev Gandhi Govt General Hospital Alwar Dh | Syringe Needle Destroyer | Model not available | 1106265 | Functional | Others
20162 | S K Hospital Sikar Dh | Anesthesia Machine | MODEL NOT AVAILABLE | 3000204758 | Functional | Others
20163 | S K Hospital Sikar Dh | Anesthesia Machine | MODEL NOT AVAILABLE | 3000204759 | Functional | Others
20164 | S K Hospital Sikar Dh | Anesthesia Machine | MODEL NOT AVAILABLE | 3000204760 | Functional | Others
20165 | S K Hospital Sikar Dh | Anesthesia Machine | MODEL NOT AVAILABLE | 3000204761 | Functional | Others
20166 | S K Hospital Sikar Dh | Anesthesia Machine | MODEL NOT AVAILABLE | 3000204762 | Functional | Others
20167 | Shri Hari Dev Joshi Genaral Hospital Dungarpur Dh | VDRL Rotator (Rotor and Shaker) | Model Not Available | 3000052814 | Functional | Others
20168 | Bassi Chc Jaipur | Oxygen Concentrator | BPL - OG 4203 | AXTCOB4836 | Functional | Cmho Supply
20169 | Karansar Phc | O.T. Light Single Dome | MODEL NOT AVAILABLE | 3000089100 | Functional | Cmho Supply
20170 | Shri Hari Dev Joshi Genaral Hospital Dungarpur Dh | Water Bath | Model not available | 3000052815 | Functional | Others
20171 | Shri Hari Dev Joshi Genaral Hospital Dungarpur Dh | Freezes | MODEL NOT AVAILABLE | 3000052817 | Functional | Others
20172 | S K Hospital Sikar Dh | Glucometer | Model not available | 3000204585 | Functional | Others
20173 | Bassi Chc Jaipur | Boyles Apparatus | MODEL NOT AVAILABLE | 3000087172 | Functional | Others
20174 | M G Hospital Banswara Dh | BLOOD DONOR COUCH | MODEL NOT AVAILABLE | 3000124369 | Functional | Others
20175 | M G Hospital Banswara Dh | Blood Bank Refrigerator | Model not available | 3000124358 | Functional | Others
20176 | Bager Chc | STABILIZER | MODEL NOT AVAILABLE | 06D4764 | Functional | Zeal Medical Pvt Ltd
20177 | Mahila Hospital Jaipur | Weighing Machine | MODEL NOT AVAILABLE | 3000236061 | Functional | Others
20178 | Mahila Hospital Jaipur | Defibrillator | MODEL NOT AVAILABLE | 3000236068 | Functional | Others
20179 | Umaid Hospital Jodhpur Medical College Hospital | Autoclave | Model not available | 19850 | Functional | Others
20180 | Mahila Hospital Jaipur | Monocular Microscope | Model not available | 3000230068 | Functional | Others
20181 | Mahila Hospital Jaipur | Binocular Microscope | Model Not Available | 3000230051 | Not in use | Others
20182 | Kalwa Phc | Freezes | MODEL NOT AVAILABLE | 2000036003 | Functional | Others
20183 | Malarna Dungar Chc | Syringe Needle Destroyer | Microsil - ND350 | 2000020325 | Functional | Others
20184 | Rajeev Gandhi Govt General Hospital Alwar Dh | Syringe Infusion Pump | Injectomat Agilia | 018090/21249670 | Functional | Others
20185 | Rajeev Gandhi Govt General Hospital Alwar Dh | Syringe Infusion Pump | Model not available | 018090/21249620 | Functional | Others
20186 | Salumber Satellite Hospital | Semi Automated Chemistry Analyzer | CHEM 5 PLUS | 61041 | Functional | Others
20187 | Salumber Satellite Hospital | Binocular Microscope | Model Not Available | 980715 | Functional | Others
20188 | Fatehpur Chc Sikar | Syringe Needle Destroyer | Model not available | 2000037312 | Functional | Others
20189 | Fatehpur Chc Sikar | Syringe Needle Destroyer | Model not available | 2000037349 | Functional | Others
20190 | Rashidpur Phc | FOOT OPERATED SUCTION MACHINE | MODEL NOT AVAILABLE | 3000081651 | Functional | Cmho Supply
20191 | Rashidpur Phc | Centrifuge Machine ( 8 Tube) | Model Not Available | 3000081644 | Functional | Others
20192 | Umaid Hospital Jodhpur Medical College Hospital | Syringe Infusion Pump | SIMTEK - Infutek 405 | 3000124890 | Functional | Others
20193 | B.D.K. Hospital Jhunjhunu Dh | Syringe Infusion Pump | Model not available | 21270330 | Functional | Fresenius Kabi India Pvt Limited
20194 | Kari Phc Jhunjhunu | Syringe Needle Destroyer | Model not available | 2000019837 | Functional | Others
20195 | Mandawari Chc | Suction Machine | Model Not Available | 3000081765 | Functional | Cmho Supply
20196 | B.D.K. Hospital Jhunjhunu Dh | Weighing Machine | MODEL NOT AVAILABLE | 2000021670 | Functional | Others
20197 | Mandawari Chc | Baby Weighing Machine | Docbel Braun | 3000081766 | Non Functional Repairable | Cmho Supply
20198 | Mandawari Chc | Freezes | MODEL NOT AVAILABLE | 3000081767 | Functional | Cmho Supply
20199 | General Hospital Sawai Madhopur Dh | Binocular Microscope | Model Not Available | 3000084513 | Functional | Others
20200 | Kadera Phc Jaipur | SPHYGMOMANOMETER(BP APPRATUS) | MODEL NOT AVAILABLE | 98135809 | Functional | Cmho Supply
20201 | Shri Hari Dev Joshi Genaral Hospital Dungarpur Dh | Defibrillator with Cardiac Monitor | Model Not Available | 3000052558 | Not in use | Others
20202 | S K Hospital Sikar Dh | Pulse Oxymeter | Model Not Available | 3000204819 | Functional | Others
20203 | Gothra Phc | Syringe Needle Destroyer | MODEL NOT AVAILABLE | 3000202621 | Functional | Others
20204 | Shri Hari Dev Joshi Genaral Hospital Dungarpur Dh | Fully Automated Clinical Chemistry Analyzer | Transasia - EM 200 | 3000052794 | Functional | Others
20205 | Shri Hari Dev Joshi Genaral Hospital Dungarpur Dh | Fully Automated Clinical Chemistry Analyzer | Transasia - EM 200 | 3000052795 | Functional | Others
20206 | Shri Hari Dev Joshi Genaral Hospital Dungarpur Dh | Fully Automated Clinical Chemistry Analyzer | Transasia - EM 200 | 3000052803 | Functional | Others
20207 | District Hospital Dausa Dh | Nebulizer | MODEL NOT AVAILABLE | 3000081400 | Functional | Others
20208 | Bassi Chc Jaipur | Syringe Needle Destroyer | Model not available | 3000087163 | Non Functional Repairable | Cmho Supply
20209 | S K Hospital Sikar Dh | Weighing Machine | MODEL NOT AVAILABLE | 3000204583 | Functional | Others
20210 | S K Hospital Sikar Dh | Pulse Oxymeter | Model Not Available | c09p0191 | Functional | Others
20211 | S K Hospital Sikar Dh | Pulse Oxymeter | Model Not Available | P5TOTET379 | Functional | Others
20212 | S K Hospital Sikar Dh | Pulse Oxymeter | Model Not Available | CO9P0211 | Functional | Others
20213 | S K Hospital Sikar Dh | Pulse Oxymeter | Model Not Available | 125945121 | Functional | Others
20214 | Shri Hari Dev Joshi Genaral Hospital Dungarpur Dh | Phototherepy Unit | MODEL NOT AVAILABLE | BT09/117 | Functional | Others
20215 | Shri Hari Dev Joshi Genaral Hospital Dungarpur Dh | Blood Cell Counter - 5 part | Model not available | 3000052796 | Functional | Others
20216 | Shri Hari Dev Joshi Genaral Hospital Dungarpur Dh | Blood Cell Counter - 5 part | Model not available | 3000052798 | Functional | Others
20217 | Sadar Hospital Dholpur Dh | SPHYGMOMANOMETER(BP APPRATUS) | MODEL NOT AVAILABLE | 1187648 | Non Functional Not Repairable | Others
20218 | S K Hospital Sikar Dh | Binocular Microscope | Model Not Available | 3000204626 | Functional | Others
20219 | S K Hospital Sikar Dh | Binocular Microscope | Model Not Available | 3000204627 | Functional | Others
20220 | S K Hospital Sikar Dh | Syringe Needle Destroyer | Model not available | 3000204585 | Functional | Others
20221 | Shri Hari Dev Joshi Genaral Hospital Dungarpur Dh | VDRL Rotator (Rotor and Shaker) | Model Not Available | 3000052797 | Functional | Others
20222 | Bassi Chc Jaipur | Spot Light ( Portable ) | Model Not Available | 3000087167 | Non Functional Repairable | Others
20223 | S K Hospital Sikar Dh | Sahlis HB Meter | Model not available | 1343813088 | Functional | Others
20224 | S K Hospital Sikar Dh | Sahlis HB Meter | Model not available | 1342513102 | Functional | Others
20225 | Shri Hari Dev Joshi Genaral Hospital Dungarpur Dh | Hot Air Oven | Model not available | 3000052799 | Functional | Others
20226 | Goverdhan Govt Hospital Nathdwara Sdh | Syringe Infusion Pump | Model not available | 3000204041 | Functional | Others
20227 | Goverdhan Govt Hospital Nathdwara Sdh | Syringe Infusion Pump | Model not available | 3000204042 | Functional | Others
20228 | Goverdhan Govt Hospital Nathdwara Sdh | Syringe Infusion Pump | Model not available | 3000204046 | Functional | Others
20229 | Goverdhan Govt Hospital Nathdwara Sdh | Syringe Infusion Pump | Model not available | 3000204047 | Functional | Others
20230 | Goverdhan Govt Hospital Nathdwara Sdh | Syringe Infusion Pump | Model not available | 3000204056 | Functional | Others
20231 | Jawahar Hospital Jaisalmer Dh | Cautry Machine | Model Not Available | ZBBT04349 | Functional | Others
20232 | Shuklawas Phc | Labour Table | Model Not Available | 2000022258 | Functional | Others
20233 | Goverdhan Govt Hospital Nathdwara Sdh | Ventilator | Model Not Available | 3000204054 | Functional | Others
20234 | Pragpura Phc | Labour Table | Model Not Available | 2000022212 | Functional | Others
20235 | General Hospital Ladnun | Incubator | MODEL NOT AVAILABLE | 2000030402 | Functional | Others
20236 | Pragpura Phc | Weighing Machine | MODEL NOT AVAILABLE | 2000022216 | Functional | Others
20237 | General Hospital Ladnun | Ice lined refrigerator | Model Not Available | 2000030414 | Functional | Others
20238 | General Hospital Ladnun | Defibrillator | MODEL NOT AVAILABLE | 2000028936 | Functional | Others
20239 | M G Hospital Banswara Dh | Fully Automated Clinical Chemistry Analyzer | Randox - RX IMOLA | 3000207022 | Functional | Others
20240 | M G Hospital Banswara Dh | Suction Machine | Model Not Available | 3000207006 | Functional | Others
20241 | Mahila Hospital Jaipur | Bi-pap Machine | MODEL NOT AVAILABLE | 3000236066 | Functional | Others
20242 | Mahila Hospital Jaipur | Syringe Needle Destroyer | Model not available | 3000236069 | Functional | Others
20243 | Mahila Hospital Jaipur | ECG Machine (Three Channel ) | Model Not Available | 3000236065 | Functional | Others
20244 | Nainwa Chc | O.T. Light Single Dome | MODEL NOT AVAILABLE | 3000046340 | Functional | Others
20245 | Kari Phc Jhunjhunu | SPHYGMOMANOMETER(BP APPRATUS) | MODEL NOT AVAILABLE | 2000019836 | Functional | Others
20246 | B.D.K. Hospital Jhunjhunu Dh | Freezes | MODEL NOT AVAILABLE | 2000021667 | Functional | Remi Electrotechnik Ltd
20247 | Nainwa Chc | ECG Machine (Single Channel) | Model Not Available | 3000046336 | Functional | Others
20248 | Malsisar Chc | Semi Automated Chemistry Analyzer | Ark - CKK 24 | 1221102 | Functional | Ark Diagnostics Bangalore
20249 | B.D.K. Hospital Jhunjhunu Dh | Weighing Machine | MODEL NOT AVAILABLE | 2000021671 | Functional | Others
20250 | Salumber Satellite Hospital | Defibrillator with Cardiac Monitor | Schiller - Defigard 400 | J148136 | Functional | Others
20251 | Salumber Satellite Hospital | Suction Machine | Model Not Available | 3000052944 | Functional | Others
20252 | K Patan Chc | Sahlis HB Meter | Model not available | 3000046436 | Functional | Others
20253 | K Patan Chc | Sahlis HB Meter | Model not available | 3000046435 | Functional | Others
20254 | Rajeev Gandhi Govt General Hospital Alwar Dh | Slit Lamp | Model Not Available | 507060500590 | Functional | Others
20255 | Khedarasulpur Phc | Centrifuge Machine ( 12 Tube ) | Model Not Available | 3000135322 | Functional | Others
20256 | Khedarasulpur Phc | Incubator | MODEL NOT AVAILABLE | 3000135325 | Functional | Others
20257 | Rajeev Gandhi Govt General Hospital Alwar Dh | Autoclave | Model not available | 2000021177 | Functional | Others
20258 | S K Hospital Sikar Dh | Pulse Oxymeter | Comet - P (L and T) | 3000204821 | Functional | Others
20259 | S K Hospital Sikar Dh | Pulse Oxymeter | Model Not Available | 3000204767 | Functional | Others
20260 | S K Hospital Sikar Dh | Pulse Oxymeter | Model Not Available | 3000204768 | Functional | Others
20261 | S K Hospital Sikar Dh | Syringe Infusion Pump | Model not available | 3000204706 | Functional | Others
20262 | S K Hospital Sikar Dh | Syringe Infusion Pump | Model not available | 3000204707 | Functional | Others
20263 | S K Hospital Sikar Dh | Syringe Infusion Pump | Model not available | 3000204708 | Functional | Others
20264 | S K Hospital Sikar Dh | Syringe Infusion Pump | Model not available | 3000204719 | Functional | Others
20265 | Karansar Phc | O.T. Light Single Dome | MODEL NOT AVAILABLE | 3000089581 | Functional | Others
20266 | Bilara Chc | Syringe Needle Destroyer | Model not available | 3000054064 | Functional | Others
20267 | Sadar Hospital Dholpur Dh | Syringe Infusion Pump | Injectomat Agilia | 21249883 | Functional | Others
20268 | Shri Hari Dev Joshi Genaral Hospital Dungarpur Dh | Blood Bank Refrigerator | REMI - BR 70 | 3000052821 | Functional | Others
20269 | B.D.K. Hospital Jhunjhunu Dh | Suction Machine | Model Not Available | 2000019004 | Functional | Schiller Healthcare India Pvt Ltd
20270 | Sadar Hospital Dholpur Dh | Syringe Infusion Pump | Injectomat Agilia | 21249650 | Functional | Others
20271 | Shri Hari Dev Joshi Genaral Hospital Dungarpur Dh | Dental Chair Unit | Model Not Available | 3000052586 | Not in use | Others
20272 | S K Hospital Sikar Dh | Pulse Oxymeter | Model Not Available | 3000204591 | Functional | Others
20273 | S K Hospital Sikar Dh | Binocular Microscope | Model Not Available | 3000204640 | Not in use | Others
20274 | City Dispensary Housing Board Colony | SPHYGMOMANOMETER(BP APPRATUS) | MODEL NOT AVAILABLE | 1129583489 | Functional | Others
20275 | Shri Hari Dev Joshi Genaral Hospital Dungarpur Dh | 60mA X-Ray Machine | Model not available | 3000052588 | Functional | Others
20276 | S K Hospital Sikar Dh | Glucometer | Model not available | 3000204593 | Functional | Others
20277 | Sadar Hospital Dholpur Dh | Syringe Infusion Pump | Injectomat Agilia | 21270441 | Functional | Others
20278 | M G Hospital Banswara Dh | Suction Machine | Model Not Available | 30000207124 | Functional | Others
20279 | M G Hospital Banswara Dh | Dental Chair Unit | Model Not Available | 30000207118 | Functional | Others
20280 | Bonli Chc | ECG Machine (Single Channel) | Model Not Available | 3000222876 | Non Functional Not Repairable | Omron Health Care
20281 | Mahila Hospital Jaipur | 60mA X-Ray Machine | Model not available | 3000230090 | Functional | Others
20282 | Pipalkhoont Chc | Blood Cell Counter - 3 part | Horiba - ABX Micros ES 60 | 3000130715 | Functional | Others
20283 | Umaid Hospital Jodhpur Medical College Hospital | Apnea Monitor | MODEL NOT AVAILABLE | 3000122982 | Functional | Others
20284 | Sms Hospital | Blood Bank Refrigerator | REMI - BR 300 | RS07120207 | Functional | Others
20285 | Nua Chc | Autoclave | Model not available | 2000019794 | Non Functional Repairable | Others
20286 | Mahila Hospital Jaipur | Multi-Para Monitor | Model not available | 3781 | Not in use | Others
20287 | Mahila Hospital Jaipur | Phototherepy Unit | MODEL NOT AVAILABLE | 705/38 | Functional | Others
20288 | Nua Chc | FOGGING MACHINE | MODEL NOT AVAILABLE | 1280 | Functional | Others
20289 | Khiyala Phc | Baby Weighing Machine | Model Not Available | 2000036662 | Functional | Others
20290 | Khiyala Phc | Blood Bank Refrigerator | Model not available | 2000036666 | Functional | Others
20291 | Jaijusar Phc | Glucometer | Model not available | 2000019877 | Functional | Others
20292 | Pipalkhoont Chc | Labour Table | Model Not Available | 3000130725 | Functional | Others
20293 | Pipalkhoont Chc | Radiant Heat Warmer | Model Not Available | 3000130728 | Functional | Others
20294 | Rashidpur Phc | Baby Weighing Machine | Model Not Available | 3000081653 | Functional | Crown Digital Scales Inc
20295 | General Hospital Sawai Madhopur Dh | Binocular Microscope | Model Not Available | 3000084515 | Functional | Others
20296 | Devgaon Nua Phc Jhunjhunu | SPHYGMOMANOMETER(BP APPRATUS) | Pagoda | 305029 | Functional | Others
20297 | Namana Phc | Nebulizer | Model not available | 304ES0H05544 | Functional | Others
20298 | Namana Phc | Baby Weighing Machine | Model Not Available | 3000046145 | Functional | Others
20299 | Churi Phc | Binocular Microscope | PZB 22 | 67124 | Functional | Others
20300 | Chechat Chc | Syringe Needle Destroyer | Model not available | 3000135761 | Functional | Others
20301 | Itawa Chc | Centrifuge Machine ( 4 Tube ) | Model not available | 3000135647 | Functional | Others
20302 | Lambakhoh Phc | SPHYGMOMANOMETER(BP APPRATUS) | MODEL NOT AVAILABLE | 3000055745 | Functional | Others
20303 | Bibirani Phc | Sahlis HB Meter | Model not available | 2000023214 | Functional | Others
20304 | City Dispensary Housing Board Colony | Sahlis HB Meter | Model not available | 2000023266 | Functional | Others
20305 | Shri Hari Dev Joshi Genaral Hospital Dungarpur Dh | Freezes | MODEL NOT AVAILABLE | 3000052818 | Functional | Others
20306 | Shri Hari Dev Joshi Genaral Hospital Dungarpur Dh | Incubator | MODEL NOT AVAILABLE | 3000052802 | Functional | Others
20307 | Sadar Hospital Dholpur Dh | Syringe Infusion Pump | Injectomat Agilia | 2127032 | Functional | Others
20308 | S K Hospital Sikar Dh | C-Arm Machine | Model Not Available | 3000204764 | Not in use | Others
20309 | Shri Hari Dev Joshi Genaral Hospital Dungarpur Dh | Phototherepy Unit | MODEL NOT AVAILABLE | 3000052561 | Functional | Others
20310 | Bilara Chc | Autoclave | Model not available | 3000054066 | Functional | Others
20311 | S K Hospital Sikar Dh | Glucometer | Model not available | 3000204586 | Functional | Others
20312 | Shri Hari Dev Joshi Genaral Hospital Dungarpur Dh | Monocular Microscope | Model not available | 3000052804 | Functional | Others
20313 | Bassi Chc Jaipur | Radiant Heat Warmer | Zeal - RHW 2101A | 3000087173 | Functional | Cmho Supply
20314 | S K Hospital Sikar Dh | Binocular Microscope | Model Not Available | 3000204635 | Functional | Others
20315 | Bilara Chc | Ice lined refrigerator | Model Not Available | 3000054065 | Functional | Others
20316 | Sadar Hospital Dholpur Dh | Syringe Infusion Pump | Injectomat Agilia | 21249682 | Functional | Others
20317 | Shri Hari Dev Joshi Genaral Hospital Dungarpur Dh | Phototherepy Unit | MODEL NOT AVAILABLE | 3000052562 | Functional | Others
20318 | Shri Hari Dev Joshi Genaral Hospital Dungarpur Dh | Sahlis HB Meter | Model not available | 3000052805 | Functional | Others
20319 | S K Hospital Sikar Dh | Pulse Oxymeter | Comet - P (L and T) | 3000204822 | Functional | Others
20320 | Shri Hari Dev Joshi Genaral Hospital Dungarpur Dh | Blood Bank Refrigerator | Model not available | 3000052819 | Not in use | Others
20321 | S K Hospital Sikar Dh | Nebulizer | MODEL NOT AVAILABLE | 3000204587 | Functional | Others
20322 | S K Hospital Sikar Dh | Semi Automated Chemistry Analyzer | Model not Available | 58121 | Functional | Others
20323 | Shri Hari Dev Joshi Genaral Hospital Dungarpur Dh | Phototherepy Unit | MODEL NOT AVAILABLE | 3000052563 | Functional | Others
20324 | Shri Hari Dev Joshi Genaral Hospital Dungarpur Dh | Blood Bank Refrigerator | Model not available | 3000052820 | Not in use | Others
20325 | City Dispensary Housing Board Colony | Syringe Needle Destroyer | Microsil - ND350 | 6869 | Functional | Others
20326 | S K Hospital Sikar Dh | Syringe Needle Destroyer | Model not available | 3000204588 | Functional | Others
20327 | Bilara Chc | Radiant Heat Warmer | Model Not Available | 3000054067 | Functional | Others
20328 | Karansar Phc | Colorimeter | MODEL NOT AVAILABLE | 3000089070 | Functional | Others
20329 | District Hospital Dausa Dh | Fiberoptic Laryngoscope | Model Not Available | 3000081495 | Functional | Others
20330 | Bonli Chc | Autoclave | Model not available | 2000020054 | Functional | Others
20331 | Todaraisingh Chc | Radiant Heat Warmer | Zeal - RHW 2101A | 2464 | Functional | Zeal Medical Pvt Ltd
20332 | Umaid Hospital Jodhpur Medical College Hospital | ECG Machine (Single Channel) | Model Not Available | 3000124968 | Functional | Others
20333 | Umaid Hospital Jodhpur Medical College Hospital | ECG Machine (Single Channel) | Model Not Available | 3000124969 | Functional | Others
20334 | Harsor Chc | Defibrillator | MODEL NOT AVAILABLE | 2000028796 | Functional | Others
20335 | Dabi Chc | Blood Cell Counter - 3 part | Horiba - ABX Micros ES 60 | 3000041469 | Functional | Others
20336 | Ghantali Phc | Glucometer | Model not available | 3000135100 | Functional | Others
20337 | Ghantali Phc | Ice lined refrigerator | Model Not Available | 3000135101 | Functional | Others
20338 | Dabi Chc | Hot Air Oven | Model not available | 3000055463 | Functional | Others
20339 | Kapren Chc | Suction Machine | Model Not Available | 3000046206 | Functional | Others
20340 | Kanwas Chc | Incubator | Elite - Incubator | 3000135601 | Functional | Others
20341 | Suhagpura Phc | Ice lined refrigerator | Model Not Available | 3000130670 | Functional | Others
20342 | Bapawarkalan Phc | Baby Weighing Machine | Model Not Available | 3000135693 | Functional | Others
20343 | Lambakhoh Phc | Instrument Sterilizer | Model Not Available | 15 | Functional | Others
20344 | General Hospital Sawai Madhopur Dh | SPHYGMOMANOMETER(BP APPRATUS) | MODEL NOT AVAILABLE | 2000020548 | Functional | Others
20345 | Todaraisingh Chc | Centrifuge Machine ( 4 Tube ) | Remi 4C | EPLO-3560 | Functional | Remi Electrotechnik Ltd
20346 | Kanwas Chc | Baby Weighing Machine | Crown | 3000135608 | Functional | Others
20347 | Suhagpura Phc | Ice lined refrigerator | Model Not Available | 3000130673 | Functional | Others
20348 | Kanwas Chc | Weighing Machine | MODEL NOT AVAILABLE | 3000135609 | Functional | Others
20349 | Gujar Baroda Phc | Syringe Needle Destroyer | Nulife - Dots | 724930 | Functional | Cmho Supply
20350 | Kapren Chc | Nebulizer | NE-C28 | 3000046240 | Functional | Others
20351 | Kapren Chc | 100mA X-Ray Machine | Model not available | 3000046241 | Functional | Others
20352 | Digod Phc | Blood Bank Refrigerator | Model not available | 3000135273 | Functional | Others
20353 | Digod Phc | Blood Bank Refrigerator | Model not available | 3000135274 | Functional | Others
20354 | B.D.K. Hospital Jhunjhunu Dh | SPHYGMOMANOMETER(BP APPRATUS) | MODEL NOT AVAILABLE | 2000019205 | Functional | Others
20355 | B.D.K. Hospital Jhunjhunu Dh | SPHYGMOMANOMETER(BP APPRATUS) | MODEL NOT AVAILABLE | 2000019207 | Functional | Others
20356 | Bilara Chc | Radiant Heat Warmer | Model Not Available | 3000054061 | Functional | Others
20357 | Bassi Chc Jaipur | Multi-Para Monitor | Schiller - Truscope Classic | M014E005718 | Functional | Schiller Healthcare India Pvt Ltd
20358 | Shri Hari Dev Joshi Genaral Hospital Dungarpur Dh | Pulse Oxymeter | Comet - P (L and T) | 3000052557 | Functional | Others
20359 | Bassi Chc Jaipur | Pulse Oxymeter | Model Not Available | 3000230851 | Functional | Clarity Medical Pvt Ltd
20360 | Shri Hari Dev Joshi Genaral Hospital Dungarpur Dh | Ultra Sonography (USG) & Colour Dopler Machine | Model not available | 3000052591 | Functional | Others
20361 | Shri Hari Dev Joshi Genaral Hospital Dungarpur Dh | Emergeny First Aid Kit | Medisys | 3000052581 | Functional | Others
20362 | Shri Hari Dev Joshi Genaral Hospital Dungarpur Dh | SPHYGMOMANOMETER(BP APPRATUS) | MODEL NOT AVAILABLE | 3000052582 | Functional | Others
20363 | Sadar Hospital Dholpur Dh | Syringe Infusion Pump | Injectomat Agilia | 21270204 | Functional | Others
20364 | Bassi Chc Jaipur | Ventilator | Schiller - Graphnet Advance | 3000230852 | Functional | Schiller Healthcare India Pvt Ltd
20365 | S K Hospital Sikar Dh | Nebulizer | MODEL NOT AVAILABLE | 3000204862 | Functional | Others
20366 | Sadar Hospital Dholpur Dh | Syringe Infusion Pump | Injectomat Agilia | 21249693 | Functional | Others
20367 | Dholapani Phc Pratapgarh | Baby Weighing Machine | Model Not Available | 3000135146 | Functional | Others
20368 | Sadar Hospital Dholpur Dh | Syringe Infusion Pump | Injectomat Agilia | 21270645 | Functional | Others
20369 | Bassi Chc Jaipur | FOGGING MACHINE | MODEL NOT AVAILABLE | 3000230854 | Functional | Cmho Supply
20370 | S K Hospital Sikar Dh | Syringe Needle Destroyer | Model not available | 3000204865 | Functional | Others
20371 | Sadar Hospital Dholpur Dh | Syringe Infusion Pump | Model not available | 2000029329 | Functional | Others
20372 | S K Hospital Sikar Dh | Blood Bank Refrigerator | Model not available | 3000204866 | Functional | Others
20373 | S K Hospital Sikar Dh | Syringe Needle Destroyer | Model not available | 3000204596 | Functional | Others
20374 | Sadar Hospital Dholpur Dh | Syringe Infusion Pump | Injectomat Agilia | 21270455 | Functional | Fresenius Kabi India Pvt Limited
20375 | Bassi Chc Jaipur | Intensive Care Bed | Janak | 3000230855 | Functional | Janak Healthcare Pvt Ltd
20376 | S K Hospital Sikar Dh | Instrument Sterilizer | Model Not Available | 3000204598 | Functional | Others
20377 | Dholapani Phc Pratapgarh | SPHYGMOMANOMETER(BP APPRATUS) | MODEL NOT AVAILABLE | 48850 | Functional | Others
20378 | Sadar Hospital Dholpur Dh | Syringe Infusion Pump | Injectomat Agilia | 21249913 | Functional | Others
20379 | S K Hospital Sikar Dh | Defibrillator | MODEL NOT AVAILABLE | 3000204837 | Functional | Others
20380 | Sadar Hospital Dholpur Dh | Syringe Infusion Pump | Injectomat Agilia | 2124969 | Functional | Fresenius Kabi India Pvt Limited
20381 | Sewa Phc Sawaimadhopur | Baby Weighing Machine | Model Not Available | 3000086703 | Functional | Others
20382 | General Hospital Sawai Madhopur Dh | Syringe Needle Destroyer | Model Not Available | 3000088338 | Functional | Others
20383 | B.D.K. Hospital Jhunjhunu Dh | Syringe Infusion Pump | Model not available | 21249863 | Functional | Others
20384 | Dhariawad Chc | Hemoglobin meter | HB 301 | 13428713048 | Functional | Others
20385 | Nainwa Chc | Centrifuge Machine ( 12 Tube ) | Model Not Available | 3000046314 | Functional | Others
20386 | Nainwa Chc | Centrifuge Machine ( 12 Tube ) | Model Not Available | 3000046315 | Functional | Others
20387 | Nainwa Chc | Centrifuge Machine ( 12 Tube ) | Model Not Available | 3000046354 | Functional | Others
20388 | Nainwa Chc | Centrifuge Machine ( 12 Tube ) | Model Not Available | 3000046356 | Functional | Others
20389 | B.D.K. Hospital Jhunjhunu Dh | Syringe Infusion Pump | Model not available | 21270285 | Functional | Fresenius Kabi India Pvt Limited
20390 | Nainwa Chc | Glucometer | Model not available | 3000046321 | Functional | Others
20391 | Rajeev Gandhi Govt General Hospital Alwar Dh | Fully Automated Clinical Chemistry Analyzer | Transasia - ERBA XL 300 | XL-30030079 | Functional | Others
20392 | B.D.K. Hospital Jhunjhunu Dh | Radiant Heat Warmer | Meditrin - Heat Warmer | 2000021719 | Functional | Meditrin Instruments
20393 | General Hospital Sawai Madhopur Dh | Binocular Microscope | Model Not Available | 3000084495 | Functional | Others
20394 | Nainwa Chc | Blood Bank Refrigerator | Model not available | 3000046322 | Functional | Others
20395 | Nainwa Chc | Blood Bank Refrigerator | Model not available | 3000046323 | Functional | Others
20396 | Dighal Phc | Glucometer | Model not available | 2000019857 | Functional | Others
20397 | Kari Phc Jhunjhunu | Baby Weighing Machine | Model Not Available | 2000019838 | Functional | Others
20398 | B.D.K. Hospital Jhunjhunu Dh | Freezes | MODEL NOT AVAILABLE | 2000021669 | Functional | Remi Electrotechnik Ltd
20399 | General Hospital Sawai Madhopur Dh | Binocular Microscope | Model Not Available | 3000218466 | Functional | Others
20400 | Nainwa Chc | Monocular Microscope | Model not available | 3000046347 | Functional | Others
20401 | General Hospital Sawai Madhopur Dh | Binocular Microscope | Labomed - Vision 2000 | 3000084509 | Functional | Others
20402 | General Hospital Sawai Madhopur Dh | Binocular Microscope | Model Not Available | 3000084510 | Functional | Others
20403 | Nainwa Chc | Monocular Microscope | Model not available | 3000046355 | Functional | Others
20404 | B.D.K. Hospital Jhunjhunu Dh | Centrifuge Machine ( 16 Tube ) | Model not available | 2000021695 | Functional | Remi Electrotechnik Ltd
20405 | Devgaon Nua Phc Jhunjhunu | Suction Machine | Model Not Available | 2000019872 | Functional | Others
20406 | Chechat Chc | Incubator | MODEL NOT AVAILABLE | 3000135760 | Functional | Others
20407 | B.D.K. Hospital Jhunjhunu Dh | Syringe Needle Destroyer | Model not available | 2000021697 | Functional | Others
20408 | Manasgaon Phc | Incubator | MODEL NOT AVAILABLE | 3000135309 | Functional | Others
20409 | Parsrampur Chc | Suction Machine | Model Not Available | 2000019999 | Functional | Others
20410 | Manasgaon Phc | Glucometer | Model not available | 3000135313 | Functional | Others
20411 | Manasgaon Phc | Glucometer | Model not available | 3000135314 | Functional | Others
20412 | Parsrampur Chc | FOOT OPERATED SUCTION MACHINE | MODEL NOT AVAILABLE | 2000020000 | Functional | Others
20413 | Manasgaon Phc | Photoelectric Calorimeter | Calorimeter - 1312 | 3000135315 | Functional | Others
20414 | Khedarasulpur Phc | Freezes | MODEL NOT AVAILABLE | 3000135341 | Functional | Others
20415 | Shri Hari Dev Joshi Genaral Hospital Dungarpur Dh | Syringe Needle Destroyer | Model not available | 3000052577 | Functional | Others
20416 | Shri Hari Dev Joshi Genaral Hospital Dungarpur Dh | Syringe Needle Destroyer | Model not available | 3000052578 | Functional | Others
20417 | S K Hospital Sikar Dh | Cautry Machine | Model Not Available | 3000204745 | Functional | Others
20418 | City Dispensary Housing Board Colony | Syringe Needle Destroyer | Model not available | 1106257 | Functional | Others
20419 | Shri Hari Dev Joshi Genaral Hospital Dungarpur Dh | Syringe Infusion Pump | Model not available | 3000052764 | Functional | Others
20420 | Shri Hari Dev Joshi Genaral Hospital Dungarpur Dh | Freezes | MODEL NOT AVAILABLE | 3000052765 | Functional | Others
20421 | Gothra Phc | Hemoglobin meter | Model Not Available | 2000019953 | Functional | Others
20422 | Shri Hari Dev Joshi Genaral Hospital Dungarpur Dh | Binocular Microscope | Model Not Available | 3000052788 | Functional | Others
20423 | Shri Hari Dev Joshi Genaral Hospital Dungarpur Dh | Binocular Microscope | Model Not Available | 3000052800 | Functional | Others
20424 | B.D.K. Hospital Jhunjhunu Dh | Phototherepy Unit | MODEL NOT AVAILABLE | 2000019187 | Functional | Delta Medical Corporation
20425 | S K Hospital Sikar Dh | Pulse Oxymeter | Model Not Available | 3000204820 | Functional | Others
20426 | B.D.K. Hospital Jhunjhunu Dh | Suction Machine | Model Not Available | 2000019001 | Functional | Others
20427 | B.D.K. Hospital Jhunjhunu Dh | Suction Machine | Model Not Available | 2000019002 | Functional | Others
20428 | B.D.K. Hospital Jhunjhunu Dh | Suction Machine | Model Not Available | 2000019003 | Functional | Others
20429 | S K Hospital Sikar Dh | Blood Gas Analyzer (ABG Machine) | Model not available | 3000204823 | Functional | Others
20430 | Bassi Chc Jaipur | Syringe Infusion Pump | Allied - Syrn 200 | 3000230847 | Functional | Alleid Medical Limited
20431 | S K Hospital Sikar Dh | Blood Bank Refrigerator | Model not available | 3000204824 | Functional | Others
20432 | M G Hospital Banswara Dh | Blood Bank Refrigerator | Model not available | 3000124364 | Not in use | Others
20433 | M G Hospital Banswara Dh | Sahlis HB Meter | Model not available | 3000124375 | Functional | Others
20434 | Makholi Phc Sawaimadhopur | Weighing Machine | MODEL NOT AVAILABLE | 2000020860 | Functional | Ramon Surgical Company
20435 | Sikandara Chc | Blood Cell Counter - 3 part | Horiba - ABX Micros ES 60 | 304ESOHO5477 | Functional | Horiba India Pvt Ltd
20436 | Mahila Hospital Jaipur | SPHYGMOMANOMETER(BP APPRATUS) | MODEL NOT AVAILABLE | 3000236079 | Functional | Others
20437 | Mahila Hospital Jaipur | Multi-Para Monitor | Model not available | 2000003912 | Not in use | Others
20438 | Mahila Hospital Jaipur | Syringe Infusion Pump | Model not available | 3000236070 | Functional | Others
20439 | Sikandara Chc | SPHYGMOMANOMETER(BP APPRATUS) | MODEL NOT AVAILABLE | 339098135521 | Functional | Others
20440 | Rajgarh Chc Alwar | Binocular Microscope | Model Not Available | 55651 | Non Functional Not Repairable | Cmho Supply
20441 | Kanwas Chc | Syringe Needle Destroyer | Nulife - Dots | 3000135623 | Functional | Others
20442 | Itawa Chc | Radiant Heat Warmer | Model Not Available | 3000135539 | Functional | Others
20443 | Itawa Chc | Radiant Heat Warmer | Model Not Available | 3000135541 | Functional | Others
20444 | Itawa Chc | Radiant Heat Warmer | Model Not Available | 3000135542 | Functional | Others
20445 | Itawa Chc | Radiant Heat Warmer | Model Not Available | 3000135543 | Functional | Others
20446 | Itawa Chc | Radiant Heat Warmer | Model Not Available | 3000135544 | Functional | Others
20447 | B.D.K. Hospital Jhunjhunu Dh | ECG Machine (Single Channel) | Model Not Available | 325 | Functional | Schiller Healthcare India Pvt Ltd
20448 | Gainta Phc | Binocular Microscope | RSL - 4B | 3000135412 | Functional | Others
20449 | Dheebri Chambal Phc | O.T. Light Double Dome | MODEL NOT AVAILABLE | 3000135423 | Functional | Others
20450 | Kaithun Chc | Centrifuge Machine ( 8 Tube) | Model Not Available | 3000130928 | Functional | Others
20451 | Mandawara Phc Kota | Freezes | MODEL NOT AVAILABLE | 3000135297 | Functional | Others
20452 | Rajeev Gandhi Govt General Hospital Alwar Dh | Syringe Needle Destroyer | Nulife - Dots | 71815 | Functional | Others
20453 | General Hospital Sawai Madhopur Dh | Nebulizer | MODEL NOT AVAILABLE | 102095 | Functional | Others
20454 | Rajeev Gandhi Govt General Hospital Alwar Dh | A Scan Ultrasonic Biometer | Model Not Available | g54121 | Functional | Others
20455 | Dhamottar Phc Pratapgarh | Baby Weighing Machine | Model Not Available | 3000130637 | Functional | Crown Digital Scales Inc
20456 | District Hospital Dausa Dh | Nebulizer | MODEL NOT AVAILABLE | 3000081455 | Functional | Others
20457 | Dhoolet Phc | Radiant Heat Warmer | Meditrin - Heat Warmer | 3000135727 | Functional | Others
20458 | Umaid Hospital Jodhpur Medical College Hospital | Apnea Monitor | MODEL NOT AVAILABLE | 3000122683 | Functional | Others
20459 | Nua Chc | Spot Light ( Portable ) | Model Not Available | 2000019748 | Functional | Others
20460 | Mahila Hospital Jaipur | Weighing Machine | MODEL NOT AVAILABLE | 3000230022 | Functional | Others
20461 | B.D.K. Hospital Jhunjhunu Dh | Syringe Infusion Pump | SIMTEK - Infutek 405 | 23DI4555537 | Functional | Others
20462 | Khakhadhaki Phc | Baby Weighing Machine | Crown | 2000036085 | Functional | Others
20463 | B.D.K. Hospital Jhunjhunu Dh | Suction Machine | Model Not Available | 2000019090 | Functional | Others
20464 | Jaijusar Phc | Binocular Microscope | Model Not Available | 2000019874 | Functional | Others
20465 | Bhakari Phc | Blood Bank Refrigerator | Model not available | 2000036113 | Functional | Others
20466 | Thikria Phc Sikar | Syringe Needle Destroyer | Model not available | 2000031736 | Functional | Others
20467 | Thikria Phc Sikar | Syringe Needle Destroyer | Model not available | 2000031737 | Functional | Others
20468 | B.D.K. Hospital Jhunjhunu Dh | Suction Machine | Model Not Available | 10229 | Functional | Niscomed Electro Medical Devices
20469 | B.D.K. Hospital Jhunjhunu Dh | FOOT OPERATED SUCTION MACHINE | SU-101 | 10349 | Functional | Niscomed Electro Medical Devices
20470 | B.D.K. Hospital Jhunjhunu Dh | FOOT OPERATED SUCTION MACHINE | SU-101 | 10416 | Functional | Niscomed Electro Medical Devices
20471 | Pipalkhoont Chc | Ice lined refrigerator | Model Not Available | 3000130738 | Functional | Haier Appliances India Pvt
20472 | Pipalkhoont Chc | ECG Machine (Single Channel) | Model Not Available | 3000130742 | Functional | Bpl Medical Technologies
20473 | B.D.K. Hospital Jhunjhunu Dh | ECG Machine (Single Channel) | Model Not Available | 2000021744 | Functional | Bpl Medical Technologies
20474 | B.D.K. Hospital Jhunjhunu Dh | ECG Machine (Single Channel) | Model Not Available | 2000021745 | Functional | Bpl Medical Technologies
20475 | Sms Hospital | CPM-Continuous Passive Motion | Model Not Available | 289 | Functional | Others
20476 | Gijgarh Chc | Monocular Microscope | Model not available | 3000081703 | Functional | Others
20477 | Gijgarh Chc | Suction Machine | Model Not Available | 3000081706 | Functional | Others
20478 | Mahila Hospital Jaipur | Bi-pap Machine | MODEL NOT AVAILABLE | 2000003868 | Functional | Others
20479 | Manasgaon Phc | Syringe Needle Destroyer | Model not available | 3000135308 | Functional | Others
20480 | Pehal Phc Alwar | Syringe Needle Destroyer | Microsil - ND350 | 10255 | Functional | Others
20481 | Parsrampur Chc | Hemoglobin meter | Model Not Available | 2000019977 | Functional | Others
20482 | S K Hospital Sikar Dh | Glucometer | Model not available | 3000204795 | Functional | Others
20483 | B.D.K. Hospital Jhunjhunu Dh | Suction Machine | Surgivac | 2000019150 | Functional | Anand Surgical Industries (India)
20484 | Sikandara Chc | ECG Machine (Single Channel) | Medicaid - Cardio Fax | C613404 | Functional | Medicaid Systems
20485 | Ayana Phc | Syringe Needle Destroyer | Model not available | 3000125384 | Functional | Others
20486 | Namana Phc | Syringe Needle Destroyer | Nulife - Dots | NASDO726707 | Functional | Others
20487 | Churi Phc | SPHYGMOMANOMETER(BP APPRATUS) | MODEL NOT AVAILABLE | 2000019768 | Functional | Others
20488 | Todaraisingh Chc | Spot Light ( Portable ) | Model Not Available | 3000080254 | Functional | Cmho Supply
20489 | Todaraisingh Chc | Hydraulic Operation Table | MODEL NOT AVAILABLE | 25 | Functional | Surgicoin Medequip Pvt Ltd
20490 | Lambakhoh Phc | SPHYGMOMANOMETER(BP APPRATUS) | Pagoda | 235920 | Functional | Others
20491 | Itawa Chc | Hemoglobin Analyzer | Model not available | 1343813L82 | Functional | Others
20492 | Todaraisingh Chc | Glucometer | Model not available | 1010A004844 | Functional | Others
20493 | Bibirani Phc | Binocular Microscope | Model Not Available | 200002313 | Functional | Others
20494 | Bsawa Phc | Syringe Needle Destroyer | Microsil - ND350 | 3000141011 | Functional | Others
20495 | Modak Chc | Radiant Heat Warmer | Zeal - RHW 2101A | 3000261096 | Functional | Others
20496 | Modak Chc | Radiant Heat Warmer | Zeal - RHW 2101A | 3000261098 | Functional | Others
20497 | Bsawa Phc | SPHYGMOMANOMETER(BP APPRATUS) | Pagoda | 3000141013 | Functional | Others
20498 | Bibirani Phc | Syringe Needle Destroyer | Model not available | 2000023216 | Functional | Others
20499 | Rampuriya Dhabai Phc | SPHYGMOMANOMETER(BP APPRATUS) | MODEL NOT AVAILABLE | 3000135524 | Functional | Others
20500 | Bsawa Phc | Autoclave | Model not available | 3000141016 | Functional | Others
20501 | Rampuriya Dhabai Phc | Glucometer | Model not available | 3000135529 | Functional | Others
20502 | Bsawa Phc | Weighing Machine | MODEL NOT AVAILABLE | 3000141020 | Functional | Others
20503 | City Dispensary Subhash Chowk Alwar | Glucometer | Model not available | GC16505398 | Functional | Others
20504 | B.D.K. Hospital Jhunjhunu Dh | Syringe Infusion Pump | Model not available | 21270560 | Functional | Rhsdp Supply
20505 | Charchoma Phc | SPHYGMOMANOMETER(BP APPRATUS-Digital) | Model Not Available | 3000135243 | Functional | Others
20506 | Parsrampur Chc | ECG Machine (Single Channel) | Model Not Available | 2000019981 | Functional | Cmho Supply
20507 | Kherarudha Phc | Centrifuge Machine ( 4 Tube ) | Model not available | 3000135781 | Functional | Others
20508 | Charchoma Phc | Weighing Machine | Crown | 3000135244 | Functional | Others
20509 | B.D.K. Hospital Jhunjhunu Dh | Freezes | MODEL NOT AVAILABLE | 173 | Non Functional Repairable | Others
20510 | Kotra Deep Singh Phc | Radiant Heat Warmer | Zeal - RHW 2101A | 3000135486 | Functional | Others
20511 | Lakhriya Phc | SPHYGMOMANOMETER(BP APPRATUS) | MODEL NOT AVAILABLE | 3000261042 | Functional | Others
20512 | Bsawa Phc | SPHYGMOMANOMETER(BP APPRATUS) | Pagoda | 3000141014 | Functional | Others
20513 | Bsawa Phc | Glucometer | Model not available | 3000141017 | Functional | Others
20514 | City Dispensary Subhash Chowk Alwar | Binocular Microscope | Model Not Available | 40939 | Functional | Others
20515 | B.D.K. Hospital Jhunjhunu Dh | Syringe Infusion Pump | Model not available | 21270252 | Functional | Others
20516 | Parsrampur Chc | 100mA X-Ray Machine | Allengers - MARS 3.5 | 2000019983 | Functional | Others
20517 | Sadar Hospital Dholpur Dh | Syringe Infusion Pump | Injectomat Agilia | 21270444 | Functional | Others
20518 | S K Hospital Sikar Dh | Syringe Infusion Pump | Model not available | 3000204592 | Functional | Others
20519 | S K Hospital Sikar Dh | Cautry Machine | Model Not Available | 3000204744 | Functional | Others
20520 | S K Hospital Sikar Dh | Cautry Machine | Model Not Available | 300020743 | Functional | Others
20521 | Bassi Chc Jaipur | Defibrillator | MODEL NOT AVAILABLE | J14D260 | Functional | Schiller Healthcare India Pvt Ltd
20522 | Bilara Chc | Radiant Heat Warmer | Model Not Available | 3000054062 | Functional | Others
20523 | Shri Hari Dev Joshi Genaral Hospital Dungarpur Dh | 300mA X-Ray Machine | Model not available | 3000052589 | Functional | Others
20524 | Shri Hari Dev Joshi Genaral Hospital Dungarpur Dh | Dental X-Ray Machine | Model Not Available | 3000052590 | Functional | Others
20525 | Shri Hari Dev Joshi Genaral Hospital Dungarpur Dh | Phototherepy Unit | MODEL NOT AVAILABLE | 3000052560 | Functional | Others
20526 | B.D.K. Hospital Jhunjhunu Dh | Instrument Sterilizer | Model Not Available | 2000019151 | Functional | Others
20527 | City Dispensary Housing Board Colony | STABILIZER | MODEL NOT AVAILABLE | 2000023268 | Functional | Others
20528 | District Hospital Dausa Dh | ECG Machine (Single Channel) | Model Not Available | 5910 | Functional | Bpl Medical Technologies
20529 | S K Hospital Sikar Dh | Syringe Infusion Pump | Model not available | 3000204720 | Functional | Others
20530 | S K Hospital Sikar Dh | Syringe Infusion Pump | Model not available | 3000204721 | Functional | Others
20531 | S K Hospital Sikar Dh | Syringe Infusion Pump | Model not available | 3000204722 | Functional | Others
20532 | S K Hospital Sikar Dh | Syringe Infusion Pump | Model not available | 3000204686 | Functional | Others
20533 | S K Hospital Sikar Dh | Syringe Infusion Pump | Model not available | 3000204687 | Functional | Others
20534 | B.D.K. Hospital Jhunjhunu Dh | Instrument Sterilizer | Model Not Available | 2000019152 | Functional | Others
20535 | S K Hospital Sikar Dh | Suction Machine | Model Not Available | 3000204861 | Functional | Others
20536 | Mahila Hospital Jaipur | SPHYGMOMANOMETER(BP APPRATUS) | MODEL NOT AVAILABLE | 3000236063 | Functional | Others
20537 | Mahila Hospital Jaipur | SPHYGMOMANOMETER(BP APPRATUS) | MODEL NOT AVAILABLE | 3000236062 | Functional | Others
20538 | Sikandara Chc | SPHYGMOMANOMETER(BP APPRATUS) | MODEL NOT AVAILABLE | 98119257 | Functional | Others
20539 | Sikandara Chc | SPHYGMOMANOMETER(BP APPRATUS) | MODEL NOT AVAILABLE | 137210 | Functional | Others
20540 | Mahila Hospital Jaipur | Syringe Needle Destroyer | Model not available | 7817 | Functional | Others
20541 | Mahila Hospital Jaipur | Weighing Machine | MODEL NOT AVAILABLE | 2000032845 | Functional | Cmho Supply
20542 | Mahila Hospital Jaipur | Weighing Machine | MODEL NOT AVAILABLE | 2000003931 | Functional | Others
20543 | Mahila Hospital Jaipur | Radiant Heat Warmer | Model Not Available | 2000003942 | Functional | Others
20544 | Mahila Hospital Jaipur | Bi-pap Machine | MODEL NOT AVAILABLE | CO7847105 | Functional | Others
20545 | Mahila Hospital Jaipur | Anesthesia Machine | MODEL NOT AVAILABLE | 2000003884 | Not in use | Others
20546 | Mahila Hospital Jaipur | Bi-pap Machine | MODEL NOT AVAILABLE | 3000230375 | Functional | Others
20547 | Mahila Hospital Jaipur | Bi-pap Machine | MODEL NOT AVAILABLE | 3000230376 | Functional | Others
20548 | Mahila Hospital Jaipur | Bi-pap Machine | MODEL NOT AVAILABLE | 3000230377 | Functional | Others
20549 | Mahila Hospital Jaipur | Bi-pap Machine | MODEL NOT AVAILABLE | 3000230378 | Functional | Others
20550 | Mahila Hospital Jaipur | Bi-pap Machine | MODEL NOT AVAILABLE | 3000230379 | Functional | Others
20551 | Mahila Hospital Jaipur | Bi-pap Machine | MODEL NOT AVAILABLE | 3000230380 | Functional | Others
20552 | Mahila Hospital Jaipur | Ventilator | Model Not Available | 3000236129 | Functional | Others
20553 | Mahila Hospital Jaipur | Fetal Doppler | MODEL NOT AVAILABLE | 3000230393 | Functional | Others
20554 | Mahila Hospital Jaipur | Fetal Doppler | MODEL NOT AVAILABLE | 3000230401 | Functional | Others
20555 | Mahila Hospital Jaipur | Fetal Doppler | MODEL NOT AVAILABLE | 3000230400 | Functional | Others
20556 | Mahila Hospital Jaipur | Fetal Doppler | MODEL NOT AVAILABLE | 3000230399 | Functional | Others
20557 | Lokhala Phc | Glucometer | Model not available | 3000262206 | Functional | Others
20558 | Bhabru Phc | Micropipettes | MODEL NOT AVAILABLE | 2000022412 | Functional | Others
20559 | Palasra Chc Sikar | Binocular Microscope | PZB 22 | 2000037158 | Functional | Others
20560 | K Patan Chc | Freezes | MODEL NOT AVAILABLE | 3000046271 | Functional | Others
20561 | K Patan Chc | Baby Weighing Machine | Model Not Available | 3000046272 | Functional | Others
20562 | S K Hospital Sikar Dh | Multi-Para Monitor | Model not available | 3000204717 | Functional | Others
20563 | S K Hospital Sikar Dh | Multi-Para Monitor | Model not available | 3000204718 | Functional | Others
20564 | S K Hospital Sikar Dh | Instrument Sterilizer | Model Not Available | 3000204825 | Functional | Others
20565 | S K Hospital Sikar Dh | Ventilator | Model Not Available | 3000204836 | Functional | Others
20566 | S K Hospital Sikar Dh | Radiant Heat Warmer | Meditrin - Heat Warmer | 3000204724 | Functional | Others
20567 | S K Hospital Sikar Dh | Radiant Heat Warmer | Meditrin - Heat Warmer | 3000204725 | Functional | Others
20568 | S K Hospital Sikar Dh | Radiant Heat Warmer | Meditrin - Heat Warmer | 3000204726 | Functional | Others
20569 | S K Hospital Sikar Dh | Radiant Heat Warmer | Meditrin - Heat Warmer | 3000204727 | Functional | Others
20570 | S K Hospital Sikar Dh | Radiant Heat Warmer | Meditrin - Heat Warmer | 3000204728 | Functional | Others
20571 | S K Hospital Sikar Dh | Radiant Heat Warmer | Meditrin - Heat Warmer | 3000204729 | Functional | Others
20572 | S K Hospital Sikar Dh | Radiant Heat Warmer | Meditrin - Heat Warmer | 3000204730 | Functional | Others
20573 | S K Hospital Sikar Dh | Radiant Heat Warmer | Meditrin - Heat Warmer | 3000204731 | Functional | Others
20574 | S K Hospital Sikar Dh | Radiant Heat Warmer | Meditrin - Heat Warmer | 3000204732 | Functional | Others
20575 | S K Hospital Sikar Dh | Radiant Heat Warmer | Meditrin - Heat Warmer | 3000204736 | Functional | Others
20576 | S K Hospital Sikar Dh | Radiant Heat Warmer | Meditrin - Heat Warmer | 3000204738 | Functional | Others
20577 | General Hospital Sawai Madhopur Dh | Pulse Oxymeter | Model Not Available | 2000020927 | Functional | Others
20578 | B.D.K. Hospital Jhunjhunu Dh | Instrument Sterilizer | Model Not Available | 2000012214 | Functional | Rhsdp Supply
20579 | Dholapani Phc Pratapgarh | Suction Machine | Model Not Available | 3000135150 | Functional | Others
20580 | S K Hospital Sikar Dh | Pulse Oxymeter | Model Not Available | 3000204838 | Functional | Others
20581 | Sadar Hospital Dholpur Dh | Syringe Infusion Pump | Injectomat Agilia | 21249873 | Functional | Fresenius Kabi India Pvt Limited
20582 | S K Hospital Sikar Dh | Multi-Para Monitor | Model not available | A10SE0336 | Functional | Others
20583 | S K Hospital Sikar Dh | Wax Bath Machine | Model Not Available | 3000204551 | Functional | Others
20584 | S K Hospital Sikar Dh | SPHYGMOMANOMETER(BP APPRATUS) | MODEL NOT AVAILABLE | 3000204614 | Functional | Others
20585 | S K Hospital Sikar Dh | TRACTION SYSTEM | MODEL NOT AVAILABLE | 3000204552 | Functional | Others
20586 | S K Hospital Sikar Dh | Baby Weighing Machine | Model Not Available | 3000204716 | Functional | Others
20587 | S K Hospital Sikar Dh | ECG Machine (Single Channel) | Model Not Available | 3000204839 | Functional | Others
20588 | Mahila Hospital Jaipur | SPHYGMOMANOMETER(BP APPRATUS) | MODEL NOT AVAILABLE | 2000003925 | Functional | Others
20589 | Mahila Hospital Jaipur | Ventilator | Model Not Available | 2000003944 | Functional | Others
20590 | Mahila Hospital Jaipur | Syringe Needle Destroyer | Model not available | 2000003926 | Functional | Others
20591 | Mahila Hospital Jaipur | Syringe Needle Destroyer | Model not available | 3000236175 | Functional | Others
20592 | Mahila Hospital Jaipur | Syringe Infusion Pump | Model not available | 2000003956 | Functional | Others
20593 | Mahila Hospital Jaipur | Syringe Infusion Pump | Model not available | 2000003958 | Functional | Others
20594 | Mahila Hospital Jaipur | Syringe Infusion Pump | Model not available | 3000230415 | Functional | Others
20595 | Mahila Hospital Jaipur | Syringe Infusion Pump | Model not available | 3000230414 | Functional | Others
20596 | Mahila Hospital Jaipur | Weighing Machine | MODEL NOT AVAILABLE | 3000236174 | Functional | Others
20597 | Mahila Hospital Jaipur | Syringe Needle Destroyer | Model not available | 3000230342 | Functional | Others
20598 | Mahila Hospital Jaipur | Sahlis HB Meter | Model not available | 3000230395 | Functional | Others
20599 | Mahila Hospital Jaipur | Multi-Para Monitor | Model not available | 812008066 | Functional | Others
20600 | Mahila Hospital Jaipur | Defibrillator | MODEL NOT AVAILABLE | 2000003891 | Functional | Others
20601 | Mahila Hospital Jaipur | ECG Machine (Three Channel ) | Model Not Available | 3000236134 | Functional | Others
20602 | Mahila Hospital Jaipur | ECG Machine (Three Channel ) | Model Not Available | 3000236132 | Functional | Others
20603 | Mahila Hospital Jaipur | Syringe Needle Destroyer | Model not available | 3000236130 | Functional | Others
20604 | Mahila Hospital Jaipur | Fetal Monitor | MODEL NOT AVAILABLE | 3000230392 | Functional | Others
20605 | Rajeev Gandhi Govt General Hospital Alwar Dh | Suction Machine | Model Not Available | OGEL0310 | Functional | Others
20606 | B.D.K. Hospital Jhunjhunu Dh | Centrifuge Machine ( 12 Tube ) | Model Not Available | 2000021680 | Non Functional Repairable | Remi Electrotechnik Ltd
20607 | Jatuwas Phc Alwar | Sahlis HB Meter | Model not available | 2000023180 | Functional | Others
20608 | Pipalda Phc | Glucometer | Model not available | 300013544 | Functional | Others
20609 | Govind Nagar Phc | Freezes | MODEL NOT AVAILABLE | 3000130904 | Functional | Others
20610 | B.D.K. Hospital Jhunjhunu Dh | SPHYGMOMANOMETER(BP APPRATUS) | MODEL NOT AVAILABLE | 272222 | Non Functional Repairable | Elite Scientific Corporation
20611 | Pipalda Phc | Instrument Sterilizer | Model Not Available | 3000135537 | Functional | Others
20612 | Parsrampur Chc | Monocular Microscope | Model not available | 66510 | Functional | Others
20613 | Parsrampur Chc | Incubator | MODEL NOT AVAILABLE | 2000019975 | Functional | Others
20614 | Nua Chc | Syringe Needle Destroyer | Microsil - ND350 | 9457 | Functional | Others
20615 | Nua Chc | Syringe Needle Destroyer | Microsil - ND350 | 8460 | Functional | Others
20616 | B.D.K. Hospital Jhunjhunu Dh | SPHYGMOMANOMETER(BP APPRATUS) | MODEL NOT AVAILABLE | 9813448 | Functional | Surgicoin Medequip Pvt Ltd
20617 | Mahila Hospital Jaipur | Multi-Para Monitor | Star 50 ( L and T ) | 2000003873 | Not in use | Others
20618 | Mahila Hospital Jaipur | Multi-Para Monitor | Star 50 ( L and T ) | 2000003874 | Not in use | Others
20619 | Khiyala Phc | Baby Weighing Machine | Model Not Available | 2000036660 | Functional | Others
20620 | Jhakhal Chc | Instrument Sterilizer | Model Not Available | 2000019822 | Functional | Others
20621 | Jaijusar Phc | Instrument Sterilizer | Model Not Available | 2000019879 | Functional | Others
20622 | Pipalkhoont Chc | Suction Machine | Model Not Available | 3000130727 | Functional | Others
20623 | Jaijusar Phc | Baby Weighing Machine | Model Not Available | 2000019880 | Functional | Others
20624 | Karana Phc | O.T. Light Single Dome | MODEL NOT AVAILABLE | 2000021556 | Non Functional Not Repairable | Others
20625 | Lokhala Phc | Blood Bank Refrigerator | Model not available | 3000262215 | Functional | Others
20626 | Palasra Chc Sikar | Baby Weighing Machine | Model Not Available | 2000037082 | Functional | Others
20627 | Kadera Phc Jaipur | SPHYGMOMANOMETER(BP APPRATUS) | MODEL NOT AVAILABLE | 1122009030237 | Functional | Others
20628 | K Patan Chc | Blood Bank Refrigerator | MK-144 | 3000197193 | Functional | Vestfrost Solutions
20629 | Kayamsar Phc Sikar | Binocular Microscope | PZB 22 | 2000037354 | Functional | Others
20630 | K Patan Chc | Suction Machine | Model Not Available | 3000046269 | Functional | Others
20631 | K Patan Chc | Syringe Needle Destroyer | Microsil - ND350 | 3000046428 | Functional | Others
20632 | Malsisar Chc | Blood Cell Counter - 3 part | Model not available | 3000088375 | Functional | Others
20633 | Ghantali Phc | Baby Weighing Machine | Model Not Available | 3000135106 | Functional | Others
20634 | Kapren Chc | Radiant Heat Warmer | Meditrin - Heat Warmer | 3000046207 | Functional | Others
20635 | Kapren Chc | Labour Table | Model Not Available | 3000046219 | Functional | Others
20636 | Kapren Chc | Suction Machine | Model Not Available | 3000046220 | Functional | Others
20637 | Deikhera Chc | Spot Light ( Portable ) | Model Not Available | 3000046256 | Functional | Others
20638 | Kapren Chc | Blood Cell Counter - 3 part | Horiba - ABX Micros ES 60 | 3000046229 | Functional | Others
20639 | Dehra Phc | Syringe Needle Destroyer | Model not available | 2000023034 | Functional | Others
20640 | Mahila Hospital Jaipur | Pulse Oxymeter | Model Not Available | 1000150215 | Not in use | Others
20641 | Mahila Hospital Jaipur | Syringe Infusion Pump | Model not available | 3000236162 | Functional | Others
20642 | Mahila Hospital Jaipur | Bi-pap Machine | MODEL NOT AVAILABLE | 3000236140 | Functional | Others
20643 | Mahila Hospital Jaipur | Syringe Infusion Pump | Model not available | CO3061506 | Functional | Others
20644 | Mahila Hospital Jaipur | Defibrillator with Cardiac Monitor | Model Not Available | 3000230383 | Functional | Others
20645 | Mahila Hospital Jaipur | Pulse Oxymeter | MODEL NOT AVAILABLE | 3000085777 | Functional | Others
20646 | Mahila Hospital Jaipur | Autoclave | Model not available | 3000230360 | Functional | Others
20647 | Mahila Hospital Jaipur | ELECTRIC OT TABLE | MODEL NOT AVAILABLE | 2000003923 | Functional | Others
20648 | Mahila Hospital Jaipur | Sahlis HB Meter | Model not available | 3000230052 | Not in use | Others
20649 | Mahila Hospital Jaipur | Sahlis HB Meter | Model not available | 3000230053 | Not in use | Others
20650 | Mahila Hospital Jaipur | Sahlis HB Meter | Model not available | 3000230054 | Not in use | Others
20651 | Mahila Hospital Jaipur | Sahlis HB Meter | Model not available | 3000230055 | Not in use | Others
20652 | Mahila Hospital Jaipur | Ventilator | Model Not Available | 9060409 | Functional | Others
20653 | Harsoli Chc | Syringe Needle Destroyer | Nulife - Dots | NBSDO715797 | Functional | Zeal Medical Pvt Ltd
20654 | Jhaliji Ka Barana Phc | Baby Weighing Machine | Crown | 3000055506 | Functional | Others
20655 | Dhariawad Chc | ECG Machine (Single Channel) | BPL - Cardiart 108T | 3000135076 | Functional | Others
20656 | Dispensary Barkat Nagar City | Glucometer | Model not available | 3000087030 | Functional | Metro Traiding Corporation
20657 | Dhariawad Chc | Autoclave | Model not available | 3000135082 | Functional | Others
20658 | Malsisar Chc | Syringe Needle Destroyer | Microsil - ND350 | 7065 | Functional | Linco Scientific Instruments And Chemicals (P) Ltd
20659 | B.D.K. Hospital Jhunjhunu Dh | Phaco Emulsi Fication System | Model Not Available | 61610087 | Functional | Others
20660 | Harsor Chc | ECG Machine (Three Channel ) | Model Not Available | 2000028790 | Functional | Maestros Mediline Systems Limited
20661 | Dabi Chc | Sahlis HB Meter | Model not available | 3000041468 | Functional | Others
20662 | Ghantali Phc | Weighing Machine | MODEL NOT AVAILABLE | 3000135096 | Functional | Others
20663 | Dabi Chc | Incubator | MODEL NOT AVAILABLE | 3000041470 | Functional | Others
20664 | Kapren Chc | Instrument Sterilizer | Model Not Available | 3000046203 | Functional | Others
20665 | Kapren Chc | Pulse Oxymeter | Model Not Available | 3000046214 | Functional | Others
20666 | Sadar Hospital Dholpur Dh | ECG Machine (Single Channel) | RMS - Vista 101 | 3000218001 | Functional | Others
20667 | Shri Hari Dev Joshi Genaral Hospital Dungarpur Dh | Pulse Oxymeter | Comet - P (L and T) | 3000052539 | Functional | Others
20668 | Shri Hari Dev Joshi Genaral Hospital Dungarpur Dh | Freezes | MODEL NOT AVAILABLE | 3000052807 | Functional | Others
20669 | Shri Hari Dev Joshi Genaral Hospital Dungarpur Dh | Freezes | MODEL NOT AVAILABLE | 3000052808 | Functional | Others
20670 | Rajeev Gandhi Govt General Hospital Alwar Dh | Ventilator | Model Not Available | vs3015075 | Functional | Others
20671 | Shri Hari Dev Joshi Genaral Hospital Dungarpur Dh | Incubator | MODEL NOT AVAILABLE | 3000052816 | Functional | Others
20672 | Shri Hari Dev Joshi Genaral Hospital Dungarpur Dh | 500mA X-Ray Machine | Allengers - AMS 525 | 3000052587 | Functional | Others
20673 | Bilara Chc | Radiant Heat Warmer | Model Not Available | 3000054063 | Functional | Others
20674 | Bassi Chc Jaipur | Defibrillator | MODEL NOT AVAILABLE | J14D280 | Functional | Schiller Healthcare India Pvt Ltd
20675 | S K Hospital Sikar Dh | Suction Machine | Model Not Available | 3000204613 | Functional | Others
20676 | General Hospital Sawai Madhopur Dh | Nebulizer | MODEL NOT AVAILABLE | 2013010040623 | Functional | Others
20677 | Sadar Hospital Dholpur Dh | Syringe Infusion Pump | Injectomat Agilia | 21249912 | Functional | Fresenius Kabi India Pvt Limited
20678 | S K Hospital Sikar Dh | CPM-Continuous Passive Motion | Model Not Available | 3000204554 | Functional | Others
20679 | S K Hospital Sikar Dh | ECG Machine (Single Channel) | Model Not Available | 3000204840 | Functional | Others
20680 | S K Hospital Sikar Dh | Radiant Heat Warmer | Meditrin - Heat Warmer | 3000204737 | Not in use | Others
20681 | S K Hospital Sikar Dh | Radiant Heat Warmer | Meditrin - Heat Warmer | 3000204739 | Not in use | Others
20682 | S K Hospital Sikar Dh | Radiant Heat Warmer | Meditrin - Heat Warmer | 3000204694 | Not in use | Others
20683 | S K Hospital Sikar Dh | Radiant Heat Warmer | Meditrin - Heat Warmer | 3000204695 | Not in use | Others
20684 | S K Hospital Sikar Dh | Radiant Heat Warmer | Meditrin - Heat Warmer | 3000204696 | Not in use | Others
20685 | S K Hospital Sikar Dh | Radiant Heat Warmer | Meditrin - Heat Warmer | 3000204700 | Not in use | Others
20686 | S K Hospital Sikar Dh | Autoclave | Model not available | 3000204842 | Functional | Others
20687 | Sadar Hospital Dholpur Dh | Syringe Infusion Pump | Injectomat Agilia | 21270654 | Functional | Fresenius Kabi India Pvt Limited
20688 | General Hospital Sawai Madhopur Dh | Radiant Heat Warmer | Meditrin - Heat Warmer | 2000020794 | Functional | Others
20689 | S K Hospital Sikar Dh | Ultrasound Therapy Machine | Model Not Available | 3000204559 | Functional | Others
20690 | General Hospital Sawai Madhopur Dh | Radiant Heat Warmer | Meditrin - Heat Warmer | 2000020795 | Functional | Others
20691 | Sadar Hospital Dholpur Dh | Syringe Infusion Pump | Injectomat Agilia | 21270554 | Functional | Fresenius Kabi India Pvt Limited
20692 | Mahila Hospital Jaipur | Pulse Oxymeter | Model Not Available | 3000236120 | Functional | Others
20693 | Mahila Hospital Jaipur | Pulse Oxymeter | Model Not Available | 3000236119 | Functional | Others
20694 | Mahila Hospital Jaipur | Pulse Oxymeter | Model Not Available | 3000236118 | Functional | Others
20695 | Mahila Hospital Jaipur | Pulse Oxymeter | Model Not Available | 3000236117 | Functional | Others
20696 | Mahila Hospital Jaipur | Pulse Oxymeter | Model Not Available | 3000236116 | Functional | Others
20697 | Mahila Hospital Jaipur | Pulse Oxymeter | Model Not Available | 3000236115 | Functional | Others
20698 | Mahila Hospital Jaipur | ECG Machine (Twelve Channel ) | Model Not Available | 3000230354 | Functional | Others
20699 | Mahila Hospital Jaipur | Syringe Infusion Pump | CPC - STAT FAX 3300 | 7600 | Functional | Cpc Diagnostics Pvt Ltd
20700 | Mahila Hospital Jaipur | Multi-Para Monitor | Model not available | BJTM5D1330 | Not in use | Others
20701 | Mahila Hospital Jaipur | Ventilator | Model Not Available | 3000236126 | Functional | Others
20702 | Mahila Hospital Jaipur | Glucometer | Model not available | 3000230056 | Not in use | Others
20703 | Mahila Hospital Jaipur | Multi-Para Monitor | Model not available | MO14E005693 | Functional | Others
20704 | Mahila Hospital Jaipur | Defibrillator | MODEL NOT AVAILABLE | J14D269 | Functional | Others
20705 | Mahila Hospital Jaipur | Freezes | MODEL NOT AVAILABLE | 2000003898 | Functional | Others
20706 | Harsoli Chc | Hemoglobin meter | Model Not Available | 2000023237 | Functional | Others
20707 | Harsoli Chc | 100mA X-Ray Machine | GME - GMHF-6 | SR2K0613XRHA042 | Functional | Cmho Supply
20708 | Suket Chc | 100mA X-Ray Machine | GME - GMHF-6 | 3000261011 | Functional | Others
20709 | Rajeev Gandhi Govt General Hospital Alwar Dh | Ventilator | VersaMed iVent 201 | IV30993 | Functional | Others
20710 | Siddhpura Phc | Baby Weighing Machine | Crown | 3000130315 | Functional | Others
20711 | Suket Chc | Blood Cell Counter - 3 part | Horiba - ABX Micros ES 60 | 3000261018 | Functional | Others
20712 | Khedarasulpur Phc | Suction Machine | Model Not Available | 3000135335 | Functional | Others
20713 | Siddhpura Phc | Freezes | MODEL NOT AVAILABLE | 3000130326 | Functional | Others
20714 | Bassi Chc Jaipur | Syringe Needle Destroyer | Microsil - ND350 | 8456 | Functional | Cmho Supply
20715 | B.D.K. Hospital Jhunjhunu Dh | Water Bath | Model not available | 2000021686 | Functional | Yorco Sales Pvt Ltd
20716 | Parsrampur Chc | Hemoglobin meter | HB 301 | 2000019980 | Functional | Others
20717 | S K Hospital Sikar Dh | SPHYGMOMANOMETER(BP APPRATUS) | MODEL NOT AVAILABLE | 3000204796 | Functional | Others
20718 | Mahila Hospital Jaipur | Ventilator | Model Not Available | 2000003980 | Functional | Others
20719 | Mahila Hospital Jaipur | Ventilator | Model Not Available | 2000003981 | Functional | Others
20720 | Mahila Hospital Jaipur | Ventilator | Model Not Available | 2000003982 | Functional | Others
20721 | Kalwa Phc | Binocular Microscope | PZB 22 | 2000036006 | Functional | Others
20722 | Umaid Hospital Jodhpur Medical College Hospital | Pulse Oxymeter | Model Not Available | 300122987 | Non Functional Repairable | Others
20723 | Umaid Hospital Jodhpur Medical College Hospital | Pulse Oxymeter | Model Not Available | 3000122988 | Non Functional Repairable | Others
20724 | Umaid Hospital Jodhpur Medical College Hospital | Pulse Oxymeter | Model Not Available | 3000122989 | Non Functional Repairable | Others
20725 | Umaid Hospital Jodhpur Medical College Hospital | Pulse Oxymeter | Model Not Available | 3000122990 | Non Functional Repairable | Others
20726 | Kapren Chc | Centrifuge Machine ( 8 Tube) | Model Not Available | 3000046231 | Functional | Others
20727 | Kotkasim Chc | Syringe Needle Destroyer | Microsil - ND350 | 8583 | Functional | Others
20728 | Dei Chc | ECG Machine (Single Channel) | Model Not Available | 3000046373 | Functional | Others
20729 | Kanwas Chc | Baby Weighing Machine | Crown | 3000135622 | Functional | Others
20730 | Dei Chc | 100mA X-Ray Machine | Model not available | 3000046374 | Functional | Others
20731 | Dei Chc | Autoclave | Model not available | 3000047376 | Functional | Others
20732 | Dei Chc | Suction Machine | Model Not Available | 3000046377 | Functional | Others
20733 | Kanwas Chc | Ultra Sonic Piezo type scalar | MODEL NOT AVAILABLE | 3000135626 | Functional | Others
20734 | Dei Chc | Suction Machine | Model Not Available | 3000046378 | Functional | Others
20735 | Rajeev Gandhi Govt General Hospital Alwar Dh | Suction Machine | Model Not Available | 2000021152 | Functional | Others
20736 | B.D.K. Hospital Jhunjhunu Dh | Suction Machine | Model Not Available | 3999 | Functional | Others
20737 | Rajeev Gandhi Govt General Hospital Alwar Dh | Keratometer | Model Not Available | 2000021211 | Functional | Others
20738 | Kotra Deep Singh Phc | Ice lined refrigerator | Model Not Available | 3000135475 | Functional | Others
20739 | Kherarudha Phc | SPHYGMOMANOMETER(BP APPRATUS) | MODEL NOT AVAILABLE | 3000135788 | Functional | Others
20740 | Bassi Chc Jaipur | Syringe Needle Destroyer | Microsil - ND350 | 9016 | Functional | Cmho Supply
20741 | B.D.K. Hospital Jhunjhunu Dh | Autoclave | Model not available | 2000019153 | Functional | Reliance Instruments Corporation
20742 | S K Hospital Sikar Dh | Syringe Needle Destroyer | Model not available | 3000204827 | Functional | Others
20743 | Bassi Chc Jaipur | Ventilator | Schiller - Graphnet Advance | 3000230853 | Functional | Schiller Healthcare India Pvt Ltd
20744 | Didwana Phc | Monocular Microscope | Model not available | 3000081724 | Functional | Cmho Supply
20745 | Tordi Phc | Incubator | MODEL NOT AVAILABLE | 3000080228 | Functional | Others
20746 | Parana Phc | Binocular Microscope | Model Not Available | 3000080209 | Functional | Others
20747 | Khareda Phc | Binocular Microscope | Model Not Available | 3000088524 | Functional | Others
20748 | Pachewar Phc | Spot Light ( Portable ) | Model Not Available | 3000088501 | Functional | Others
20749 | Khareda Phc | Syringe Needle Destroyer | Model not available | 3000088527 | Functional | Others
20750 | Chandsen Phc | FOOT OPERATED SUCTION MACHINE | MODEL NOT AVAILABLE | 3000088478 | Functional | Others
20751 | Bager Chc | Pulse Oxymeter | Model Not Available | C09P0445 | Non Functional Not Repairable | Larsen And Tourbo Ltd
20752 | Sikandara Chc | Hemoglobin meter | Model Not Available | 760/02/2015 | Functional | Others
20753 | Mahila Hospital Jaipur | ECG Machine (Twelve Channel ) | Model Not Available | 2000003952 | Functional | Others
20754 | Mahila Hospital Jaipur | Weighing Machine | MODEL NOT AVAILABLE | 2000003943 | Functional | Others
20755 | Mahila Hospital Jaipur | Syringe Needle Destroyer | Model not available | 3000236100 | Not in use | Others
20756 | Mahila Hospital Jaipur | Pulse Oxymeter | Model Not Available | 3000236170 | Not in use | Others
20757 | Jhel Ka Bada Phc | Syringe Needle Destroyer | Model not available | 3000086086 | Functional | Others
20758 | Mahila Hospital Jaipur | Fetal Monitor | MODEL NOT AVAILABLE | 3000230367 | Functional | Others
20759 | Mahila Hospital Jaipur | Fetal Monitor | HBC-70 | 0 | Functional | Haier Appliances India Pvt
20760 | Mahila Hospital Jaipur | Fetal Monitor | MODEL NOT AVAILABLE | 3000230369 | Functional | Others
20761 | Mahila Hospital Jaipur | Multi-Para Monitor | Model not available | 4F1094 | Not in use | Others
20762 | Kapren Chc | Baby Weighing Machine | MODEL NOT AVAILABLE | I-JAK-440-305 | Functional | Fanem
20763 | Dehra Phc | Autoclave | Model not available | 2000023027 | Functional | Others
20764 | Dehra Phc | Syringe Needle Destroyer | Model not available | 2000023031 | Functional | Others
20765 | Kapren Chc | Incubator | MODEL NOT AVAILABLE | 3000046237 | Functional | Others
20766 | Suhagpura Phc | Binocular Microscope | MLW - Easy View | 2875 | Functional | Others
20767 | Kanwas Chc | Syringe Needle Destroyer | Nulife - Dots | 3000135610 | Functional | Others
20768 | Kapren Chc | ECG Machine (Single Channel) | Medicaid - Cardio Fax | 3000046242 | Functional | Others
20769 | Kotkasim Chc | SPHYGMOMANOMETER(BP APPRATUS) | MODEL NOT AVAILABLE | 2000023171 | Functional | Others
20770 | Khakhadhaki Phc | Hemoglobin meter | Model Not Available | 2000036084 | Functional | Others
20771 | Rajeev Gandhi Govt General Hospital Alwar Dh | Pulse Oxymeter | Model Not Available | 101920200100 | Functional | Others
20772 | Malarna Dungar Chc | Baby Weighing Machine | Model Not Available | 2000020311 | Functional | Cmho Supply
20773 | Malarna Dungar Chc | SPHYGMOMANOMETER(BP APPRATUS) | MODEL NOT AVAILABLE | 2000020317 | Functional | Others
20774 | Mahila Hospital Jaipur | VDRL Rotator (Rotor and Shaker) | Model Not Available | 3000230012 | Functional | Others
20775 | Malarna Dungar Chc | Syringe Needle Destroyer | Model not available | 2000020328 | Functional | Cmho Supply
20776 | Jamdoli Phc | Centrifuge Machine ( 4 Tube ) | Model not available | 300087360 | Functional | Others
20777 | Malarna Dungar Chc | FOOT OPERATED SUCTION MACHINE | SU-101 | 2000020304 | Functional | Cmho Supply
20778 | Malarna Dungar Chc | Ice lined refrigerator | Model Not Available | 2000020309 | Functional | Cmho Supply
20779 | Daulatpura Phc | Suction Machine | Model Not Available | 78 | Functional | Cmho Supply
20780 | Jamdoli Phc | Blood Bank Refrigerator | Model not available | 3000087366 | Functional | Others
20781 | Rajeev Gandhi Govt General Hospital Alwar Dh | STABILIZER | MODEL NOT AVAILABLE | 2000021154 | Functional | Others
20782 | Rajeev Gandhi Govt General Hospital Alwar Dh | Multi-Para Monitor | Model not available | A10SR0610 | Functional | Others
20783 | Salamgarh Phc | SPHYGMOMANOMETER(BP APPRATUS) | MODEL NOT AVAILABLE | 3000130582 | Functional | Others
20784 | Salumber Satellite Hospital | Blood Bank Refrigerator | Model not available | R0903705 | Not in use | Others
20785 | Fatehpur Chc Sikar | Freezes | MODEL NOT AVAILABLE | 2000037350 | Functional | Others
20786 | Salumber Satellite Hospital | Incubator | MODEL NOT AVAILABLE | 3000052894 | Functional | Others
20787 | Rupahelikhurd Phc | Blood Bank Refrigerator | Model not available | 3000209261 | Functional | Others
20788 | Manasgaon Phc | Binocular Microscope | Model Not Available | 3000135310 | Functional | Others
20789 | Parsrampur Chc | Instrument Sterilizer | Model Not Available | 2000019998 | Functional | Others
20790 | Manasgaon Phc | Centrifuge Machine ( 12 Tube ) | Model Not Available | 3000135311 | Functional | Others
20791 | Manasgaon Phc | Baby Weighing Machine | Model Not Available | 3000135317 | Functional | Others
20792 | Manasgaon Phc | Baby Weighing Machine | Model Not Available | 3000135321 | Functional | Others
20793 | Pehal Phc Alwar | SPHYGMOMANOMETER(BP APPRATUS) | MODEL NOT AVAILABLE | 2000023147 | Functional | Others
20794 | B.D.K. Hospital Jhunjhunu Dh | Suction Machine | Surgivac | 2000019148 | Functional | Anand Surgical Industries (India)
20795 | B.D.K. Hospital Jhunjhunu Dh | O.T. Light Double Dome | MODEL NOT AVAILABLE | 2000019149 | Functional | Others
20796 | Mahila Hospital Jaipur | Defibrillator | MODEL NOT AVAILABLE | 3000236122 | Functional | Others
20797 | Mahila Hospital Jaipur | Syringe Infusion Pump | Model not available | 3000230351 | Functional | Others
20798 | Mahila Hospital Jaipur | Syringe Infusion Pump | Model not available | 3000230352 | Functional | Others
20799 | Mahila Hospital Jaipur | SPHYGMOMANOMETER(BP APPRATUS) | MODEL NOT AVAILABLE | 3000236153 | Functional | Others
20800 | Mahila Hospital Jaipur | SPHYGMOMANOMETER(BP APPRATUS) | MODEL NOT AVAILABLE | 3000236152 | Functional | Others
20801 | Mahila Hospital Jaipur | SPHYGMOMANOMETER(BP APPRATUS) | MODEL NOT AVAILABLE | 3000236151 | Functional | Others
20802 | Baler Phc | Weighing Machine | MODEL NOT AVAILABLE | 2000020398 | Functional | Cmho Supply
20803 | Baler Phc | Syringe Needle Destroyer | Microsil - ND350 | 6132 | Functional | Cmho Supply
20804 | Mahila Hospital Jaipur | Pulse Oxymeter | Model Not Available | 3000236159 | Not in use | Others
20805 | Mahila Hospital Jaipur | Bi-pap Machine | MODEL NOT AVAILABLE | 3000230381 | Functional | Others
20806 | Mahila Hospital Jaipur | Bi-pap Machine | MODEL NOT AVAILABLE | 3000230382 | Functional | Others
20807 | Mahila Hospital Jaipur | SPHYGMOMANOMETER(BP APPRATUS) | MODEL NOT AVAILABLE | 3000236107 | Not in use | Others
20808 | Mahila Hospital Jaipur | HUMIDIFIER | ALPHA | 3000230386 | Functional | Others
20809 | Mahila Hospital Jaipur | HUMIDIFIER | ALPHA | 3000230385 | Functional | Others
20810 | Mahila Hospital Jaipur | HUMIDIFIER | ALPHA | 3000230384 | Functional | Others
20811 | Mahila Hospital Jaipur | HUMIDIFIER | ALPHA | 3000230391 | Functional | Others
20812 | Mahila Hospital Jaipur | HUMIDIFIER | ALPHA | 3000230359 | Functional | Others
20813 | Mahila Hospital Jaipur | Defibrillator | MODEL NOT AVAILABLE | 2000003875 | Functional | Others
20814 | Mahila Hospital Jaipur | Bi-pap Machine | MODEL NOT AVAILABLE | 3000230357 | Functional | Others
20815 | Mahila Hospital Jaipur | Defibrillator with Cardiac Monitor | Model Not Available | 3000236123 | Functional | Others
20816 | Mahila Hospital Jaipur | ELECTRIC OT TABLE | MODEL NOT AVAILABLE | 2000003920 | Functional | Others
20817 | Mahila Hospital Jaipur | ELECTRIC OT TABLE | MODEL NOT AVAILABLE | 2000003921 | Functional | Others
20818 | Mahila Hospital Jaipur | Binocular Microscope | Model Not Available | 3000230040 | Functional | Others
20819 | Mahila Hospital Jaipur | Anesthesia Machine | MODEL NOT AVAILABLE | 2000003910 | Functional | Others
20820 | Harsoli Chc | Hemoglobin meter | Model Not Available | 2000023238 | Functional | Others
20821 | Harsoli Chc | Syringe Needle Destroyer | Microsil ND 20 | 2000023239 | Functional | Linco Scientific Instruments And Chemicals (P) Ltd
20822 | Salumber Satellite Hospital | ECG Machine (Twelve Channel ) | Welch Allyn CP-200 | 20022229 | Functional | Others
20823 | Salumber Satellite Hospital | ECG Machine (Single Channel) | RMS - Vista 101 | 3000052935 | Not in use | Others
20824 | Rajeev Gandhi Govt General Hospital Alwar Dh | Suction Machine | Model Not Available | 2000023114 | Functional | Others
20825 | Dhariawad Chc | Freezes | MODEL NOT AVAILABLE | 3000135055 | Functional | Others
20826 | Salumber Satellite Hospital | ECG Machine (Three Channel ) | Medicaid - CardioFax 3R | E10420709 | Not in use | Others
20827 | General Hospital Sawai Madhopur Dh | Blood Bank Refrigerator | REMI - BR 70 | 3000084476 | Functional | Others
20828 | General Hospital Sawai Madhopur Dh | Centrifuge Machine ( 8 Tube) | Model Not Available | 3000084485 | Functional | Remi Electrotechnik Ltd
20829 | Todaraisingh Chc | Binocular Microscope | Labomed - Vision 2000 | 983260 | Functional | Labomed
20830 | General Hospital Sawai Madhopur Dh | Blood Collection Monitor | Model Not Available | 3000084524 | Functional | Others
20831 | Bapawarkalan Phc | Freezes | MODEL NOT AVAILABLE | 3000135683 | Functional | Others
20832 | Bapawarkalan Phc | Freezes | MODEL NOT AVAILABLE | 3000135695 | Functional | Others
20833 | Todaraisingh Chc | Hemoglobin meter | Model Not Available | 3000080272 | Functional | Others
20834 | General Hospital Sawai Madhopur Dh | SPHYGMOMANOMETER(BP APPRATUS) | MODEL NOT AVAILABLE | 2000020549 | Functional | Others
20835 | Todaraisingh Chc | Water Bath | Model not available | 3000080275 | Functional | Others
20836 | General Hospital Sawai Madhopur Dh | SPHYGMOMANOMETER(BP APPRATUS) | MODEL NOT AVAILABLE | 2000020550 | Functional | Others
20837 | Mukundgarh Chc | Hemoglobin meter | HB 301 | 2000019780 | Functional | Others
20838 | Itawa Chc | Pulse Oxymeter | Model Not Available | 3000135659 | Functional | Others
20839 | Itawa Chc | Pulse Oxymeter | Model Not Available | 3000135664 | Functional | Others
20840 | General Hospital Sawai Madhopur Dh | Baby Weighing Machine | Model Not Available | 2000020553 | Functional | Others
20841 | General Hospital Sawai Madhopur Dh | Syringe Infusion Pump | Model not available | 2000020559 | Functional | Others
20842 | Awan Phc | Baby Weighing Machine | Model Not Available | 3000135631 | Functional | Others
20843 | Digod Phc | Binocular Microscope | Model Not Available | 3000135281 | Functional | Others
20844 | Digod Phc | Binocular Microscope | Model Not Available | 3000135282 | Functional | Others
20845 | B.D.K. Hospital Jhunjhunu Dh | SPHYGMOMANOMETER(BP APPRATUS) | MODEL NOT AVAILABLE | 2000019203 | Functional | Others
20846 | B.D.K. Hospital Jhunjhunu Dh | SPHYGMOMANOMETER(BP APPRATUS) | MODEL NOT AVAILABLE | 2000019206 | Functional | Others
20847 | Itawa Chc | ECG Machine (Single Channel) | Model Not Available | 3000135545 | Functional | Others
20848 | Kanwas Chc | 100mA X-Ray Machine | Allengers - MARS-6R | 3000135615 | Functional | Others
20849 | Kotkasim Chc | Syringe Needle Destroyer | Model not available | 6193 | Functional | Others
20850 | Suhagpura Phc | Freezes | MODEL NOT AVAILABLE | 3000130680 | Functional | Others
20851 | Suhagpura Phc | Baby Weighing Machine | Model Not Available | 3000130681 | Functional | Others
20852 | Kanwas Chc | Freezes | MODEL NOT AVAILABLE | 3000135620 | Functional | Others
20853 | Kanwas Chc | Radiant Heat Warmer | Zeal - RHW 2101A | 3000135621 | Functional | Others
20854 | Kotkasim Chc | SPHYGMOMANOMETER(BP APPRATUS) | MODEL NOT AVAILABLE | 2000023172 | Functional | Others
20855 | Kotkasim Chc | SPHYGMOMANOMETER(BP APPRATUS) | MODEL NOT AVAILABLE | 2000023173 | Functional | Others
20856 | Kotkasim Chc | Binocular Microscope | PZB 22 | 3888 | Functional | Others
20857 | Kanwas Chc | FOOT OPERATED SUCTION MACHINE | MODEL NOT AVAILABLE | 3000135625 | Functional | Others
20858 | Dardaturki Phc | Binocular Microscope | RSL - 4B | 27192 | Functional | Others
20859 | Dheebri Chambal Phc | Radiant Heat Warmer | Model Not Available | 3000135422 | Functional | Others
20860 | Rajeev Gandhi Govt General Hospital Alwar Dh | Binocular Microscope | Model Not Available | 2000021208 | Functional | Others
20861 | Bhandaheda Phc | FOOT OPERATED SUCTION MACHINE | MODEL NOT AVAILABLE | 3000130992 | Functional | Others
20862 | Bhandaheda Phc | Ice lined refrigerator | Model Not Available | 3000130997 | Functional | Others
20863 | Bhandaheda Phc | Centrifuge Machine ( 4 Tube ) | Model not available | 3000135238 | Functional | Others
20864 | Kotra Deep Singh Phc | Weighing Machine | Crown | 3000135477 | Functional | Others
20865 | Kotra Deep Singh Phc | Syringe Needle Destroyer | Model not available | 3000135478 | Functional | Others
20866 | Rajeev Gandhi Govt General Hospital Alwar Dh | Syringe Needle Destroyer | Microsil - ND350 | 5892 | Functional | Others
20867 | Gyaspur Phc Pratapgarh | Radiant Heat Warmer | Zeal - RHW 2101A | 3000130689 | Functional | Cmho Supply
20868 | Rajeev Gandhi Govt General Hospital Alwar Dh | Monocular Microscope | Model not available | 6635321956 | Functional | Others
20869 | Ramgarh Pachwara Chc | SPHYGMOMANOMETER(BP APPRATUS) | MODEL NOT AVAILABLE | 3000081750 | Functional | Others
20870 | Kotra Deep Singh Phc | Syringe Needle Destroyer | Model not available | 3000135489 | Functional | Others
20871 | Modak Chc | Instrument Sterilizer | Model Not Available | 3000261104 | Functional | Others
20872 | Modak Chc | Labour Table | Model Not Available | 3000261106 | Functional | Others
20873 | Bassi Chc Jaipur | SPHYGMOMANOMETER(BP APPRATUS) | Pagoda | 3000087198 | Functional | Cmho Supply
20874 | Manasgaon Phc | Ice lined refrigerator | Model Not Available | 3000135306 | Functional | Others
20875 | Jatuwas Phc Alwar | SPHYGMOMANOMETER(BP APPRATUS) | MODEL NOT AVAILABLE | 2000023183 | Functional | Others
20876 | Pipalda Phc | FOOT OPERATED SUCTION MACHINE | MODEL NOT AVAILABLE | 3000135531 | Functional | Others
20877 | B.D.K. Hospital Jhunjhunu Dh | Freezes | MODEL NOT AVAILABLE | 2000021688 | Non Functional Repairable | Others
20878 | B.D.K. Hospital Jhunjhunu Dh | 100mA X-Ray Machine | Allengers - MARS 3.5 | 2000021732 | Functional | Allengers Medical Systems Ltd
20879 | Shri Hari Dev Joshi Genaral Hospital Dungarpur Dh | Ventilator | Philips - Ventilator | 3000052756 | Functional | Others
20880 | Shri Hari Dev Joshi Genaral Hospital Dungarpur Dh | Ventilator | Philips - Ventilator | 3000052757 | Functional | Others
20881 | Shri Hari Dev Joshi Genaral Hospital Dungarpur Dh | Syringe Needle Destroyer | Model not available | 3000052579 | Functional | Others
20882 | Shri Hari Dev Joshi Genaral Hospital Dungarpur Dh | SPHYGMOMANOMETER(BP APPRATUS) | MODEL NOT AVAILABLE | 3000052766 | Functional | Others
20883 | Shri Hari Dev Joshi Genaral Hospital Dungarpur Dh | SPHYGMOMANOMETER(BP APPRATUS) | MODEL NOT AVAILABLE | 3000052783 | Functional | Others
20884 | Shri Hari Dev Joshi Genaral Hospital Dungarpur Dh | Phototherepy Unit | MODEL NOT AVAILABLE | 3000052552 | Functional | Others
20885 | S K Hospital Sikar Dh | Freezes | MODEL NOT AVAILABLE | 3000204641 | Functional | Others
20886 | S K Hospital Sikar Dh | Freezes | MODEL NOT AVAILABLE | 3000204642 | Functional | Others
20887 | S K Hospital Sikar Dh | Freezes | MODEL NOT AVAILABLE | 3000204644 | Functional | Others
20888 | S K Hospital Sikar Dh | C. T. Scanner | TSX-021B | 3000204624 | Functional | Others
20889 | B.D.K. Hospital Jhunjhunu Dh | Nebulizer | MODEL NOT AVAILABLE | 2000019019 | Functional | Others
20890 | B.D.K. Hospital Jhunjhunu Dh | Syringe Infusion Pump | Model not available | 21270245 | Functional | Fresenius Kabi India Pvt Limited
20891 | B.D.K. Hospital Jhunjhunu Dh | Syringe Infusion Pump | Model not available | 21270632 | Functional | Fresenius Kabi India Pvt Limited
20892 | S K Hospital Sikar Dh | Glucometer | Model not available | 3000204710 | Functional | Others
20893 | B.D.K. Hospital Jhunjhunu Dh | Autoclave | Model not available | 287 | Non Functional Repairable | Others
20894 | S K Hospital Sikar Dh | CPM-Continuous Passive Motion | Model Not Available | n1326660 | Functional | Others
20895 | S K Hospital Sikar Dh | Phototherepy Unit | MODEL NOT AVAILABLE | 3000204734 | Not in use | Others
20896 | S K Hospital Sikar Dh | Phototherepy Unit | MODEL NOT AVAILABLE | 3000204735 | Not in use | Others
20897 | General Hospital Sawai Madhopur Dh | Radiant Heat Warmer | Model Not Available | 2000020796 | Functional | Others
20898 | S K Hospital Sikar Dh | 100mA X-Ray Machine | Model not available | 3000204616 | Functional | Others
20899 | S K Hospital Sikar Dh | Shortwave Diathermy | MODEL NOT AVAILABLE | 870806 | Functional | Others
20900 | Rajgarh Chc Alwar | Blood Cell Counter - 3 part | Horiba - ABX Micros ES 60 | 304Es0405465 | Functional | Others
20901 | Mahila Hospital Jaipur | Multi-Para Monitor | Model not available | 2000003901 | Functional | Others
20902 | Mahila Hospital Jaipur | Defibrillator | MODEL NOT AVAILABLE | T13B131314 | Functional | Others
20903 | Mahila Hospital Jaipur | Pulse Oxymeter | Model Not Available | 2000003934 | Functional | Others
20904 | Mahila Hospital Jaipur | Pulse Oxymeter | Model Not Available | 2000003935 | Functional | Others
20905 | Mahila Hospital Jaipur | Pulse Oxymeter | Model Not Available | 2000003936 | Functional | Others
20906 | Harsoli Chc | Radiant Heat Warmer | Zeal - RHW 2101A | RHW-2101A/0913/1808 | Functional | Zeal Medical Pvt Ltd
20907 | Mahila Hospital Jaipur | SPHYGMOMANOMETER(BP APPRATUS) | MODEL NOT AVAILABLE | 3000230006 | Functional | Others
20908 | Mahila Hospital Jaipur | SPHYGMOMANOMETER(BP APPRATUS) | Model Not Available | 3000280139 | Functional | Others
20909 | Mahila Hospital Jaipur | SPHYGMOMANOMETER(BP APPRATUS) | MODEL NOT AVAILABLE | 3000230007 | Functional | Others
20910 | Nua Chc | Suction Machine | Model Not Available | 2000019746 | Functional | Others
20911 | B.D.K. Hospital Jhunjhunu Dh | SPHYGMOMANOMETER(BP APPRATUS) | MODEL NOT AVAILABLE | 1223802 | Functional | Others
20912 | Pipalkhoont Chc | SPHYGMOMANOMETER(BP APPRATUS) | MODEL NOT AVAILABLE | 3000130721 | Functional | Others
20913 | Khakhadhaki Phc | Baby Weighing Machine | Model Not Available | 2000036087 | Functional | Others
20914 | Mahila Hospital Jaipur | Multi-Para Monitor | Model not available | 253 | Not in use | Others
20915 | Mahila Hospital Jaipur | Phototherepy Unit | MODEL NOT AVAILABLE | 2000003983 | Not in use | Others
20916 | Pipalkhoont Chc | Weighing Machine | MODEL NOT AVAILABLE | 3000130726 | Functional | Others
20917 | Jaijusar Phc | Syringe Needle Destroyer | BS-949 | 2000019882 | Functional | Others
20918 | Jaijusar Phc | Autoclave | Model not available | 2000019885 | Functional | Others
20919 | Jaijusar Phc | Syringe Needle Destroyer | BS-949 | 2000019887 | Functional | Others
20920 | Mahila Hospital Jaipur | Radiant Heat Warmer | Model Not Available | 2000003840 | Functional | Others
20921 | Mahila Hospital Jaipur | Radiant Heat Warmer | Model Not Available | 2000003841 | Functional | Others
20922 | Jaijusar Phc | Syringe Needle Destroyer | Nulife - Dots | 2000019889 | Functional | Others
20923 | B.D.K. Hospital Jhunjhunu Dh | Weighing Machine | MODEL NOT AVAILABLE | 2000019733 | Functional | Crown Digital Scales Inc
20924 | B.D.K. Hospital Jhunjhunu Dh | VDRL Rotator (Rotor and Shaker) | Model Not Available | 2000019736 | Functional | Unique Power Technologies
20925 | Mandashi Phc | Hemoglobin meter | Model Not Available | 2000019912 | Functional | Others
20926 | Awan Phc | Syringe Needle Destroyer | Model not available | 3000135729 | Functional | Others
20927 | B.D.K. Hospital Jhunjhunu Dh | Syringe Infusion Pump | SIMTEK - Infutek 405 | 2000019055 | Functional | Simtek Medico Systems Pvt Ltd
20928 | B.D.K. Hospital Jhunjhunu Dh | Syringe Infusion Pump | SIMTEK - Infutek 405 | 2000019057 | Functional | Simtek Medico Systems Pvt Ltd
20929 | B.D.K. Hospital Jhunjhunu Dh | Instrument Sterilizer | Model Not Available | 2000019229 | Functional | Others
20930 | Kundanpura Phc | Baby Weighing Machine | Crown | 3000135590 | Functional | Others
20931 | Kundanpura Phc | SPHYGMOMANOMETER(BP APPRATUS) | Pagoda | 3000135595 | Functional | Others
20932 | Rajeev Gandhi Govt General Hospital Alwar Dh | Binocular Microscope | Labomed - Vision 2000 | 3717 | Functional | Others
20933 | Kotra Deep Singh Phc | Glucometer | SD Check Gold | 3000135485 | Functional | Others
20934 | B.D.K. Hospital Jhunjhunu Dh | VDRL Rotator (Rotor and Shaker) | Model Not Available | 20000216858 | Functional | Others
20935 | Shri Hari Dev Joshi Genaral Hospital Dungarpur Dh | Fetal Monitor | MODEL NOT AVAILABLE | 3000052568 | Functional | Others
20936 | B.D.K. Hospital Jhunjhunu Dh | Spot Light ( Portable ) | Model Not Available | 2000021731 | Functional | Cognate India
20937 | S K Hospital Sikar Dh | Centrifuge Machine ( 4 Tube ) | Model not available | KFLC-5501 | Functional | Others
20938 | S K Hospital Sikar Dh | Centrifuge Machine ( 4 Tube ) | Model not available | KFLC-5502 | Functional | Others
20939 | S K Hospital Sikar Dh | Centrifuge Machine ( 4 Tube ) | Model not available | KFLC-5503 | Functional | Others
20940 | B.D.K. Hospital Jhunjhunu Dh | Radiant Heat Warmer | Model Not Available | 2000012184 | Non Functional Repairable | Zeal Medical Pvt Ltd
20941 | Shri Hari Dev Joshi Genaral Hospital Dungarpur Dh | ECG Machine (Single Channel) | Model Not Available | 3000052760 | Functional | Others
20942 | Shri Hari Dev Joshi Genaral Hospital Dungarpur Dh | Nebulizer | MODEL NOT AVAILABLE | 3000052763 | Functional | Others
20943 | Shri Hari Dev Joshi Genaral Hospital Dungarpur Dh | Nebulizer | MODEL NOT AVAILABLE | 3000202480 | Functional | Others
20944 | B.D.K. Hospital Jhunjhunu Dh | Radiant Heat Warmer | Model Not Available | 2000019185 | Functional | Meditrin Instruments
20945 | S K Hospital Sikar Dh | Defibrillator | MODEL NOT AVAILABLE | 3000204807 | Functional | Others
20946 | S K Hospital Sikar Dh | Suction Machine | Model Not Available | 3000204827 | Functional | Others
20947 | S K Hospital Sikar Dh | Phototherepy Unit | MODEL NOT AVAILABLE | 3000204733 | Functional | Others
20948 | S K Hospital Sikar Dh | Phototherepy Unit | MODEL NOT AVAILABLE | 3000204698 | Functional | Others
20949 | S K Hospital Sikar Dh | Phototherepy Unit | MODEL NOT AVAILABLE | 3000204699 | Functional | Others
20950 | S K Hospital Sikar Dh | Defibrillator | MODEL NOT AVAILABLE | 3000204723 | Functional | Others
20951 | Karansar Phc | Freezes | HRD-2055CMDGCC | 20046 | Functional | Haier Appliances India Pvt
20952 | Hathi Deh Phc | SPHYGMOMANOMETER(BP APPRATUS) | MODEL NOT AVAILABLE | 2000037618 | Functional | Others
20953 | Anthala Phc | Hemoglobin meter | Model Not Available | 2000022376 | Functional | Marienfeld
20954 | General Hospital Ladnun | Urine Test Strip Analyzer | Model Not Available | 2000030391 | Functional | Others
20955 | Pragpura Phc | Binocular Microscope | RSL - 4B | 28907 | Functional | Cmho Supply
20956 | Pragpura Phc | Hemoglobin meter | Model Not Available | 2000022207 | Functional | Marienfeld
20957 | M G Hospital Banswara Dh | Suction Machine | Model Not Available | 3000207160 | Functional | Others
20958 | M G Hospital Banswara Dh | Suction Machine | Model Not Available | 3000207170 | Functional | Others
20959 | M G Hospital Banswara Dh | Suction Machine | Model Not Available | 3000207172 | Functional | Others
20960 | Shuklawas Phc | Centrifuge Machine ( 8 Tube) | Model Not Available | DPLC3225 | Functional | Others
20961 | M G Hospital Banswara Dh | 300mA X-Ray Machine | Maiddford - MXD 3000 | 3000207088 | Functional | Others
20962 | Jawahar Hospital Jaisalmer Dh | ELISA Reader | Model not available | 451507020E | Functional | Others
20963 | General Hospital Ladnun | Semi Automated Chemistry Analyzer | CHEM 5 PLUS | 2000030398 | Functional | Others
20964 | Goverdhan Govt Hospital Nathdwara Sdh | O.T. Light Single Dome | MODEL NOT AVAILABLE | 3000204061 | Functional | Others
20965 | Goverdhan Govt Hospital Nathdwara Sdh | O.T. Light Single Dome | MODEL NOT AVAILABLE | 58002 | Functional | Others
20966 | M G Hospital Banswara Dh | 100mA X-Ray Machine | Model not available | 3000207090 | Functional | Others
20967 | M G Hospital Banswara Dh | Semi Automated Chemistry Analyzer | Model not Available | 3000207023 | Functional | Others
20968 | M G Hospital Banswara Dh | Centrifuge Machine ( 4 Tube ) | Model not available | 3000207029 | Functional | Others
20969 | Pragpura Phc | Syringe Needle Destroyer | MODEL NOT AVAILABLE | 3000086790 | Functional | Others
20970 | Goverdhan Govt Hospital Nathdwara Sdh | C-Arm Machine | Model Not Available | 3000204069 | Functional | Others
20971 | Goverdhan Govt Hospital Nathdwara Sdh | C-Arm Machine | Model Not Available | 3000204070 | Functional | Others
20972 | M G Hospital Banswara Dh | Nebulizer | MODEL NOT AVAILABLE | 3000207142 | Functional | Others
20973 | Pragpura Phc | Fetal Doppler | ND - 102 | 2000022277 | Functional | Cmho Supply
20974 | General Hospital Ladnun | O.T. Light Double Dome | MODEL NOT AVAILABLE | 2000028938 | Functional | Others
20975 | General Hospital Ladnun | Anesthesia Machine | MODEL NOT AVAILABLE | 200028393 | Functional | Others
20976 | Jawahar Hospital Jaisalmer Dh | VDRL Rotator (Rotor and Shaker) | Model Not Available | 3000056404 | Functional | Others
20977 | Sewa Phc Sawaimadhopur | Weighing Machine | MODEL NOT AVAILABLE | 3000086694 | Functional | Others
20978 | S K Hospital Sikar Dh | Hot Air Oven | Model not available | 3000204697 | Functional | Others
20979 | S K Hospital Sikar Dh | Automatic Film Processor | Model not available | 3000204617 | Functional | Others
20980 | Sadar Hospital Dholpur Dh | Syringe Infusion Pump | Injectomat Agilia | 21249862 | Functional | Fresenius Kabi India Pvt Limited
20981 | S K Hospital Sikar Dh | Shortwave Diathermy | MODEL NOT AVAILABLE | 3000204562 | Functional | Others
20982 | General Hospital Sawai Madhopur Dh | Radiant Heat Warmer | Model Not Available | 2000020797 | Functional | Others
20983 | S K Hospital Sikar Dh | SPHYGMOMANOMETER(BP APPRATUS) | MODEL NOT AVAILABLE | 3000204780 | Functional | Others
20984 | S K Hospital Sikar Dh | SPHYGMOMANOMETER(BP APPRATUS) | MODEL NOT AVAILABLE | 3000204781 | Functional | Others
20985 | S K Hospital Sikar Dh | SPHYGMOMANOMETER(BP APPRATUS) | MODEL NOT AVAILABLE | 3000204782 | Functional | Others
20986 | S K Hospital Sikar Dh | SPHYGMOMANOMETER(BP APPRATUS) | MODEL NOT AVAILABLE | 3000204783 | Functional | Others
20987 | S K Hospital Sikar Dh | SPHYGMOMANOMETER(BP APPRATUS) | MODEL NOT AVAILABLE | 3000204784 | Functional | Others
20988 | S K Hospital Sikar Dh | Shortwave Diathermy | MODEL NOT AVAILABLE | 3000204563 | Functional | Others
20989 | Jhilay Phc | Syringe Needle Destroyer | Model not available | 3000080370 | Functional | Others
20990 | District Hospital Dausa Dh | Weighing Machine | MODEL NOT AVAILABLE | 3000081440 | Functional | Others
20991 | Baler Phc | Stethoscope | Model Not Available | 2000020380 | Functional | Cmho Supply
20992 | B.D.K. Hospital Jhunjhunu Dh | Spot Light ( Portable ) | Model Not Available | 2000019213 | Functional | Others
20993 | S K Hospital Sikar Dh | Shortwave Diathermy | MODEL NOT AVAILABLE | 3000204564 | Functional | Others
20994 | General Hospital Sawai Madhopur Dh | Radiant Heat Warmer | Model Not Available | 2000020798 | Functional | Others
20995 | General Hospital Sawai Madhopur Dh | Radiant Heat Warmer | Model Not Available | 2000020799 | Functional | Others
20996 | Jhilay Phc | Radiant Heat Warmer | Zeal - RHW 2101A | RHW-2101A1113/2464 | Functional | Others
20997 | S K Hospital Sikar Dh | Infra Red Lamp | Model Not Available | 3000204566 | Functional | Others
20998 | Parsola Phc | Monocular Microscope | Model not available | 320008980715 | Functional | Others
20999 | B.D.K. Hospital Jhunjhunu Dh | SPHYGMOMANOMETER(BP APPRATUS-Digital) | Model Not Available | 2000021703 | Functional | Omron Health Care
21000 | Jhilay Phc | Suction Machine | Model Not Available | 4107 | Functional | Others
21001 | S K Hospital Sikar Dh | Infra Red Lamp | Model Not Available | 3000204567 | Functional | Others
21002 | General Hospital Sawai Madhopur Dh | Phototherepy Unit | Delta Medical | 2000020800 | Functional | Others
21003 | Jhilay Phc | FOOT OPERATED SUCTION MACHINE | SU-101 | 10494 | Functional | Others
21004 | Sms Hospital | Intensive Care Bed | Janak | 3000087387 | Functional | Others
21005 | Jawahar Hospital Jaisalmer Dh | Binocular Microscope | Labomed - Vision 2000 | 3804 | Functional | Labomed
21006 | Goverdhan Govt Hospital Nathdwara Sdh | Ventilator | Model Not Available | 3000204044 | Functional | Others
21007 | Jawahar Hospital Jaisalmer Dh | Blood Bank Refrigerator | REMI - BR 70 | BRI81 | Non Functional Not Repairable | Remi Electrotechnik Ltd
21008 | General Hospital Ladnun | Freezes | MODEL NOT AVAILABLE | 2000030393 | Functional | Others
21009 | M G Hospital Banswara Dh | O.T. Light Single Dome | MODEL NOT AVAILABLE | 3000207169 | Functional | Others
21010 | M G Hospital Banswara Dh | Cautry Machine | Model Not Available | 3000207158 | Functional | Others
21011 | M G Hospital Banswara Dh | Cautry Machine | Model Not Available | 3000207171 | Functional | Others
21012 | Shuklawas Phc | Glucometer | Model not available | 422621147000944E | Functional | Others
21013 | M G Hospital Banswara Dh | Spot Light ( Portable ) | Model Not Available | 3000207161 | Functional | Others
21014 | M G Hospital Banswara Dh | Spot Light ( Portable ) | Model Not Available | 3000207162 | Functional | Others
21015 | M G Hospital Banswara Dh | Spot Light ( Portable ) | Model Not Available | 3000207163 | Functional | Others
21016 | General Hospital Ladnun | Hemoglobin meter | HB 301 | 2000030401 | Functional | Others
21017 | Jawahar Hospital Jaisalmer Dh | VDRL Rotator (Rotor and Shaker) | Model Not Available | 3000056415 | Functional | Others
21018 | M G Hospital Banswara Dh | Pulse Oxymeter | Model Not Available | 3000207141 | Functional | Others
21019 | General Hospital Ladnun | Ice lined refrigerator | Model Not Available | 2000030413 | Functional | Others
21020 | Pragpura Phc | SPHYGMOMANOMETER(BP APPRATUS-Digital) | Model Not Available | 2000022218 | Functional | Others
21021 | M G Hospital Banswara Dh | Blood Cell Counter - 5 part | Model not available | 3000207017 | Functional | Others
21022 | M G Hospital Banswara Dh | Syringe Needle Destroyer | Model not available | 3000207145 | Functional | Others
21023 | M G Hospital Banswara Dh | Defibrillator | MODEL NOT AVAILABLE | 3000207001 | Functional | Others
21024 | M G Hospital Banswara Dh | Blood Bank Refrigerator | Model not available | 3000207002 | Functional | Others
21025 | M G Hospital Banswara Dh | Ventilator | Model Not Available | 3000207003 | Functional | Others
21026 | M G Hospital Banswara Dh | Ventilator | Model Not Available | 3000207004 | Functional | Others
21027 | M G Hospital Banswara Dh | Ventilator | Model Not Available | 3000207005 | Functional | Others
21028 | M G Hospital Banswara Dh | Ultra Sonography (USG) & Colour Dopler Machine | Model not available | 3000124379 | Functional | Others
21029 | Sewa Phc Sawaimadhopur | SPHYGMOMANOMETER(BP APPRATUS) | MODEL NOT AVAILABLE | 3000086698 | Functional | Others
21030 | S K Hospital Sikar Dh | SPHYGMOMANOMETER(BP APPRATUS) | MODEL NOT AVAILABLE | 3000204595 | Functional | Others
21031 | B.D.K. Hospital Jhunjhunu Dh | Syringe Infusion Pump | Model not available | 21249852 | Functional | Fresenius Kabi India Pvt Limited
21032 | Dholapani Phc Pratapgarh | Weighing Machine | Crown | 3000135147 | Functional | Others
21033 | S K Hospital Sikar Dh | Suction Machine | Model Not Available | 3000204846 | Functional | Others
21034 | S K Hospital Sikar Dh | 100mA X-Ray Machine | Model not available | 3000204741 | Functional | Others
21035 | S K Hospital Sikar Dh | Ventilator | Model Not Available | 3000204835 | Functional | Others
21036 | S K Hospital Sikar Dh | Suction Machine | Model Not Available | 3000204597 | Functional | Others
21037 | Sadar Hospital Dholpur Dh | Syringe Infusion Pump | Injectomat Agilia | 21270628 | Functional | Fresenius Kabi India Pvt Limited
21038 | General Hospital Sawai Madhopur Dh | Ventilator | Model Not Available | 2000020929 | Functional | Others
21039 | S K Hospital Sikar Dh | Syringe Needle Destroyer | Model not available | 3000204610 | Functional | Others
21040 | S K Hospital Sikar Dh | Syringe Needle Destroyer | Model not available | 3000204612 | Functional | Others
21041 | General Hospital Sawai Madhopur Dh | SPHYGMOMANOMETER(BP APPRATUS) | MODEL NOT AVAILABLE | 2000020939 | Functional | Others
21042 | Dholapani Phc Pratapgarh | SPHYGMOMANOMETER(BP APPRATUS-Digital) | Model Not Available | 3000135149 | Functional | Others
21043 | S K Hospital Sikar Dh | Glucometer | Model not available | 3000204611 | Functional | Others
21044 | Sadar Hospital Dholpur Dh | Syringe Infusion Pump | Injectomat Agilia | 21249685 | Functional | Fresenius Kabi India Pvt Limited
21045 | B.D.K. Hospital Jhunjhunu Dh | Suction Machine | Model Not Available | 2000019216 | Functional | Others
21046 | Dholapani Phc Pratapgarh | Syringe Needle Destroyer | Model not available | 14c484 | Functional | Others
21047 | Dholapani Phc Pratapgarh | STABILIZER | MODEL NOT AVAILABLE | 3000130808 | Functional | Others
21048 | Sadar Hospital Dholpur Dh | Syringe Infusion Pump | Injectomat Agilia | 21249855 | Functional | Fresenius Kabi India Pvt Limited
21049 | Sadar Hospital Dholpur Dh | Syringe Infusion Pump | Injectomat Agilia | 21270346 | Functional | Fresenius Kabi India Pvt Limited
21050 | S K Hospital Sikar Dh | STABILIZER | MODEL NOT AVAILABLE | 3000204841 | Functional | Others
21051 | Baler Phc | Stethoscope | Model Not Available | 2000020400 | Functional | Cmho Supply
21052 | S K Hospital Sikar Dh | 300mA X-Ray Machine | Model not available | 3000204615 | Not in use | Others
21053 | Sadar Hospital Dholpur Dh | Syringe Infusion Pump | Injectomat Agilia | 21270294 | Functional | Fresenius Kabi India Pvt Limited
21054 | S K Hospital Sikar Dh | STABILIZER | MODEL NOT AVAILABLE | 3000204843 | Functional | Others
21055 | Sadar Hospital Dholpur Dh | Syringe Infusion Pump | Injectomat Agilia | 21270635 | Functional | Fresenius Kabi India Pvt Limited
21056 | Sms Hospital | Intensive Care Bed | Janak | 3000087388 | Functional | Others
21057 | Anthala Phc | Centrifuge Machine ( 8 Tube) | Model Not Available | 2000022375 | Functional | Others
21058 | Anthala Phc | Glucometer | Model not available | 17237 | Functional | Others
21059 | Jawahar Hospital Jaisalmer Dh | Cautry Machine | Model Not Available | 3000056395 | Functional | Others
21060 | Bager Chc | VDRL Rotator (Rotor and Shaker) | Model Not Available | 2000019237 | Functional | Others
21061 | Goverdhan Govt Hospital Nathdwara Sdh | ECG Machine (Single Channel) | Model Not Available | 3000204045 | Functional | Others
21062 | Goverdhan Govt Hospital Nathdwara Sdh | ECG Machine (Single Channel) | Model Not Available | 3000204052 | Functional | Others
21063 | Shuklawas Phc | Binocular Microscope | Model Not Available | 28905 | Functional | Others
21064 | General Hospital Ladnun | Centrifuge Machine ( 8 Tube) | REMI - R4C | 2000030394 | Functional | Others
21065 | Goverdhan Govt Hospital Nathdwara Sdh | Freezes | MODEL NOT AVAILABLE | 3000204048 | Functional | Others
21066 | M G Hospital Banswara Dh | Anesthesia Machine | MODEL NOT AVAILABLE | 3000207168 | Functional | Others
21067 | M G Hospital Banswara Dh | Anesthesia Machine | MODEL NOT AVAILABLE | 3000207157 | Functional | Others
21068 | M G Hospital Banswara Dh | Centrifuge Machine ( 8 Tube) | REMI - R 8C DX | 3000207015 | Functional | Others
21069 | M G Hospital Banswara Dh | Centrifuge Machine ( 8 Tube) | Model Not Available | 3000207018 | Functional | Others
21070 | M G Hospital Banswara Dh | Freezes | MODEL NOT AVAILABLE | 3000207027 | Functional | Others
21071 | M G Hospital Banswara Dh | Freezes | MODEL NOT AVAILABLE | 3000207144 | Functional | Others
21072 | M G Hospital Banswara Dh | Centrifuge Machine ( 8 Tube) | Model Not Available | 3000207028 | Functional | Others
21073 | M G Hospital Banswara Dh | Binocular Microscope | Opti-CX, Labomed | 3000207019 | Functional | Others
21074 | M G Hospital Banswara Dh | Freezes | MODEL NOT AVAILABLE | 3000214187 | Functional | Others
21075 | M G Hospital Banswara Dh | Fully Automated Clinical Chemistry Analyzer | Randox - RX IMOLA | 3000207021 | Functional | Others
21076 | Didwana Phc | Freezes | MODEL NOT AVAILABLE | 3000081712 | Functional | Others
21077 | Sewa Phc Sawaimadhopur | SPHYGMOMANOMETER(BP APPRATUS) | MODEL NOT AVAILABLE | 3000086697 | Functional | Others
21078 | Sewa Phc Sawaimadhopur | SPHYGMOMANOMETER(BP APPRATUS) | MODEL NOT AVAILABLE | 3000086699 | Functional | Others
21079 | Didwana Phc | SPHYGMOMANOMETER(BP APPRATUS-Digital) | Model Not Available | 3000081749 | Functional | Balaji Enterprises
21080 | M G Hospital Banswara Dh | Baby Weighing Machine | Model Not Available | 3000207242 | Functional | Others
21081 | M G Hospital Banswara Dh | Baby Weighing Machine | Model Not Available | 3000207245 | Functional | Others
21082 | Mahila Hospital Jaipur | ECG Machine (Three Channel ) | Model Not Available | 3000230044 | Functional | Others
21083 | Mahila Hospital Jaipur | Blood Mixer ( Roller Mixer ) | Model not available | 3000230008 | Functional | Others
21084 | Mahila Hospital Jaipur | Weighing Machine | MODEL NOT AVAILABLE | 3000230100 | Functional | Others
21085 | Mahila Hospital Jaipur | Sahlis HB Meter | Model not available | 2000004000 | Functional | Others
21086 | Mahila Hospital Jaipur | Sahlis HB Meter | Model not available | 2000003999 | Functional | Others
21087 | Mahila Hospital Jaipur | Sahlis HB Meter | Model not available | 2000003998 | Functional | Others
21088 | Mahila Hospital Jaipur | Centrifuge Machine ( 12 Tube ) | Model Not Available | 3000230002 | Functional | Others
21089 | B.D.K. Hospital Jhunjhunu Dh | Suction Machine | HI VAC | 2000019049 | Functional | Others
21090 | Jaijusar Phc | SPHYGMOMANOMETER(BP APPRATUS) | MODEL NOT AVAILABLE | 2000019883 | Functional | Others
21091 | B.D.K. Hospital Jhunjhunu Dh | SPHYGMOMANOMETER(BP APPRATUS) | MODEL NOT AVAILABLE | 2000019077 | Functional | Others
21092 | Jaijusar Phc | Syringe Needle Destroyer | Nulife - Dots | 2000019888 | Functional | Others
21093 | Bariberi Phc | Glucometer | Model not available | 1013E001933 | Functional | Others
21094 | B.D.K. Hospital Jhunjhunu Dh | Centrifuge Machine ( 4 Tube ) | REMI - C852 | 2000019734 | Functional | Remi Electrotechnik Ltd
21095 | Mandashi Phc | Syringe Needle Destroyer | MODEL NOT AVAILABLE | 3000259271 | Functional | Others
21096 | B.D.K. Hospital Jhunjhunu Dh | SPHYGMOMANOMETER(BP APPRATUS) | MODEL NOT AVAILABLE | 2000019714 | Functional | Others
21097 | B.D.K. Hospital Jhunjhunu Dh | Anesthesia Machine | MODEL NOT AVAILABLE | 2000019722 | Functional | Alleid Medical Limited
21098 | B.D.K. Hospital Jhunjhunu Dh | Defibrillator with Cardiac Monitor | Schiller - Defigard 400 | 2000021741 | Functional | Schiller Healthcare India Pvt Ltd
21099 | Arnod Chc | Radiant Heat Warmer | Model Not Available | 3000130501 | Functional | Others
21100 | B.D.K. Hospital Jhunjhunu Dh | Autoclave | Model not available | 2000021736 | Functional | Yorco Sales Pvt Ltd
21101 | B.D.K. Hospital Jhunjhunu Dh | O.T. Light Single Dome | MODEL NOT AVAILABLE | 2000021738 | Functional | Cognate India
21102 | Mandashi Phc | Spot Light ( Portable ) | Model Not Available | 2000019920 | Functional | Others
21103 | B.D.K. Hospital Jhunjhunu Dh | Autoclave | Model not available | 2000021682 | Non Functional Repairable | Others
21104 | Parsrampur Chc | Autoclave | Model Not Available | 151 | Functional | Others
21105 | Parsrampur Chc | SPHYGMOMANOMETER(BP APPRATUS) | MODEL NOT AVAILABLE | 2000019989 | Functional | Others
21106 | Charchoma Phc | STABILIZER | MODEL NOT AVAILABLE | 3000135250 | Functional | Others
21107 | Parsrampur Chc | Weighing Machine | MODEL NOT AVAILABLE | 2000029497 | Non Functional Not Repairable | Others
21108 | Bariberi Phc | Binocular Microscope | L1-BM-523 | 28151 | Functional | Others
21109 | Mandashi Phc | Monocular Microscope | Model not available | 2000019911 | Functional | Others
21110 | B.D.K. Hospital Jhunjhunu Dh | Syringe Needle Destroyer | Model not available | 2000019737 | Functional | Others
21111 | B.D.K. Hospital Jhunjhunu Dh | Syringe Needle Destroyer | Model not available | 3000259270 | Functional | Others
21112 | Mandashi Phc | Glucometer | Model not available | 2000019914 | Functional | Others
21113 | B.D.K. Hospital Jhunjhunu Dh | FOOT OPERATED SUCTION MACHINE | SU-101 | 10211 | Functional | Niscomed Electro Medical Devices
21114 | B.D.K. Hospital Jhunjhunu Dh | Anesthesia Machine | MODEL NOT AVAILABLE | 11378 | Functional | Life Medical Equipment
21115 | B.D.K. Hospital Jhunjhunu Dh | Anesthesia Machine | MODEL NOT AVAILABLE | 2000019723 | Functional | Life Medical Equipment
21116 | B.D.K. Hospital Jhunjhunu Dh | Anesthesia Machine | MODEL NOT AVAILABLE | 2000019724 | Functional | Others
21117 | Pipalkhoont Chc | Nebulizer | MODEL NOT AVAILABLE | 3000130743 | Functional | Others
21118 | B.D.K. Hospital Jhunjhunu Dh | Defibrillator with Cardiac Monitor | Schiller - Defigard 400 | 2000021743 | Functional | Schiller Healthcare India Pvt Ltd
21119 | B.D.K. Hospital Jhunjhunu Dh | Autoclave | Model not available | 2000021735 | Functional | Others
21120 | Daulatpura Phc | Blood Bank Refrigerator | Model not available | 3000081794 | Functional | Cmho Supply
21121 | Arnod Chc | Fetal Doppler | MODEL NOT AVAILABLE | 3000130506 | Functional | Others
21122 | Daulatpura Phc | Ice lined refrigerator | Model Not Available | 3000081795 | Functional | Cmho Supply
21123 | Arnod Chc | Instrument Sterilizer | Model Not Available | 3000130507 | Functional | Others
21124 | Bhadunda Kalan Phc | Syringe Needle Destroyer | BS-949 | 2000021821 | Functional | Others
21125 | Arnod Chc | SPHYGMOMANOMETER(BP APPRATUS) | MODEL NOT AVAILABLE | 3000130508 | Functional | Others
21126 | Sms Hospital | Weighing Machine | MODEL NOT AVAILABLE | 3000087715 | Functional | Others
21127 | Daulatpura Phc | Centrifuge Machine ( 8 Tube) | Model Not Available | 3000081790 | Functional | Metro Traiding Corporation
21128 | Arnod Chc | Labour Table | Model Not Available | 3000130509 | Functional | Others
21129 | Rajeev Gandhi Govt General Hospital Alwar Dh | Suction Machine | Model Not Available | 2000021213 | Functional | Others
21130 | Daulatpura Phc | Incubator | MODEL NOT AVAILABLE | 3000081792 | Functional | Others
21131 | B.D.K. Hospital Jhunjhunu Dh | Autoclave | Model not available | 2000021737 | Functional | Yorco Sales Pvt Ltd
21132 | Daulatpura Phc | SPHYGMOMANOMETER(BP APPRATUS) | MODEL NOT AVAILABLE | 76811-05 | Non Functional Repairable | Others
21133 | Mandashi Phc | SPHYGMOMANOMETER(BP APPRATUS) | Pagoda | 2000019905 | Functional | Others
21134 | Mahila Hospital Jaipur | Sahlis HB Meter | Model not available | 3000230076 | Functional | Others
21135 | Mahila Hospital Jaipur | Urine Test Strip Analyzer | URODIPCheck - 300 | 3000230091 | Functional | Others
21136 | Mahila Hospital Jaipur | SPHYGMOMANOMETER(BP APPRATUS) | Model not available | 3000281083 | Functional | Others
21137 | Mahila Hospital Jaipur | Multi-Para Monitor | Model not available | 2636 | Not in use | Others
21138 | Mahila Hospital Jaipur | Centrifuge Machine ( 8 Tube) | REMI - R 8C | 3000230064 | Not in use | Others
21139 | Kalwa Phc | SPHYGMOMANOMETER(BP APPRATUS) | MODEL NOT AVAILABLE | 2000036001 | Functional | Others
21140 | Rajeev Gandhi Govt General Hospital Alwar Dh | Ventilator | Model Not Available | vs3015056 | Functional | Others
21141 | Mahila Hospital Jaipur | ELISA Reader | Model not available | 3000230013 | Functional | Others
21142 | Lamia Phc Sikar | SPHYGMOMANOMETER(BP APPRATUS) | MODEL NOT AVAILABLE | 2000029124 | Functional | Others
21143 | Malarna Dungar Chc | Syringe Needle Destroyer | Microsil - ND350 | 432 | Functional | Others
21144 | Lamia Phc Sikar | Weighing Machine | MODEL NOT AVAILABLE | 2000029126 | Functional | Others
21145 | Malarna Dungar Chc | Syringe Needle Destroyer | Model not available | 2000020305 | Functional | Cmho Supply
21146 | Jamdoli Phc | Glucometer | Model not available | 3000087363 | Functional | Others
21147 | Rajeev Gandhi Govt General Hospital Alwar Dh | Shortwave Diathermy | MODEL NOT AVAILABLE | SWDD0103 | Functional | Others
21148 | Daulatpura Phc | SPHYGMOMANOMETER(BP APPRATUS) | MODEL NOT AVAILABLE | 3000081793 | Functional | Others
21149 | Rajeev Gandhi Govt General Hospital Alwar Dh | Pulse Oxymeter | Comet - P (L and T) | C101829 | Functional | Others
21150 | Rajeev Gandhi Govt General Hospital Alwar Dh | Pulse Oxymeter | Comet - P (L and T) | C10P1830 | Functional | Others
21151 | Daulatpura Phc | Monocular Microscope | Model not available | 3000081791 | Non Functional Repairable | Cmho Supply
21152 | Rajeev Gandhi Govt General Hospital Alwar Dh | Ventilator | Model Not Available | VM1172/12-09 | Functional | Others
21153 | Rajeev Gandhi Govt General Hospital Alwar Dh | Multi-Para Monitor | INNOAVA | C10608R54 | Functional | Others
21154 | Salamgarh Phc | Syringe Needle Destroyer | Model not available | 3000130593 | Functional | Cmho Supply
21155 | Fatehpur Chc Sikar | Radiant Heat Warmer | Meditrin - Heat Warmer | 2000037290 | Functional | Others
21156 | Fatehpur Chc Sikar | O.T. Light Double Dome | MODEL NOT AVAILABLE | 2000037301 | Functional | Others
21157 | Fatehpur Chc Sikar | Radiant Heat Warmer | Meditrin - Heat Warmer | 2000037305 | Functional | Others
21158 | Fatehpur Chc Sikar | Defibrillator | MODEL NOT AVAILABLE | 2000037308 | Functional | Others
21159 | Brahmno Ki Saredi Phc | Binocular Microscope | Microlux - 16 | 3000209232 | Functional | Others
21160 | Mahila Hospital Jaipur | Phototherepy Unit | MODEL NOT AVAILABLE | 2000003860 | Functional | Others
21161 | Mahila Hospital Jaipur | Phototherepy Unit | MODEL NOT AVAILABLE | 2000003859 | Functional | Others
21162 | Pipalkhoont Chc | Baby Weighing Machine | Model Not Available | 3000130730 | Functional | Others
21163 | Rajeev Gandhi Govt General Hospital Alwar Dh | Nebulizer | MODEL NOT AVAILABLE | AMTA6A3557 | Functional | Others
21164 | Mahila Hospital Jaipur | Monocular Microscope | Model not available | 3000230011 | Functional | Others
21165 | Bariberi Phc | Ice lined refrigerator | MK - 142 | 25112237 | Functional | Others
21166 | Malarna Dungar Chc | Baby Weighing Machine | Model Not Available | 2000020307 | Functional | Crown Digital Scales Inc
21167 | Rajeev Gandhi Govt General Hospital Alwar Dh | Defibrillator | MODEL NOT AVAILABLE | 69039 | Functional | Others
21168 | Bariberi Phc | Radiant Heat Warmer | Model Not Available | NRHM/97 | Functional | Others
21169 | B.D.K. Hospital Jhunjhunu Dh | FOOT OPERATED SUCTION MACHINE | SU-101 | 10200 | Functional | Niscomed Electro Medical Devices
21170 | Pipalkhoont Chc | Blood Bank Refrigerator | Model not available | 3000130739 | Functional | Haier Appliances India Pvt
21171 | Jamdoli Phc | Binocular Microscope | Model Not Available | 3000087361 | Functional | Metro Traiding Corporation
21172 | Malarna Dungar Chc | Instrument Sterilizer | Model Not Available | 2000020301 | Functional | Cmho Supply
21173 | B.D.K. Hospital Jhunjhunu Dh | ECG Machine (Single Channel) | Model Not Available | 2000021746 | Functional | Bpl Medical Technologies
21174 | Jamdoli Phc | Hemoglobin meter | Model Not Available | 3000087364 | Functional | Others
21175 | Arnod Chc | Radiant Heat Warmer | Model Not Available | 3000130502 | Functional | Others
21176 | Daulatpura Phc | Freezes | MODEL NOT AVAILABLE | 3000081788 | Functional | Others
21177 | Rajgarh Chc Alwar | Centrifuge Machine ( 6 Tube ) | ECON EC-2100 | 2000021446 | Functional | Hettich Lab Technology
21178 | Daulatpura Phc | SPHYGMOMANOMETER(BP APPRATUS) | MODEL NOT AVAILABLE | 3000081796 | Functional | Ajay Optical India
21179 | Rajeev Gandhi Govt General Hospital Alwar Dh | C-Arm Image Intensifier | Model Not Available | DNSO810082 | Functional | Others
21180 | B.D.K. Hospital Jhunjhunu Dh | Syringe Infusion Pump | Model not available | 21270322 | Functional | Fresenius Kabi India Pvt Limited
21181 | B.D.K. Hospital Jhunjhunu Dh | Syringe Infusion Pump | Model not available | 21270224 | Functional | Fresenius Kabi India Pvt Limited
21182 | Jamdoli Phc | Baby Weighing Machine | Model Not Available | 3000087370 | Functional | Others
21183 | Mahila Hospital Jaipur | Suction Machine | Model Not Available | 2000003886 | Functional | Others
21184 | Rajeev Gandhi Govt General Hospital Alwar Dh | Multi-Para Monitor | Model not available | A10SR0607 | Functional | Others
21185 | Mandashi Phc | Spot Light ( Portable ) | Model Not Available | 2000019919 | Functional | Others
21186 | Mahila Hospital Jaipur | Defibrillator with Cardiac Monitor | Model Not Available | 3000236273 | Functional | Others
21187 | Mahila Hospital Jaipur | Binocular Microscope | Model Not Available | 3000230349 | Functional | Others
21188 | Khandeep Chc | Freezes | MODEL NOT AVAILABLE | BE0440E0/00B28840217 | Functional | Others
21189 | Khandeep Chc | Ice lined refrigerator | Model Not Available | 3000084165 | Functional | Others
21190 | Khandeep Chc | Glucometer | Model not available | M0985EAC3681 | Functional | Others
21191 | Mahila Hospital Jaipur | Syringe Infusion Pump | SIMTEK - Infutek 405 | 2000003836 | Functional | Others
21192 | Mahila Hospital Jaipur | Syringe Infusion Pump | SIMTEK - Infutek 405 | 2000003837 | Functional | Others
21193 | Mahila Hospital Jaipur | Syringe Infusion Pump | SIMTEK - Infutek 405 | 2000003838 | Functional | Others
21194 | Mahila Hospital Jaipur | Syringe Infusion Pump | SIMTEK - Infutek 405 | 2000003839 | Functional | Others
21195 | Mahila Hospital Jaipur | Syringe Needle Destroyer | Model not available | 15C394 | Functional | Others
21196 | Mahila Hospital Jaipur | SPHYGMOMANOMETER(BP APPRATUS) | MODEL NOT AVAILABLE | 3000236289 | Functional | Others
21197 | Manoharpura Chc | Nebulizer | MODEL NOT AVAILABLE | 1275 | Non Functional Not Repairable | Others
21198 | Karunda Phc | Binocular Microscope | Model Not Available | 30000135175 | Functional | Others
21199 | Thada Chc | Freezes | MODEL NOT AVAILABLE | 111030543 | Functional | Others
21200 | Thada Chc | Freezes | MODEL NOT AVAILABLE | R6654PAD505174Z | Functional | Others
21201 | Ramgarh Chc Alwar | O.T. Light Single Dome | MODEL NOT AVAILABLE | 2000021328 | Functional | Others
21202 | Ramgarh Chc Alwar | O.T. Light Single Dome | MODEL NOT AVAILABLE | 2000021329 | Functional | Others
21203 | Mahila Hospital Jaipur | Semi Automated Chemistry Analyzer | Model not Available | 3000230075 | Functional | Others
21204 | Mahila Hospital Jaipur | Multi-Para Monitor | Schiller - Truscope Classic | 4216 | Functional | Others
21205 | Lamia Phc Sikar | Syringe Needle Destroyer | Model not available | 2000029118 | Functional | Others
21206 | Mahila Hospital Jaipur | Micropipettes | MODEL NOT AVAILABLE | 3000230014 | Functional | Others
21207 | Malarna Dungar Chc | Syringe Needle Destroyer | Model not available | 2000020306 | Functional | Meditrin Instruments
21208 | Jamdoli Phc | Freezes | MODEL NOT AVAILABLE | 3000259272 | Functional | Others
21209 | Mahila Hospital Jaipur | Syringe Needle Destroyer | Model not available | 3000236290 | Functional | Others
21210 | Lokhala Phc | Centrifuge Machine ( 4 Tube ) | Model not available | 3000262203 | Functional | Others
21211 | Rashidpur Phc | SPHYGMOMANOMETER(BP APPRATUS) | MODEL NOT AVAILABLE | 98133325 | Functional | Ajay Optical India
21212 | Rajeev Gandhi Govt General Hospital Alwar Dh | Suction Machine | Model Not Available | 2000021155 | Functional | Others
21213 | Mandashi Phc | Centrifuge Machine ( 4 Tube ) | Model not available | 2000019908 | Functional | Others
21214 | Mandashi Phc | Syringe Needle Destroyer | Nulife - Dots | 2000019909 | Functional | Others
21215 | B.D.K. Hospital Jhunjhunu Dh | Syringe Infusion Pump | Model not available | 21270467 | Functional | Fresenius Kabi India Pvt Limited
21216 | Arnod Chc | Suction Machine | Model Not Available | 3000130523 | Functional | Others
21217 | Jamdoli Phc | Syringe Needle Destroyer | Model not available | 3000087369 | Functional | Others
21218 | Siddhpura Phc | SPHYGMOMANOMETER(BP APPRATUS) | MODEL NOT AVAILABLE | 29356 | Functional | Others
21219 | Mandashi Phc | SPHYGMOMANOMETER(BP APPRATUS) | Pagoda | 266029 | Functional | Others
21220 | Rajeev Gandhi Govt General Hospital Alwar Dh | Multi-Para Monitor | Model not available | A10SR0609 | Functional | Others
21221 | Mandashi Phc | SPHYGMOMANOMETER(BP APPRATUS) | MODEL NOT AVAILABLE | 62478 | Functional | Others
21222 | Gijgarh Chc | Hot Air Oven | Model not available | 3000081698 | Functional | Others
21223 | Salamgarh Phc | Syringe Needle Destroyer | MODEL NOT AVAILABLE | 3000138476 | Functional | Elite Scientific Corporation
21224 | Salamgarh Phc | Radiant Heat Warmer | Zeal - RHW 2101A | RHW2101A/0713/636 | Functional | Zeal Medical Pvt Ltd
21225 | Fatehpur Chc Sikar | SPHYGMOMANOMETER(BP APPRATUS-Digital) | Model Not Available | 2000037300 | Functional | Others
21226 | Salumber Satellite Hospital | Binocular Microscope | Microlux - 16 | 12M12245 | Functional | Others
21227 | Fatehpur Chc Sikar | Ice lined refrigerator | Model Not Available | 2000037310 | Functional | Others
21228 | Salumber Satellite Hospital | Blood Bank Refrigerator | Model not available | 3000052891 | Functional | Others
21229 | Salumber Satellite Hospital | Freezes | MODEL NOT AVAILABLE | 3000052895 | Functional | Others
21230 | Umaid Hospital Jodhpur Medical College Hospital | Blood Bank Refrigerator | Model not available | 3000122631 | Functional | Others
21231 | Rajeev Gandhi Govt General Hospital Alwar Dh | Intensive Care Bed | Janak | 2000023288 | Functional | Others
21232 | Rupahelikhurd Phc | Baby Weighing Machine | Model Not Available | 3000209249 | Functional | Others
21233 | Rupahelikhurd Phc | Labour Table | Model Not Available | 3000209252 | Functional | Others
21234 | Bhabru Phc | Syringe Infusion Pump | Model not available | 2000022418 | Functional | Others
21235 | Salumber Satellite Hospital | Binocular Microscope | Model Not Available | 980716 | Not in use | Others
21236 | Lokhala Phc | Labour Table | Model Not Available | 3000262208 | Functional | Others
21237 | Rashidpur Phc | Glucometer | Model not available | 3000081647 | Non Functional Repairable | Others
21238 | M G Hospital Banswara Dh | Incubator | MODEL NOT AVAILABLE | 3000124365 | Functional | Others
21239 | M G Hospital Banswara Dh | Binocular Microscope | Model Not Available | 3000124374 | Functional | Others
21240 | Mahila Hospital Jaipur | SPHYGMOMANOMETER(BP APPRATUS) | Pagoda | 3000236184 | Not in use | Others
21241 | Mahila Hospital Jaipur | Incubator | Yorco - YSI - 438D | 3000230093 | Functional | Others
21242 | Kalwa Phc | SPHYGMOMANOMETER(BP APPRATUS) | MODEL NOT AVAILABLE | 2000036008 | Functional | Others
21243 | Mahila Hospital Jaipur | Syringe Infusion Pump | SIMTEK - Infutek 405 | 3000236028 | Functional | Others
21244 | Mahila Hospital Jaipur | Syringe Infusion Pump | SIMTEK - Infutek 405 | 3000236029 | Functional | Others
21245 | Mahila Hospital Jaipur | Syringe Infusion Pump | SIMTEK - Infutek 405 | 3000236030 | Functional | Others
21246 | Mahila Hospital Jaipur | Syringe Infusion Pump | SIMTEK - Infutek 405 | 3000236020 | Functional | Others
21247 | Mahila Hospital Jaipur | Syringe Infusion Pump | SIMTEK - Infutek 405 | 3000236019 | Functional | Others
21248 | Khakhadhaki Phc | SPHYGMOMANOMETER(BP APPRATUS) | MODEL NOT AVAILABLE | 2000036082 | Functional | Others
21249 | Lamia Phc Sikar | SPHYGMOMANOMETER(BP APPRATUS) | MODEL NOT AVAILABLE | 2000029125 | Functional | Others
21250 | Rajeev Gandhi Govt General Hospital Alwar Dh | Syringe Infusion Pump | Injectomat Agilia | 018090/21249702 | Functional | Others
21251 | Rajeev Gandhi Govt General Hospital Alwar Dh | Ventilator | Model Not Available | THC12832 | Functional | Others
21252 | Palasra Chc Sikar | SPHYGMOMANOMETER(BP APPRATUS) | MODEL NOT AVAILABLE | 2000037084 | Functional | Others
21253 | Rajeev Gandhi Govt General Hospital Alwar Dh | Nebulizer | MODEL NOT AVAILABLE | PCB10Z051 | Functional | Others
21254 | Malarna Dungar Chc | ECG Machine (Single Channel) | Medicaid - Cardio Fax | 1213018 | Non Functional Repairable | Medicaid Systems
21255 | Rajeev Gandhi Govt General Hospital Alwar Dh | Defibrillator | MODEL NOT AVAILABLE | j14d324 | Functional | Others
21256 | Jamdoli Phc | Blood Bank Refrigerator | Model not available | 91005128 | Functional | Others
21257 | Rajeev Gandhi Govt General Hospital Alwar Dh | Pulse Oxymeter | Comet - P (L and T) | C10P1826 | Functional | Others
21258 | Daulatpura Phc | Hot Air Oven | Model not available | 3000081789 | Functional | Others
21259 | B.D.K. Hospital Jhunjhunu Dh | Pulse Oxymeter | Model Not Available | 2000021740 | Functional | Others
21260 | Arnod Chc | Freezes | MODEL NOT AVAILABLE | 3000130525 | Functional | Others
21261 | Mandashi Phc | Centrifuge Machine ( 8 Tube) | Model Not Available | 2000019907 | Functional | Others
21262 | Rajeev Gandhi Govt General Hospital Alwar Dh | Suction Machine | Model Not Available | 2000021156 | Functional | Others
21263 | Rajeev Gandhi Govt General Hospital Alwar Dh | Glucometer | Model not available | M02091389 | Functional | Others
21264 | Mahila Hospital Jaipur | Pulse Oxymeter | Model Not Available | 6D3295 | Not in use | Others
21265 | Arnod Chc | Incubator | MODEL NOT AVAILABLE | 3000130519 | Functional | Bio Laboratories Pvt Ltd
21266 | Arnod Chc | Freezes | MODEL NOT AVAILABLE | 3000130520 | Functional | Others
21267 | Rajeev Gandhi Govt General Hospital Alwar Dh | Defibrillator | MODEL NOT AVAILABLE | J09D121 | Functional | Others
21268 | Mahila Hospital Jaipur | Pulse Oxymeter | Model Not Available | C0930892 | Not in use | Others
21269 | Rajeev Gandhi Govt General Hospital Alwar Dh | Suction Machine | Model Not Available | A548257KS | Functional | Others
21270 | Rajeev Gandhi Govt General Hospital Alwar Dh | Ventilator | Model Not Available | IV31729 | Functional | Others
21271 | Kurchhi Phc Nagaur | Instrument Sterilizer | Model Not Available | 2000036999 | Functional | Others
21272 | Fatehpur Chc Sikar | Baby Weighing Machine | Model Not Available | 2000037291 | Functional | Others
21273 | Gijgarh Chc | Blood Cell Counter - 3 part | Horiba - ABX Micros ES 60 | 3000081702 | Functional | Others
21274 | Fatehpur Chc Sikar | Fetal Doppler | MODEL NOT AVAILABLE | 2000037292 | Functional | Others
21275 | Salamgarh Phc | Ice lined refrigerator | Model Not Available | 25116395 | Non Functional Repairable | Vestfrost Solutions
21276 | Fatehpur Chc Sikar | Syringe Needle Destroyer | Model not available | 2000037293 | Functional | Others
21277 | Salamgarh Phc | Blood Bank Refrigerator | Model not available | 3000130591 | Functional | Haier Appliances India Pvt
21278 | Salamgarh Phc | SPHYGMOMANOMETER(BP APPRATUS) | MODEL NOT AVAILABLE | 3000130597 | Functional | Others
21279 | Salamgarh Phc | Baby Weighing Machine | Crown | 3000130599 | Functional | Cmho Supply
21280 | Nimeda Phc Sikar | Binocular Microscope | Model Not Available | 2000031807 | Functional | Others
21281 | Salamgarh Phc | Syringe Needle Destroyer | Model not available | 3000130585 | Functional | Others
21282 | Salamgarh Phc | Weighing Machine | Crown | 3000130586 | Functional | Ramon Surgical Company
21283 | Salamgarh Phc | Glucometer | Model not available | 4207113250016070 | Functional | Others
21284 | Fatehpur Chc Sikar | Defibrillator | MODEL NOT AVAILABLE | 2000037302 | Functional | Others
21285 | Salumber Satellite Hospital | Centrifuge Machine ( 4 Tube ) | Remi 4C | COLG-1815 | Functional | Others
21286 | Salumber Satellite Hospital | Semi Automated Chemistry Analyzer | Model not Available | 3300-6882 | Functional | Others
21287 | Fatehpur Chc Sikar | STABILIZER | MODEL NOT AVAILABLE | 2000037306 | Functional | Others
21288 | Salumber Satellite Hospital | Freezes | MODEL NOT AVAILABLE | 3000052887 | Functional | Others
21289 | Fatehpur Chc Sikar | Defibrillator | MODEL NOT AVAILABLE | 2000037310 | Functional | Others
21290 | Mahila Hospital Jaipur | SPHYGMOMANOMETER(BP APPRATUS) | Pagoda | 3000236185 | Not in use | Others
21291 | Inana Phc | Weighing Machine | Crown | 2000030433 | Functional | Others
21292 | Mahila Hospital Jaipur | SPHYGMOMANOMETER(BP APPRATUS) | MODEL NOT AVAILABLE | 98125595 | Functional | Others
21293 | Rajeev Gandhi Govt General Hospital Alwar Dh | Defibrillator | MODEL NOT AVAILABLE | ABMD4M1865 | Functional | Others
21294 | Fatehpur Chc Sikar | Radiant Heat Warmer | Meditrin - Heat Warmer | 59 | Functional | Others
21295 | Salamgarh Phc | Ice lined refrigerator | Model Not Available | 3000130592 | Functional | Haier Appliances India Pvt
21296 | Salamgarh Phc | Binocular Microscope | AMT 5A | 3000130583 | Functional | Rohilla Industries Jaipur
21297 | Fatehpur Chc Sikar | SPHYGMOMANOMETER(BP APPRATUS) | MODEL NOT AVAILABLE | 2000037303 | Functional | Others
21298 | Fatehpur Chc Sikar | Suction Machine | Model Not Available | 2000037304 | Functional | Others
21299 | Salumber Satellite Hospital | Centrifuge Machine ( 12 Tube ) | Model Not Available | 3000052884 | Functional | Others
21300 | Rajeev Gandhi Govt General Hospital Alwar Dh | Ventilator | Model Not Available | 141240201081A1V | Functional | Others
21301 | Lokhala Phc | Baby Weighing Machine | Docbel Braun | 3000262209 | Functional | Others
21302 | Brahmno Ki Saredi Phc | Ice lined refrigerator | Model Not Available | 3000209239 | Functional | Others
21303 | Brahmno Ki Saredi Phc | FOOT OPERATED SUCTION MACHINE | MODEL NOT AVAILABLE | 3000209244 | Functional | Others
21304 | Dhariawad Chc | Ice lined refrigerator | HBD-116 | 3000135051 | Functional | Others
21305 | Dhariawad Chc | Syringe Needle Destroyer | Model not available | 3000135053 | Functional | Others
21306 | B.D.K. Hospital Jhunjhunu Dh | Ventilator | Model Not Available | VS3015108 | Functional | Others
21307 | General Hospital Sawai Madhopur Dh | Syringe Needle Destroyer | Model Not Available | 3000088337 | Functional | Others
21308 | Nainwa Chc | Incubator | MODEL NOT AVAILABLE | 3000046311 | Functional | Others
21309 | Nainwa Chc | Incubator | MODEL NOT AVAILABLE | 3000046349 | Functional | Others
21310 | General Hospital Sawai Madhopur Dh | Blood Bank Refrigerator | JAR -31 | 3000084484 | Functional | Others
21311 | B.D.K. Hospital Jhunjhunu Dh | Syringe Infusion Pump | Model not available | 21249904 | Functional | Fresenius Kabi India Pvt Limited
21312 | Todaraisingh Chc | Hydraulic Operation Table | MODEL NOT AVAILABLE | 1544 | Functional | Deepak Enterprises
21313 | Lambakhoh Phc | Weighing Machine | MODEL NOT AVAILABLE | J14D278 | Functional | Schiller Healthcare India Pvt Ltd
21314 | Itawa Chc | Radiant Heat Warmer | Model Not Available | NRHM/WM09/54 | Functional | Others
21315 | Itawa Chc | Radiant Heat Warmer | Model Not Available | RHW210/A/0913/1691 | Functional | Others
21316 | Brahmno Ki Saredi Phc | Syringe Needle Destroyer | Nulife - Dots | 3000209246 | Functional | Others
21317 | Dhariawad Chc | Blood Bank Refrigerator | Model not available | 20031502129 | Functional | Others
21318 | Dhariawad Chc | Blood Bank Refrigerator | Model not available | 20031502145 | Functional | Others
21319 | Dantaramgarh Phc Sikar | Syringe Needle Destroyer | Model not available | 20000031215 | Functional | Others
21320 | Rajeev Gandhi Govt General Hospital Alwar Dh | Syringe Needle Destroyer | Model not available | 1106260 | Functional | Others
21321 | Dantaramgarh Phc Sikar | Glucometer | Model not available | 20000031216 | Functional | Others
21322 | Jamdoli Phc | SPHYGMOMANOMETER(BP APPRATUS) | MODEL NOT AVAILABLE | 3000087374 | Functional | Top Syringe Mfg Co Pvt Ltd
21323 | General Hospital Sawai Madhopur Dh | Blood Bank Refrigerator | REMI - BR 70 | 3000084474 | Functional | Others
21324 | K Patan Chc | Automated Urine Analyzer | Model not available | 3000046438 | Functional | Others
21325 | Kadera Phc Jaipur | SPHYGMOMANOMETER(BP APPRATUS) | MODEL NOT AVAILABLE | 33918 | Functional | Others
21326 | Palasra Chc Sikar | Weighing Machine | MODEL NOT AVAILABLE | 2000037081 | Functional | Others
21327 | Dhariawad Chc | Glucometer | Model not available | 3000135063 | Functional | Others
21328 | K Patan Chc | Hot Air Oven | Model not available | 3000046431 | Functional | Others
21329 | K Patan Chc | Freezes | MODEL NOT AVAILABLE | 3000046430 | Functional | Others
21330 | B.D.K. Hospital Jhunjhunu Dh | Syringe Infusion Pump | Model not available | 21270536 | Functional | Fresenius Kabi India Pvt Limited
21331 | B.D.K. Hospital Jhunjhunu Dh | Syringe Infusion Pump | Model not available | 21270454 | Functional | Fresenius Kabi India Pvt Limited
21332 | Dhariawad Chc | Ultra Sonography (USG) & Colour Dopler Machine | Model not available | 3000135065 | Functional | Others
21333 | K Patan Chc | Ice lined refrigerator | Model Not Available | 3000046427 | Functional | Others
21334 | K Patan Chc | Anesthesia Machine | MODEL NOT AVAILABLE | 3000046423 | Functional | Others
21335 | Dighal Phc | Monocular Microscope | Model not available | 2000019865 | Functional | Cmho Supply
21336 | K Patan Chc | Nebulizer | MODEL NOT AVAILABLE | 3000046422 | Functional | Others
21337 | Nainwa Chc | Radiant Heat Warmer | Model Not Available | 3000046324 | Functional | Others
21338 | Nainwa Chc | Radiant Heat Warmer | Model Not Available | 3000046332 | Functional | Others
21339 | Nainwa Chc | Radiant Heat Warmer | Model Not Available | 3000046333 | Functional | Others
21340 | Nainwa Chc | Radiant Heat Warmer | Model Not Available | 3000046334 | Functional | Others
21341 | Mandawari Chc | Hemoglobin meter | HB 301 | 3000081754 | Functional | Hemocue India
21342 | Shivdaspura Phc Jaipur-2 | SPHYGMOMANOMETER(BP APPRATUS) | MODEL NOT AVAILABLE | 3000230576 | Functional | Crown Digital Scales Inc
21343 | Shivdaspura Phc Jaipur-2 | FOOT OPERATED SUCTION MACHINE | MODEL NOT AVAILABLE | 3000230578 | Functional | Others
21344 | M G Hospital Banswara Dh | Radiant Heat Warmer | Model Not Available | 30001207806 | Functional | Others
21345 | M G Hospital Banswara Dh | Radiant Heat Warmer | Model Not Available | 30001207817 | Functional | Others
21346 | M G Hospital Banswara Dh | Radiant Heat Warmer | Model Not Available | 30001207818 | Functional | Others
21347 | M G Hospital Banswara Dh | Radiant Heat Warmer | Model Not Available | 30001207821 | Functional | Others
21348 | M G Hospital Banswara Dh | Radiant Heat Warmer | Model Not Available | 30001207823 | Functional | Others
21349 | M G Hospital Banswara Dh | Radiant Heat Warmer | Model Not Available | 30001207824 | Functional | Others
21350 | M G Hospital Banswara Dh | Radiant Heat Warmer | Model Not Available | 30001207826 | Functional | Others
21351 | M G Hospital Banswara Dh | Pulse Oxymeter | ELITE | 300723 | Functional | Others
21352 | M G Hospital Banswara Dh | Pulse Oxymeter | Model Not Available | 3000120804 | Functional | Others
21353 | M G Hospital Banswara Dh | Pulse Oxymeter | Model Not Available | 3000120807 | Functional | Others
21354 | M G Hospital Banswara Dh | Pulse Oxymeter | Model Not Available | 3000120813 | Functional | Others
21355 | M G Hospital Banswara Dh | Pulse Oxymeter | Model Not Available | 3000120819 | Functional | Others
21356 | M G Hospital Banswara Dh | Ventilator | Model Not Available | 30000207037 | Functional | Others
21357 | M G Hospital Banswara Dh | Ventilator | Model Not Available | 30000207038 | Functional | Others
21358 | M G Hospital Banswara Dh | Ventilator | Model Not Available | 30000207039 | Functional | Others
21359 | Goverdhan Govt Hospital Nathdwara Sdh | Radiant Heat Warmer | Model Not Available | 3000204110 | Functional | Others
21360 | Goverdhan Govt Hospital Nathdwara Sdh | Radiant Heat Warmer | Model Not Available | 3000204111 | Functional | Others
21361 | Goverdhan Govt Hospital Nathdwara Sdh | Radiant Heat Warmer | Model Not Available | 3000204112 | Functional | Others
21362 | Goverdhan Govt Hospital Nathdwara Sdh | Radiant Heat Warmer | Model not available | 3000125793 | Functional | Others
21363 | Goverdhan Govt Hospital Nathdwara Sdh | Radiant Heat Warmer | Model Not Available | 3000204114 | Functional | Others
21364 | Goverdhan Govt Hospital Nathdwara Sdh | Radiant Heat Warmer | Model Not Available | 3000204115 | Functional | Others
21365 | Goverdhan Govt Hospital Nathdwara Sdh | Radiant Heat Warmer | Model Not Available | 300020416 | Functional | Others
21366 | Goverdhan Govt Hospital Nathdwara Sdh | Radiant Heat Warmer | Model Not Available | 3000204117 | Functional | Others
21367 | M G Hospital Banswara Dh | Syringe Infusion Pump | Model not available | 3000120796 | Functional | Others
21368 | Fatehpur Chc Sikar | Blood Bank Refrigerator | Model not available | 2000037311 | Functional | Others
21369 | Rahuwas Phc | Suction Machine | Model Not Available | 637 | Functional | Cmho Supply
21370 | Rahuwas Phc | Baby Weighing Machine | Model Not Available | 3000081800 | Non Functional Repairable | Cmho Supply
21371 | Salumber Satellite Hospital | Centrifuge Machine ( 12 Tube ) | Model Not Available | 3000052898 | Functional | Others
21372 | Umaid Hospital Jodhpur Medical College Hospital | Multi-Para Monitor | Model not available | 3000122991 | Functional | Others
21373 | Brahmno Ki Saredi Phc | Baby Weighing Machine | Docbel Braun | 3000209241 | Functional | Others
21374 | Umaid Hospital Jodhpur Medical College Hospital | Defibrillator | MODEL NOT AVAILABLE | 3000124892 | Functional | Others
21375 | Umaid Hospital Jodhpur Medical College Hospital | Pulse Oxymeter | Comet - P (L and T) | 3000124893 | Functional | Others
21376 | Rajeev Gandhi Govt General Hospital Alwar Dh | Dental Chair Unit | Model Not Available | 2000023135 | Functional | Others
21377 | Dabla Phc | Ice lined refrigerator | Model Not Available | 3000125663 | Functional | Others
21378 | Rashidpur Phc | SPHYGMOMANOMETER(BP APPRATUS) | MODEL NOT AVAILABLE | 3000081642 | Non Functional Repairable | Others
21379 | Dhariawad Chc | Freezes | MODEL NOT AVAILABLE | 110931486 | Functional | Others
21380 | General Hospital Sawai Madhopur Dh | Blood Bank Refrigerator | REMI - BR 70 | 3000084473 | Functional | Others
21381 | Rajeev Gandhi Govt General Hospital Alwar Dh | Syringe Needle Destroyer | Microsil - ND350 | 10207 | Functional | Others
21382 | B.D.K. Hospital Jhunjhunu Dh | Pulse Oxymeter | Model Not Available | 2000019140 | Functional | Others
21383 | Rajeev Gandhi Govt General Hospital Alwar Dh | Suction Machine | Model Not Available | 2000023116 | Functional | Others
21384 | Badwasi Phc Jhunjunu | Nebulizer | MODEL NOT AVAILABLE | 2000019843 | Functional | Others
21385 | Rajeev Gandhi Govt General Hospital Alwar Dh | Suction Machine | Model Not Available | 2000023117 | Functional | Others
21386 | Badwasi Phc Jhunjunu | Syringe Needle Destroyer | Model not available | 2000019844 | Functional | Others
21387 | Nainwa Chc | Monocular Microscope | MODEL NOT AVAILABLE | 3000259246 | Functional | Others
21388 | Nainwa Chc | Monocular Microscope | Model not available | 3000046318 | Functional | Others
21389 | K Patan Chc | Glucometer | Model not available | 3000046437 | Functional | Others
21390 | Dhariawad Chc | Blood Cell Counter - 3 part | Horiba - ABX Micros ES 60 | 3000135059 | Functional | Others
21391 | Dighal Phc | Instrument Sterilizer | Model Not Available | 2000019860 | Functional | Others
21392 | Nainwa Chc | Freezes | MODEL NOT AVAILABLE | 3000046319 | Functional | Others
21393 | Nainwa Chc | Freezes | MODEL NOT AVAILABLE | 3000046320 | Functional | Others
21394 | M G Hospital Banswara Dh | Ventilator | Model Not Available | 3000207174 | Functional | Others
21395 | M G Hospital Banswara Dh | O.T. Light Single Dome | MODEL NOT AVAILABLE | 3000207167 | Functional | Others
21396 | General Hospital Ladnun | ESR Analyzer | VES - Matic Cube 30 | 2000030396 | Functional | Others
21397 | M G Hospital Banswara Dh | Anesthesia Machine | MODEL NOT AVAILABLE | 30000207168 | Functional | Others
21398 | M G Hospital Banswara Dh | Hydraulic Operation Table | MODEL NOT AVAILABLE | 3000207164 | Functional | Others
21399 | M G Hospital Banswara Dh | Hydraulic Operation Table | MODEL NOT AVAILABLE | 3000207173 | Functional | Others
21400 | General Hospital Ladnun | Hemoglobin meter | Model Not Available | 2000030397 | Functional | Others
21401 | M G Hospital Banswara Dh | 500mA X-Ray Machine | Model not available | 3000207087 | Functional | Others
21402 | Pragpura Phc | Radiant Heat Warmer | Meditrin - Heat Warmer | 091/11-15 | Functional | Meditrin Instruments
21403 | General Hospital Ladnun | Blood Bank Refrigerator | Model not available | 2000030412 | Functional | Others
21404 | M G Hospital Banswara Dh | Blood Cell Counter - 3 part | Model not available | 300020706 | Functional | Others
21405 | M G Hospital Banswara Dh | Binocular Microscope | Model Not Available | 3000207033 | Functional | Others
21406 | M G Hospital Banswara Dh | Binocular Microscope | Microlux - 16 | 3000207036 | Functional | Others
21407 | General Hospital Ladnun | O.T. Light Double Dome | MODEL NOT AVAILABLE | 2000028937 | Functional | Others
21408 | M G Hospital Banswara Dh | Binocular Microscope | Model Not Available | 3000207034 | Not in use | Others
21409 | M G Hospital Banswara Dh | Spot Light ( Portable ) | Model Not Available | 3000207008 | Functional | Others
21410 | Sewa Phc Sawaimadhopur | Weighing Machine | HI VAC | 3000125780 | Functional | Others
21411 | Sewa Phc Sawaimadhopur | Weighing Machine | MODEL NOT AVAILABLE | 3000086696 | Functional | Others
21412 | M G Hospital Banswara Dh | Tube Sealer for Blood bags | Model Not Available | 3000124370 | Functional | Others
21413 | M G Hospital Banswara Dh | Defibrillator | MODEL NOT AVAILABLE | 3000207133 | Functional | Others
21414 | M G Hospital Banswara Dh | Defibrillator | MODEL NOT AVAILABLE | 3000207134 | Functional | Others
21415 | Khandeep Chc | SPHYGMOMANOMETER(BP APPRATUS) | MODEL NOT AVAILABLE | 3000084150 | Functional | Others
21416 | Khandeep Chc | Semi Automated Chemistry Analyzer | Model not Available | 3000084160 | Functional | Others
21417 | Khandeep Chc | Centrifuge Machine ( 8 Tube) | Model Not Available | 3000084161 | Functional | Others
21418 | Khandeep Chc | Sahlis HB Meter | Model not available | 1342813154 | Functional | Others
21419 | Mahila Hospital Jaipur | ECG Machine (Three Channel ) | Model Not Available | 3000236082 | Functional | Others
21420 | Hathi Deh Phc | Freezes | MODEL NOT AVAILABLE | 2000037617 | Functional | Others
21421 | K Patan Chc | 100mA X-Ray Machine | GME - GMHF-6 | 3000046419 | Functional | Others
21422 | B.D.K. Hospital Jhunjhunu Dh | Radiant Heat Warmer | Meditrin - Heat Warmer | 2000021711 | Functional | Meditrin Instruments
21423 | B.D.K. Hospital Jhunjhunu Dh | Radiant Heat Warmer | Meditrin - Heat Warmer | 2000021712 | Functional | Meditrin Instruments
21424 | Salumber Satellite Hospital | Syringe Infusion Pump | Model not available | 16C14.55508 | Functional | Others
21425 | General Hospital Sawai Madhopur Dh | Hemoglobin meter | HB 301 | 3000084498 | Functional | Others
21426 | Dhariawad Chc | Phototherepy Unit | Fenam, Bilitron Sky 5006 | 3000135074 | Functional | Others
21427 | Kadera Phc Jaipur | Glucometer | Model not available | 1804519 | Functional | Metro Traiding Corporation
21428 | Nainwa Chc | Phototherepy Unit | MODEL NOT AVAILABLE | 3000046329 | Functional | Others
21429 | Nainwa Chc | Phototherepy Unit | MODEL NOT AVAILABLE | 3000046335 | Functional | Others
21430 | Jhaliji Ka Barana Phc | Freezes | MODEL NOT AVAILABLE | 3000055507 | Functional | Others
21431 | Kadera Phc Jaipur | Syringe Needle Destroyer | Model not available | 1960845 | Functional | Cmho Supply
21432 | General Hospital Sawai Madhopur Dh | Weighing Machine | MODEL NOT AVAILABLE | 3000084491 | Functional | Others
21433 | General Hospital Sawai Madhopur Dh | Weighing Machine | Precision Goldtech | 3000084492 | Functional | Others
21434 | Salumber Satellite Hospital | Slit Lamp | Model Not Available | 3000052929 | Functional | Others
21435 | Kari Phc Jhunjhunu | Nebulizer | MODEL NOT AVAILABLE | 2000019835 | Functional | Others
21436 | Dhariawad Chc | Instrument Sterilizer | Model Not Available | 3000135078 | Functional | Others
21437 | K Patan Chc | Syringe Needle Destroyer | Microsil - ND350 | 3000046275 | Functional | Others
21438 | K Patan Chc | Weighing Machine | MODEL NOT AVAILABLE | 3000046418 | Functional | Others
21439 | Dhariawad Chc | Hot Air Oven | DEL - 624 | 3000135080 | Functional | Others
21440 | Nainwa Chc | O.T. Light Single Dome | MODEL NOT AVAILABLE | 3000046337 | Functional | Others
21441 | Nainwa Chc | Dental X-Ray Machine | Model Not Available | 3000046341 | Functional | Others
21442 | Nainwa Chc | Dental X-Ray Machine | Model Not Available | 3000046342 | Functional | Others
21443 | Jhaliji Ka Barana Phc | Fetal Doppler | MODEL NOT AVAILABLE | 3000055500 | Functional | Others
21444 | Kari Phc Jhunjhunu | Hemoglobin meter | Model Not Available | 2000019840 | Functional | Others
21445 | Dispensary Barkat Nagar City | Instrument Sterilizer | Model Not Available | 3000087033 | Functional | Cmho Supply
21446 | M G Hospital Banswara Dh | Radiant Heat Warmer | Model Not Available | 3000124330 | Functional | Others
21447 | M G Hospital Banswara Dh | Radiant Heat Warmer | Model Not Available | 3000124338 | Functional | Others
21448 | M G Hospital Banswara Dh | Radiant Heat Warmer | Model Not Available | 3000124339 | Functional | Others
21449 | M G Hospital Banswara Dh | Radiant Heat Warmer | Model Not Available | 3000124340 | Functional | Others
21450 | M G Hospital Banswara Dh | Radiant Heat Warmer | Model Not Available | 3000124341 | Functional | Others
21451 | M G Hospital Banswara Dh | Radiant Heat Warmer | Model Not Available | 3000124342 | Functional | Others
21452 | M G Hospital Banswara Dh | Radiant Heat Warmer | Model Not Available | 3000124344 | Functional | Others
21453 | M G Hospital Banswara Dh | Radiant Heat Warmer | Model Not Available | 3000124345 | Functional | Others
21454 | M G Hospital Banswara Dh | Radiant Heat Warmer | Model Not Available | 3000124346 | Functional | Others
21455 | M G Hospital Banswara Dh | Radiant Heat Warmer | Model Not Available | 3000124347 | Functional | Others
21456 | M G Hospital Banswara Dh | Radiant Heat Warmer | Model Not Available | 3000124335 | Functional | Others
21457 | M G Hospital Banswara Dh | Radiant Heat Warmer | Model Not Available | 3000124336 | Functional | Others
21458 | Shivdaspura Phc Jaipur-2 | SPHYGMOMANOMETER(BP APPRATUS) | Pagoda | 310989 | Functional | Elite Scientific Corporation
21459 | M G Hospital Banswara Dh | Phototherepy Unit | MODEL NOT AVAILABLE | 3000124349 | Functional | Others
21460 | M G Hospital Banswara Dh | Phototherepy Unit | MODEL NOT AVAILABLE | 3000124348 | Functional | Others
21461 | Goverdhan Govt Hospital Nathdwara Sdh | Blood Gas Analyzer (ABG Machine) | Model not available | 3000204084 | Functional | Others
21462 | Goverdhan Govt Hospital Nathdwara Sdh | Blood Gas Analyzer (ABG Machine) | Model not available | 3000204085 | Functional | Others
21463 | M G Hospital Banswara Dh | ECG Machine (Single Channel) | Model Not Available | 3000207012 | Functional | Others
21464 | M G Hospital Banswara Dh | ECG Machine (Single Channel) | Model Not Available | 3000207011 | Functional | Others
21465 | Goverdhan Govt Hospital Nathdwara Sdh | Blood Cell Counter - 3 part | Model not available | 3000204086 | Functional | Others
21466 | Goverdhan Govt Hospital Nathdwara Sdh | Blood Cell Counter - 3 part | Model not available | 3000204087 | Functional | Others
21467 | M G Hospital Banswara Dh | Syringe Infusion Pump | Model not available | 3000120798 | Functional | Others
21468 | M G Hospital Banswara Dh | Syringe Infusion Pump | Model not available | 3000120803 | Functional | Others
21469 | M G Hospital Banswara Dh | Syringe Infusion Pump | Model not available | 3000120826 | Functional | Others
21470 | M G Hospital Banswara Dh | Syringe Infusion Pump | Model not available | 3000120864 | Functional | Others
21471 | Didwana Phc | Suction Machine | Model Not Available | 3000081718 | Functional | Cmho Supply
21472 | Nainwa Chc | Freezes | MODEL NOT AVAILABLE | 3000046345 | Functional | Others
21473 | Nainwa Chc | Freezes | MODEL NOT AVAILABLE | 3000046346 | Functional | Others
21474 | Mandawari Chc | Semi Automated Chemistry Analyzer | CPC - STAT FAX 3300 | 3000081756 | Functional | Cpc Diagnostics Pvt Ltd
21475 | Kadera Phc Jaipur | SPHYGMOMANOMETER(BP APPRATUS) | MODEL NOT AVAILABLE | 3000230829 | Functional | Ajay Optical India
21476 | Dighal Phc | Binocular Microscope | PZB 22 | 67167 | Functional | Cmho Supply
21477 | Mandawari Chc | Freezes | MODEL NOT AVAILABLE | 3000081758 | Functional | Others
21478 | General Hospital Sawai Madhopur Dh | Binocular Microscope | Opti-CX, Labomed | 3000084496 | Functional | Others
21479 | Dighal Phc | Hemoglobin meter | Model Not Available | 2000019856 | Functional | Others
21480 | K Patan Chc | 100mA X-Ray Machine | Model not available | 3000046420 | Functional | Others
21481 | General Hospital Sawai Madhopur Dh | Blood Bank Refrigerator | REMI - BR 70 | 3000084499 | Functional | Others
21482 | Salumber Satellite Hospital | Nebulizer | MODEL NOT AVAILABLE | 3000052921 | Functional | Others
21483 | Mandawari Chc | Glucometer | Model not available | 1431089 | Non Functional Repairable | Metro Traiding Corporation
21484 | B.D.K. Hospital Jhunjhunu Dh | Radiant Heat Warmer | Meditrin - Heat Warmer | 2000021710 | Functional | Meditrin Instruments
21485 | Nainwa Chc | Baby Weighing Machine | Model Not Available | 3000046326 | Functional | Others
21486 | Dighal Phc | Baby Weighing Machine | Model Not Available | 2000019859 | Functional | Others
21487 | Mandawari Chc | Centrifuge Machine ( 8 Tube) | Model Not Available | 3000081752 | Non Functional Repairable | Others
21488 | Dhariawad Chc | Radiant Heat Warmer | Zeal - RHW 2101A | 3000135073 | Functional | Others
21489 | Nainwa Chc | Oxygen Concentrator | Model Not Available | 3000046328 | Functional | Others
21490 | B.D.K. Hospital Jhunjhunu Dh | Radiant Heat Warmer | Meditrin - Heat Warmer | 2000021714 | Functional | Meditrin Instruments
21491 | Rajeev Gandhi Govt General Hospital Alwar Dh | Blood Cell Counter - 3 part | Horiba - ABX Micros ES 60 | 309ES-OH-06423 | Functional | Others
21492 | B.D.K. Hospital Jhunjhunu Dh | Radiant Heat Warmer | Meditrin - Heat Warmer | 2000021715 | Functional | Meditrin Instruments
21493 | Dhariawad Chc | Suction Machine | Model Not Available | 3000135075 | Functional | Others
21494 | Kari Phc Jhunjhunu | Weighing Machine | MODEL NOT AVAILABLE | 2000019833 | Functional | Others
21495 | Salumber Satellite Hospital | Operating Microscope | Model Not Available | 3000052928 | Functional | Others
21496 | Mandawari Chc | Binocular Microscope | Model Not Available | 3000081757 | Functional | Metro Traiding Corporation
21497 | Rajeev Gandhi Govt General Hospital Alwar Dh | Binocular Microscope | Model Not Available | CM/L-9384392 | Functional | Others
21498 | Sewa Phc Sawaimadhopur | Syringe Needle Destroyer | Model not available | 3000086701 | Functional | Others
21499 | Bonli Chc | Incubator | MODEL NOT AVAILABLE | 2000020080 | Functional | Others
21500 | Bonli Chc | Instrument Sterilizer | Model Not Available | 2000020064 | Functional | Others
21501 | Khandeep Chc | Baby Weighing Machine | Model Not Available | 3000084149 | Functional | Others
21502 | Mahila Hospital Jaipur | Weighing Machine | MODEL NOT AVAILABLE | 200003959 | Functional | Others
21503 | Mahila Hospital Jaipur | Radiant Heat Warmer | Model Not Available | 2000003851 | Not in use | Others
21504 | Khandeep Chc | Incubator | MODEL NOT AVAILABLE | 3000084162 | Functional | Others
21505 | Mahila Hospital Jaipur | Syringe Infusion Pump | Model not available | 2000003853 | Functional | Others
21506 | Mahila Hospital Jaipur | Syringe Infusion Pump | SIMTEK - Infutek 405 | 2000003854 | Functional | Others
21507 | Mahila Hospital Jaipur | Syringe Infusion Pump | Allied - Syrn 200 | 3000236269 | Functional | Others
21508 | Mahila Hospital Jaipur | Syringe Infusion Pump | Allied - Syrn 200 | 3000236265 | Functional | Others
21509 | Mahila Hospital Jaipur | Bi-pap Machine | MODEL NOT AVAILABLE | 3000236275 | Functional | Others
21510 | Mahila Hospital Jaipur | Bi-pap Machine | MODEL NOT AVAILABLE | 3000236274 | Functional | Others
21511 | Mahila Hospital Jaipur | Bi-pap Machine | MODEL NOT AVAILABLE | 3000236273 | Functional | Others
21512 | Mahila Hospital Jaipur | SPHYGMOMANOMETER(BP APPRATUS) | MODEL NOT AVAILABLE | 3000236105 | Functional | Others
21513 | Mahila Hospital Jaipur | SPHYGMOMANOMETER(BP APPRATUS) | MODEL NOT AVAILABLE | 3000236288 | Functional | Others
21514 | Mahila Hospital Jaipur | Ventilator | Model Not Available | 3000230038 | Functional | Others
21515 | Mahila Hospital Jaipur | Syringe Needle Destroyer | Model not available | 3000236294 | Functional | Others
21516 | Mahila Hospital Jaipur | Syringe Infusion Pump | Allied - Syrn 200 | 2014030020 | Functional | Others
21517 | Mahila Hospital Jaipur | Radiant Heat Warmer | Model Not Available | 2000003961 | Functional | Others
21518 | Mahila Hospital Jaipur | Syringe Infusion Pump | SIMTEK - Infutek 405 | 3000236035 | Not in use | Others
21519 | Mahila Hospital Jaipur | Hemoglobin meter | Model Not Available | 3000236282 | Functional | Others
21520 | Mahila Hospital Jaipur | Syringe Infusion Pump | SIMTEK - Infutek 405 | 1ST01 | Not in use | Others
21521 | Mahila Hospital Jaipur | Syringe Infusion Pump | SIMTEK - Infutek 405 | 1ST04 | Not in use | Others
21522 | Karunda Phc | Syringe Needle Destroyer | Model not available | 690 | Functional | Others
21523 | Ramgarh Chc Alwar | Radiant Heat Warmer | Meditrin - Heat Warmer | NRHM/WM09/7 | Non Functional Not Repairable | Meditrin Instruments
21524 | B.D.K. Hospital Jhunjhunu Dh | Incubator | MODEL NOT AVAILABLE | 2000021691 | Non Functional Repairable | York Scientific Industries Pvt Ltd
21525 | Mandawari Chc | 100mA X-Ray Machine | Model not available | 3000081763 | Functional | Allengers Medical Systems Ltd
21526 | Jhaliji Ka Barana Phc | Nebulizer | MODEL NOT AVAILABLE | 3000055489 | Functional | Others
21527 | Salumber Satellite Hospital | Syringe Needle Destroyer | Model not available | 26983 | Functional | Others
21528 | Salumber Satellite Hospital | Autoclave | Model not available | 3000052943 | Not in use | Others
21529 | Salumber Satellite Hospital | Hydraulic Operation Table | MODEL NOT AVAILABLE | 6 | Functional | Others
21530 | Kapren Chc | O.T. Light Double Dome | MODEL NOT AVAILABLE | 3000046194 | Functional | Others
21531 | Kapren Chc | O.T. Light Double Dome | MODEL NOT AVAILABLE | 3000046195 | Functional | Others
21532 | Kapren Chc | Hydraulic Operation Table | MODEL NOT AVAILABLE | 3000046196 | Functional | Others
21533 | Rajeev Gandhi Govt General Hospital Alwar Dh | Blood Bank Refrigerator | Model not available | 9741 | Functional | Others
21534 | Dabi Chc | Binocular Microscope | Model Not Available | 3000041465 | Functional | Others
21535 | Dabi Chc | Centrifuge Machine ( 4 Tube ) | Model not available | 3000041466 | Functional | Others
21536 | Dabi Chc | Automated Urine Analyzer | Model not available | 3000041467 | Functional | Others
21537 | Todaraisingh Chc | Radiant Heat Warmer | Zeal - RHW 2101A | 3000080233 | Functional | Zeal Medical Pvt Ltd
21538 | Kapren Chc | Suction Machine | Model Not Available | 3000046199 | Functional | Others
21539 | Ghantali Phc | Monocular Microscope | Model not available | 3000135099 | Functional | Others
21540 | Kapren Chc | Autoclave | Model not available | 3000046201 | Functional | Others
21541 | Kanwas Chc | Syringe Needle Destroyer | Model not available | 3000135599 | Functional | Others
21542 | Dabi Chc | Glucometer | Model not available | 3000055465 | Functional | Others
21543 | Itawa Chc | Centrifuge Machine ( 4 Tube ) | Model not available | 3000135645 | Functional | Others
21544 | Kapren Chc | O.T. Light Single Dome | MODEL NOT AVAILABLE | 3000046204 | Functional | Others
21545 | Chechat Chc | Binocular Microscope | Model Not Available | 3000135762 | Functional | Others
21546 | Ghantali Phc | Labour Table | Model Not Available | 3000135104 | Functional | Others
21547 | Ayana Phc | Ice lined refrigerator | Model Not Available | 3000135387 | Functional | Others
21548 | Namana Phc | Weighing Machine | MODEL NOT AVAILABLE | 3000046173 | Functional | Others
21549 | Ghantali Phc | Radiant Heat Warmer | Jupiter 200 | 3000086021 | Functional | Others
21550 | Jawahar Hospital Jaisalmer Dh | Intensive Care Bed | Janak | X6A3140113360 | Functional | Janak Healthcare Pvt Ltd
21551 | Jawahar Hospital Jaisalmer Dh | Intensive Care Bed | Janak | X6A314011347 | Functional | Janak Healthcare Pvt Ltd
21552 | Hathi Deh Phc | Syringe Needle Destroyer | Model not available | 2000037619 | Functional | Others
21553 | Mehandwas Phc | Syringe Needle Destroyer | Model not available | 3000080118 | Non Functional Not Repairable | Others
21554 | Hathi Deh Phc | Syringe Needle Destroyer | Model not available | 2000037620 | Functional | Others
21555 | Sms Hospital | Intensive Care Bed | Janak | 3000087389 | Functional | Others
21556 | Hathi Deh Phc | Syringe Needle Destroyer | Model not available | 2000037621 | Functional | Others
21557 | Mehandwas Phc | Syringe Needle Destroyer | Model not available | 3000080110 | Non Functional Not Repairable | Others
21558 | Mehandwas Phc | Glucometer | Model not available | 3000080111 | Non Functional Not Repairable | Others
21559 | Goverdhan Govt Hospital Nathdwara Sdh | Pulse Oxymeter | Model Not Available | 3000204043 | Functional | Others
21560 | Goverdhan Govt Hospital Nathdwara Sdh | Pulse Oxymeter | Model Not Available | 3000204050 | Functional | Others
21561 | Goverdhan Govt Hospital Nathdwara Sdh | Pulse Oxymeter | Model Not Available | 3000204051 | Functional | Others
21562 | Goverdhan Govt Hospital Nathdwara Sdh | Pulse Oxymeter | Model Not Available | 3000204053 | Functional | Others
21563 | Goverdhan Govt Hospital Nathdwara Sdh | Defibrillator | MODEL NOT AVAILABLE | 3000204049 | Functional | Others
21564 | Shuklawas Phc | Sahlis HB Meter | Model not available | 2000022253 | Functional | Others
21565 | M G Hospital Banswara Dh | Suction Machine | Model Not Available | 3000207143 | Functional | Others
21566 | General Hospital Ladnun | Weighing Machine | HBD-116 | 3000125797 | Functional | Others
21567 | General Hospital Ladnun | Anesthesia Machine | MODEL NOT AVAILABLE | 200028940 | Functional | Others
21568 | M G Hospital Banswara Dh | Ultra Sonography (USG) & Colour Dopler Machine | Model not available | 3000207085 | Not in use | Others
21569 | M G Hospital Banswara Dh | O.T. Light Single Dome | MODEL NOT AVAILABLE | 3000207007 | Functional | Others
21570 | M G Hospital Banswara Dh | Binocular Microscope | Microlux - 16 | 3000124360 | Functional | Others
21571 | M G Hospital Banswara Dh | Freezes | MODEL NOT AVAILABLE | 3000124361 | Functional | Others
21572 | M G Hospital Banswara Dh | Nebulizer | MODEL NOT AVAILABLE | 30000207126 | Functional | Others
21573 | Peeplu Chc | Autoclave | Model not available | 3000088391 | Functional | Others
21574 | Peeplu Chc | Spot Light ( Portable ) | Model Not Available | 3000088397 | Functional | Others
21575 | Tordi Phc | Binocular Microscope | Model Not Available | 3000080224 | Functional | Others
21576 | Tordi Phc | Sahlis HB Meter | Model not available | 3000080227 | Functional | Others
21577 | Kari Phc Jhunjhunu | SPHYGMOMANOMETER(BP APPRATUS) | Pagoda | 2000019834 | Functional | Others
21578 | Jhaliji Ka Barana Phc | Radiant Heat Warmer | Model Not Available | 3000055504 | Functional | Others
21579 | Salumber Satellite Hospital | Anesthesia Machine | MODEL NOT AVAILABLE | 33591166 | Functional | Others
21580 | Nainwa Chc | Automated Urine Analyzer | Model not available | 3000046351 | Functional | Others
21581 | General Hospital Sawai Madhopur Dh | Binocular Microscope | Model Not Available | 3000202131 | Functional | Ramon Surgical Company
21582 | Mandawari Chc | SPHYGMOMANOMETER(BP APPRATUS) | MODEL NOT AVAILABLE | 237532 | Functional | Others
21583 | General Hospital Sawai Madhopur Dh | Binocular Microscope | Model Not Available | 3000084512 | Functional | Others
21584 | B.D.K. Hospital Jhunjhunu Dh | VDRL Rotator (Rotor and Shaker) | Model Not Available | 200021690 | Non Functional Repairable | York Scientific Industries Pvt Ltd
21585 | Mandawari Chc | SPHYGMOMANOMETER(BP APPRATUS) | MODEL NOT AVAILABLE | 3000081774 | Functional | Ajay Optical India
21586 | Dispensary Barkat Nagar City | SPHYGMOMANOMETER(BP APPRATUS) | MODEL NOT AVAILABLE | 98135191 | Functional | Others
21587 | General Hospital Sawai Madhopur Dh | Binocular Microscope | Model Not Available | 3000084514 | Functional | Others
21588 | Keru Phc | Centrifuge Machine ( 8 Tube) | Model Not Available | 2000019895 | Functional | Others
21589 | Mandawari Chc | SPHYGMOMANOMETER(BP APPRATUS) | MODEL NOT AVAILABLE | 3000081772 | Functional | Ajay Optical India
21590 | Mandawari Chc | SPHYGMOMANOMETER(BP APPRATUS) | MODEL NOT AVAILABLE | 421056 | Functional | Others
21591 | Rajeev Gandhi Govt General Hospital Alwar Dh | Blood Bank Refrigerator | Model not available | BDIT-1106RPKA-13033 | Functional | Others
21592 | Jhaliji Ka Barana Phc | Autoclave | Model not available | 3000055496 | Functional | Others
21593 | Keru Phc | Baby Weighing Machine | Docbel Braun | 2000019898 | Functional | Others
21594 | General Hospital Sawai Madhopur Dh | Incubator | MODEL NOT AVAILABLE | 3000084518 | Functional | Others
21595 | Salumber Satellite Hospital | Pulse Oxymeter | Model Not Available | 3000052939 | Functional | Others
21596 | Rajeev Gandhi Govt General Hospital Alwar Dh | Blood Bank Refrigerator | Model not available | BDI-3656AMRA0047916 | Functional | Others
21597 | General Hospital Sawai Madhopur Dh | Urine Test Strip Analyzer | Model Not Available | 3000084520 | Functional | Others
21598 | Keru Phc | SPHYGMOMANOMETER(BP APPRATUS) | MODEL NOT AVAILABLE | 2000019902 | Functional | Others
21599 | General Hospital Sawai Madhopur Dh | Urine Test Strip Analyzer | Model Not Available | 3000084522 | Functional | Others
21600 | Keru Phc | Monocular Microscope | Model not available | 2000019903 | Functional | Others
21601 | Devgaon Nua Phc Jhunjhunu | Baby Weighing Machine | Model Not Available | 2000019868 | Functional | Others
21602 | Kapren Chc | SPHYGMOMANOMETER(BP APPRATUS-Digital) | Model Not Available | 3000046919 | Functional | Others
21603 | Jail Dispensary Dholpur | Weighing Machine | MODEL NOT AVAILABLE | 2000020886 | Functional | Others
21604 | Shivdaspura Phc Jaipur-2 | Weighing Machine | Crown | 3000230574 | Functional | Cmho Supply
21605 | Goverdhan Govt Hospital Nathdwara Sdh | Anesthesia Machine | MODEL NOT AVAILABLE | 3000204073 | Functional | Others
21606 | Goverdhan Govt Hospital Nathdwara Sdh | O.T. Light Single Dome | MODEL NOT AVAILABLE | 3000204074 | Functional | Others
21607 | Goverdhan Govt Hospital Nathdwara Sdh | O.T. Light Single Dome | MODEL NOT AVAILABLE | 3000204079 | Functional | Others
21608 | M G Hospital Banswara Dh | Nebulizer | MODEL NOT AVAILABLE | 30001240851 | Functional | Others
21609 | M G Hospital Banswara Dh | Nebulizer | MODEL NOT AVAILABLE | 3000124354 | Functional | Others
21610 | M G Hospital Banswara Dh | Nebulizer | MODEL NOT AVAILABLE | 3000124355 | Functional | Others
21611 | M G Hospital Banswara Dh | Nebulizer | MODEL NOT AVAILABLE | 3000124356 | Functional | Others
21612 | Deshnok Chc | Suction Machine | Model Not Available | 2000030790 | Functional | Others
21613 | M G Hospital Banswara Dh | 100mA X-Ray Machine | Allengers - MARS 3.5 | 3000207089 | Functional | Others
21614 | M G Hospital Banswara Dh | Autoclave | Model not available | 3000207023 | Functional | Others
21615 | M G Hospital Banswara Dh | Radiant Heat Warmer | Model Not Available | 3000207166 | Functional | Others
21616 | Jawahar Hospital Jaisalmer Dh | VDRL Rotator (Rotor and Shaker) | Yorco - YSI 148 | 061D716 | Functional | Others
21617 | Goverdhan Govt Hospital Nathdwara Sdh | Incubator | MODEL NOT AVAILABLE | 3000204090 | Functional | Others
21618 | Goverdhan Govt Hospital Nathdwara Sdh | Incubator | MODEL NOT AVAILABLE | 3000204091 | Functional | Others
21619 | Goverdhan Govt Hospital Nathdwara Sdh | Incubator | MODEL NOT AVAILABLE | 3000204100 | Functional | Others
21620 | Goverdhan Govt Hospital Nathdwara Sdh | Incubator | MODEL NOT AVAILABLE | 3000204101 | Functional | Others
21621 | Goverdhan Govt Hospital Nathdwara Sdh | Incubator | MODEL NOT AVAILABLE | 3000204102 | Functional | Others
21622 | Shivdaspura Phc Jaipur-2 | FOOT OPERATED SUCTION MACHINE | MODEL NOT AVAILABLE | 3000230579 | Functional | Others
21623 | Goverdhan Govt Hospital Nathdwara Sdh | Centrifuge Machine ( 12 Tube ) | Model Not Available | 3000204092 | Functional | Others
21624 | Goverdhan Govt Hospital Nathdwara Sdh | Centrifuge Machine ( 12 Tube ) | Model Not Available | 3000204099 | Functional | Others
21625 | Shivdaspura Phc Jaipur-2 | Weighing Machine | MODEL NOT AVAILABLE | 3000230580 | Functional | Elite Scientific Corporation
21626 | Shivdaspura Phc Jaipur-2 | Weighing Machine | MODEL NOT AVAILABLE | 3000230581 | Functional | Elite Scientific Corporation
21627 | Goverdhan Govt Hospital Nathdwara Sdh | Blood Bank Refrigerator | Model not available | 3000204103 | Functional | Others
21628 | Goverdhan Govt Hospital Nathdwara Sdh | Blood Bank Refrigerator | Model not available | 3000204104 | Functional | Others
21629 | Ghantali Phc | Suction Machine | Model Not Available | 3000135107 | Functional | Others
21630 | 1 Lsm Phc Ganganagar | STABILIZER | MODEL NOT AVAILABLE | 3000135108 | Functional | Others
21631 | Ghantali Phc | O.T. Light Single Dome | MODEL NOT AVAILABLE | 3000135110 | Functional | Others
21632 | Kapren Chc | Radiant Heat Warmer | Meditrin - Heat Warmer | 3000046208 | Functional | Others
21633 | Itawa Chc | Radiant Heat Warmer | Meditrin - Heat Warmer | 3000135651 | Functional | Others
21634 | Itawa Chc | Radiant Heat Warmer | Meditrin - Heat Warmer | 3000135652 | Functional | Others
21635 | Todaraisingh Chc | Autoclave | Model not available | 4636 | Functional | Rhsdp Supply
21636 | Deikhera Chc | Baby Weighing Machine | Model Not Available | 3000046253 | Functional | Others
21637 | Dehra Phc | Syringe Needle Destroyer | Model not available | 2000023009 | Functional | Others
21638 | Dehra Phc | Freezes | MODEL NOT AVAILABLE | BE04GOE0100B287M0792 | Functional | Others
21639 | Kapren Chc | Fetal Doppler | MODEL NOT AVAILABLE | 3000046218 | Functional | Others
21640 | Dehra Phc | Freezes | MODEL NOT AVAILABLE | 792 | Functional | Others
21641 | Deikhera Chc | Instrument Sterilizer | Model Not Available | 3000046256 | Functional | Others
21642 | Deikhera Chc | Labour Table | Model Not Available | 3000046258 | Functional | Others
21643 | Mukundgarh Chc | Centrifuge Machine ( 8 Tube) | Model Not Available | 2000019777 | Functional | Others
21644 | Dehra Phc | Instrument Sterilizer | Model Not Available | 2000023029 | Functional | Others
21645 | Goneda Phc | ESR Stand | Model not available | 2000022282 | Functional | Others
21646 | Mandawa Chc | Nebulizer | MODEL NOT AVAILABLE | 2000021928 | Functional | Others
21647 | Todaraisingh Chc | Water Bath | Model not available | 3000080268 | Functional | Yorco Sales Pvt Ltd
21648 | Todaraisingh Chc | Freezes | MODEL NOT AVAILABLE | 3000080273 | Functional | Remi Electrotechnik Ltd
21649 | Ramgarh Pachwara Chc | Blood Bank Refrigerator | Model not available | 3000081747 | Functional | Others
21650 | Rajeev Gandhi Govt General Hospital Alwar Dh | YAG Laser | Model Not Available | 61409 | Functional | Others
21651 | Bassi Chc Jaipur | Syringe Needle Destroyer | Model not available | 3000087196 | Functional | Cmho Supply
21652 | Rajeev Gandhi Govt General Hospital Alwar Dh | O.T. Light Double Dome | MODEL NOT AVAILABLE | 2000021194 | Functional | Others
21653 | Rajeev Gandhi Govt General Hospital Alwar Dh | Multi-Para Monitor | Model not available | 3100250 | Functional | Others
21654 | Khedarasulpur Phc | Phototherepy Unit | MODEL NOT AVAILABLE | 2011028002 | Functional | Others
21655 | M G Hospital Banswara Dh | Centrifuge Machine ( 8 Tube) | REMI - R 8C | 3000124367 | Functional | Others
21656 | M G Hospital Banswara Dh | Suction Machine | Model Not Available | 3000207244 | Functional | Others
21657 | M G Hospital Banswara Dh | Suction Machine | Model Not Available | 3000207176 | Functional | Others
21658 | M G Hospital Banswara Dh | Suction Machine | Model Not Available | 3000207136 | Functional | Others
21659 | M G Hospital Banswara Dh | Suction Machine | Model Not Available | 3000207131 | Functional | Others
21660 | M G Hospital Banswara Dh | Oxygen Concentrator | Model Not Available | 3000207138 | Functional | Others
21661 | Bonli Chc | Autoclave | Model not available | 2000020052 | Functional | Others
21662 | M G Hospital Banswara Dh | Suction Machine | Model Not Available | 30000207125 | Functional | Others
21663 | M G Hospital Banswara Dh | Freezes | MODEL NOT AVAILABLE | 30000207147 | Not in use | Others
21664 | Parana Phc | Centrifuge Machine ( 8 Tube) | Model Not Available | 3000080210 | Functional | Others
21665 | Bonli Chc | Freezes | MODEL NOT AVAILABLE | 2000020078 | Functional | Others
21666 | Khareda Phc | Glucometer | BG-03 | 3000088526 | Functional | Others
21667 | Mandolai Phc | Syringe Needle Destroyer | Model not available | 3000080285 | Functional | Others
21668 | Mandolai Phc | Centrifuge Machine ( 8 Tube) | Model Not Available | 3000080287 | Functional | Others
21669 | Chandsen Phc | Autoclave | Model not available | 3000088479 | Functional | Others
21670 | Chandsen Phc | STABILIZER | MODEL NOT AVAILABLE | 3000088482 | Functional | Others
21671 | Khandeep Chc | SPHYGMOMANOMETER(BP APPRATUS) | MODEL NOT AVAILABLE | 98135338 | Functional | Others
21672 | Bamanwas Chc | Autoclave | Model not available | 3000084306 | Functional | Cmho Supply
21673 | Sikandara Chc | Semi Automated Chemistry Analyzer | 3300 | 33006147 | Functional | Awarness Technologies
21674 | Mahila Hospital Jaipur | Syringe Needle Destroyer | Model not available | 3000236077 | Functional | Others
21675 | Mahila Hospital Jaipur | Syringe Needle Destroyer | Model not available | 3000236078 | Functional | Others
21676 | Mahila Hospital Jaipur | Monocular Microscope | Model not available | 3000236071 | Functional | Others
21677 | Bager Chc | Suction Machine | Model Not Available | 35 | Functional | Others
21678 | Mahila Hospital Jaipur | Pulse Oxymeter | Model Not Available | 2000003913 | Functional | Others
21679 | Mahila Hospital Jaipur | Syringe Infusion Pump | Model not available | 3000236264 | Functional | Others
21680 | Mahila Hospital Jaipur | SPHYGMOMANOMETER(BP APPRATUS) | MODEL NOT AVAILABLE | 3000230337 | Functional | Others
21681 | Palasra Chc Sikar | Hemoglobin meter | Model Not Available | 2000037080 | Functional | Others
21682 | Kayamsar Phc Sikar | Hemoglobin meter | Model Not Available | 2000037355 | Functional | Others
21683 | Kayamsar Phc Sikar | Weighing Machine | MODEL NOT AVAILABLE | 2000037358 | Functional | Others
21684 | K Patan Chc | Anesthesia Machine | MODEL NOT AVAILABLE | 3000046424 | Functional | Others
21685 | Jhaliji Ka Barana Phc | SPHYGMOMANOMETER(BP APPRATUS) | MODEL NOT AVAILABLE | 3000055501 | Functional | Others
21686 | K Patan Chc | Weighing Machine | MODEL NOT AVAILABLE | 3000046417 | Functional | Others
21687 | Salumber Satellite Hospital | Hemoglobin meter | Model Not Available | 195A0008F16 | Functional | Others
21688 | Chechat Chc | Centrifuge Machine ( 8 Tube) | Model Not Available | 3000135759 | Functional | Others
21689 | Kapren Chc | Radiant Heat Warmer | Meditrin - Heat Warmer | 3000046197 | Functional | Others
21690 | Namana Phc | Instrument Sterilizer | Model Not Available | 965410 | Functional | Others
21691 | Khatoli Chc Kota | SPHYGMOMANOMETER(BP APPRATUS) | MODEL NOT AVAILABLE | 112 | Functional | Others
21692 | Ghantali Phc | Centrifuge Machine ( 8 Tube) | Model Not Available | 3000135097 | Functional | Others
21693 | Todaraisingh Chc | Suction Machine | Model Not Available | 3000080234 | Functional | Others
21694 | Dabi Chc | Sahlis HB Meter | Model not available | 3000055466 | Functional | Others
21695 | Todaraisingh Chc | FOOT OPERATED SUCTION MACHINE | MODEL NOT AVAILABLE | 3000080235 | Functional | Cmho Supply
21696 | Itawa Chc | Monocular Microscope | Model not available | 3000135644 | Functional | Others
21697 | Dabi Chc | Freezes | MODEL NOT AVAILABLE | 3000055464 | Functional | Others
21698 | Churi Phc | Hemoglobin meter | Model Not Available | 2000019766 | Functional | Others
21699 | Ghantali Phc | Blood Bank Refrigerator | Model not available | 3000135102 | Functional | Others
21700 | Churi Phc | Glucometer | Model not available | 2000019767 | Functional | Others
21701 | Todaraisingh Chc | Instrument Sterilizer | Model Not Available | 3000080237 | Functional | Cmho Supply
21702 | Ayana Phc | Blood Bank Refrigerator | Model not available | 3000135386 | Functional | Others
21703 | Itawa Chc | Incubator | MODEL NOT AVAILABLE | 3000135646 | Functional | Others
21704 | Churi Phc | Baby Weighing Machine | Model Not Available | 2000019769 | Functional | Others
21705 | Churi Phc | Syringe Needle Destroyer | Microsil - ND350 | 10200 | Functional | Others
21706 | Todaraisingh Chc | Freezes | MODEL NOT AVAILABLE | 3000080244 | Functional | Cmho Supply
21707 | Goverdhan Govt Hospital Nathdwara Sdh | Baby Weighing Machine | Model Not Available | 3000204107 | Functional | Others
21708 | Goverdhan Govt Hospital Nathdwara Sdh | Baby Weighing Machine | Model Not Available | 3000204118 | Functional | Others
21709 | Goverdhan Govt Hospital Nathdwara Sdh | Baby Weighing Machine | Model Not Available | 3000204120 | Functional | Others
21710 | Goverdhan Govt Hospital Nathdwara Sdh | Suction Machine | Model Not Available | 3000204109 | Functional | Others
21711 | Goverdhan Govt Hospital Nathdwara Sdh | Suction Machine | Model Not Available | 3000204123 | Functional | Others
21712 | Goverdhan Govt Hospital Nathdwara Sdh | Suction Machine | Model Not Available | 3000204121 | Functional | Others
21713 | M G Hospital Banswara Dh | ECG Machine (Three Channel ) | Model Not Available | 30000207051 | Functional | Others
21714 | M G Hospital Banswara Dh | ECG Machine (Three Channel ) | Model Not Available | 30000207056 | Functional | Others
21715 | M G Hospital Banswara Dh | ECG Machine (Three Channel ) | Model Not Available | 30000207040 | Functional | Others
21716 | Goverdhan Govt Hospital Nathdwara Sdh | Nebulizer | MODEL NOT AVAILABLE | 3000204125 | Functional | Others
21717 | Goverdhan Govt Hospital Nathdwara Sdh | Nebulizer | MODEL NOT AVAILABLE | 3000204123 | Functional | Others
21718 | M G Hospital Banswara Dh | ECG Machine (Single Channel) | Model Not Available | 30000207051 | Functional | Others
21719 | M G Hospital Banswara Dh | ECG Machine (Single Channel) | Model Not Available | 30000207056 | Functional | Others
21720 | M G Hospital Banswara Dh | ECG Machine (Single Channel) | Model Not Available | 30000207040 | Functional | Others
21721 | M G Hospital Banswara Dh | Ultra Sonography (USG) & Colour Dopler Machine | Model not available | 3000207082 | Functional | Others
21722 | M G Hospital Banswara Dh | Suction Machine | Model Not Available | 30000207049 | Functional | Others
21723 | M G Hospital Banswara Dh | Suction Machine | Model Not Available | 30000207057 | Functional | Others
21724 | M G Hospital Banswara Dh | Suction Machine | Model Not Available | 30000207058 | Functional | Others
21725 | M G Hospital Banswara Dh | Suction Machine | Model Not Available | 30000207059 | Functional | Others
21726 | M G Hospital Banswara Dh | Suction Machine | Model Not Available | 30000207113 | Functional | Others
21727 | M G Hospital Banswara Dh | Centrifuge Machine ( 8 Tube) | Model Not Available | 3000124366 | Functional | Others
21728 | Bonli Chc | O.T. Light Single Dome | MODEL NOT AVAILABLE | 2000020050 | Functional | Others
21729 | M G Hospital Banswara Dh | Suction Machine | Model Not Available | 30000207123 | Functional | Others
21730 | Todaraisingh Chc | Suction Machine | Model Not Available | 7 | Functional | Others
21731 | M G Hospital Banswara Dh | Freezes | MODEL NOT AVAILABLE | 30000207043 | Functional | Others
21732 | M G Hospital Banswara Dh | Freezes | MODEL NOT AVAILABLE | 30000207081 | Functional | Others
21733 | Khatoli Chc Kota | Ice lined refrigerator | Model Not Available | 3000135437 | Functional | Others
21734 | Dehra Phc | Syringe Needle Destroyer | Model not available | 2000023035 | Functional | Others
21735 | Bamanwas Chc | VDRL Rotator (Rotor and Shaker) | Model Not Available | 3000084275 | Functional | Cmho Supply
21736 | Suhagpura Phc | Blood Bank Refrigerator | Model not available | 3000130671 | Functional | Others
21737 | Kanwas Chc | Ice lined refrigerator | Model Not Available | 3000218488 | Functional | Others
21738 | General Hospital Sawai Madhopur Dh | Spot Light ( Portable ) | Model Not Available | 50312017 | Functional | Others
21739 | B.D.K. Hospital Jhunjhunu Dh | Instrument Sterilizer | Model Not Available | 2000021653 | Functional | Others
21740 | Suhagpura Phc | Glucometer | Model not available | 3000130676 | Functional | Others
21741 | Suhagpura Phc | Syringe Needle Destroyer | Nulife - Dots | 3000130677 | Functional | Others
21742 | B.D.K. Hospital Jhunjhunu Dh | Phototherepy Unit | Fenam, Bilitron Sky 5006 | 2000021723 | Functional | Fanem
21743 | General Hospital Sawai Madhopur Dh | Nebulizer | MODEL NOT AVAILABLE | 2000020558 | Functional | Others
21744 | B.D.K. Hospital Jhunjhunu Dh | Phototherepy Unit | Fenam, Bilitron Sky 5006 | 2000021724 | Functional | Fanem
21745 | Kotkasim Chc | SPHYGMOMANOMETER(BP APPRATUS) | MODEL NOT AVAILABLE | 2000023170 | Functional | Others
21746 | Kotkasim Chc | STABILIZER | MODEL NOT AVAILABLE | 573030 | Functional | Others
21747 | Kotkasim Chc | Radiant Heat Warmer | Zeal - RHW 2101A | RHW2101A/0913/1840 | Functional | Others
21748 | Chechat Chc | SPHYGMOMANOMETER(BP APPRATUS) | MODEL NOT AVAILABLE | 300135772 | Functional | Others
21749 | Kotkasim Chc | Radiant Heat Warmer | Model Not Available | RHW-2/01A/913/1797 | Functional | Others
21750 | General Hospital Sawai Madhopur Dh | Instrument Sterilizer | Model Not Available | 2000020566 | Functional | Others
21751 | Chechat Chc | Baby Weighing Machine | Model Not Available | 3000135773 | Functional | Others
21752 | B.D.K. Hospital Jhunjhunu Dh | SPHYGMOMANOMETER(BP APPRATUS-Digital) | Model Not Available | 2000021703 | Functional | Others
21753 | General Hospital Sawai Madhopur Dh | Instrument Sterilizer | Model Not Available | 2000020567 | Functional | Others
21754 | B.D.K. Hospital Jhunjhunu Dh | Syringe Infusion Pump | SIMTEK - Infutek 405 | 2000019054 | Functional | Simtek Medico Systems Pvt Ltd
21755 | Kotkasim Chc | Blood Cell Counter - 3 part | Horiba - ABX Micros ES 60 | 304ES0H05451 | Functional | Others
21756 | B.D.K. Hospital Jhunjhunu Dh | Syringe Infusion Pump | SIMTEK - Infutek 405 | 2000019056 | Functional | Simtek Medico Systems Pvt Ltd
21757 | B.D.K. Hospital Jhunjhunu Dh | Pulse Oxymeter | Model Not Available | 2000019058 | Functional | Others
21758 | Khandeep Chc | Instrument Sterilizer | Model Not Available | 3000084144 | Functional | Others
21759 | Mahila Hospital Jaipur | Autoclave | HI VAC | 0 | Functional | Anand Medicaids Pvt Ltd
21760 | Mahila Hospital Jaipur | ECG Machine (Single Channel) | Model Not Available | 2000003932 | Functional | Others
21761 | Shesha Phc Sawaimadhopur | SPHYGMOMANOMETER(BP APPRATUS) | MODEL NOT AVAILABLE | 88649 | Functional | Others
21762 | Mahila Hospital Jaipur | ELECTRIC OT TABLE | MODEL NOT AVAILABLE | 3000236233 | Functional | Others
21763 | Mahila Hospital Jaipur | Ventilator | Model Not Available | 2000003950 | Functional | Others
21764 | Astavan Phc | Monocular Microscope | Model not available | 200003220 | Non Functional Not Repairable | Others
21765 | Mahila Hospital Jaipur | Glucometer | Model not available | 2000003947 | Functional | Others
21766 | Mahila Hospital Jaipur | SPHYGMOMANOMETER(BP APPRATUS) | MODEL NOT AVAILABLE | 2000003930 | Functional | Others
21767 | Mahila Hospital Jaipur | ECG Machine (Twelve Channel ) | Cardiotouch Bionet 3000 | 3000236296 | Functional | Others
21768 | Mahila Hospital Jaipur | Syringe Needle Destroyer | Model not available | 3000236093 | Functional | Others
21769 | Karunda Phc | SPHYGMOMANOMETER(BP APPRATUS) | MODEL NOT AVAILABLE | 30000135168 | Functional | Others
21770 | Manoharpura Chc | Micropipettes | MODEL NOT AVAILABLE | 13060479 | Functional | Others
21771 | Mahila Hospital Jaipur | Suction Machine | Osmium | 2000003886 | Functional | Others
21772 | Mahila Hospital Jaipur | Syringe Infusion Pump | SIMTEK - Infutek 405 | 3000236049 | Not in use | Others
21773 | Mahila Hospital Jaipur | Syringe Infusion Pump | SIMTEK - Infutek 405 | 3000236050 | Not in use | Others
21774 | Mahila Hospital Jaipur | Syringe Infusion Pump | SIMTEK - Infutek 405 | 3000236031 | Not in use | Others
21775 | Mahila Hospital Jaipur | Syringe Infusion Pump | SIMTEK - Infutek 405 | 3000236032 | Not in use | Others
21776 | Mahila Hospital Jaipur | Syringe Infusion Pump | SIMTEK - Infutek 405 | 3000236033 | Not in use | Others
21777 | Mahila Hospital Jaipur | Syringe Infusion Pump | SIMTEK - Infutek 405 | 3000236034 | Not in use | Others
21778 | Mahila Hospital Jaipur | HUMIDIFIER | ALPHA | 3000236278 | Functional | Others
21779 | Mahila Hospital Jaipur | Syringe Infusion Pump | SIMTEK - Infutek 405 | 3000236043 | Not in use | Others
21780 | Mahila Hospital Jaipur | Syringe Infusion Pump | SIMTEK - Infutek 405 | 3000236044 | Not in use | Others
21781 | Mahila Hospital Jaipur | Syringe Infusion Pump | SIMTEK - Infutek 405 | 3000236046 | Not in use | Others
21782 | Karunda Phc | Ice lined refrigerator | Model Not Available | BE07F4E0N0OB2A5A0105 | Functional | Others
21783 | Bhangdarej Chc | SPHYGMOMANOMETER(BP APPRATUS) | MODEL NOT AVAILABLE | 3134518 | Functional | Others
21784 | Jamdoli Phc | Baby Weighing Machine | Model Not Available | 3000230807 | Functional | Others
21785 | K Patan Chc | Incubator | MODEL NOT AVAILABLE | 3000046439 | Functional | Others
21786 | K Patan Chc | Centrifuge Machine ( 16 Tube ) | Model not available | 3000046434 | Functional | Others
21787 | Ayana Phc | Photoelectric Calorimeter | Calorimeter - 1312 | 3000135393 | Functional | Others
21788 | Ghantali Phc | Suction Machine | Model Not Available | 3000135109 | Functional | Others
21789 | Todaraisingh Chc | Instrument Sterilizer | Model Not Available | 3000080245 | Functional | Cmho Supply
21790 | Ayana Phc | Radiant Heat Warmer | Model Not Available | 3000135395 | Functional | Others
21791 | Ghantali Phc | Syringe Needle Destroyer | Nulife - Dots | 3000135111 | Functional | Others
21792 | Churi Phc | Autoclave | Model not available | 2000019773 | Functional | Others
21793 | Ghantali Phc | SPHYGMOMANOMETER(BP APPRATUS) | MODEL NOT AVAILABLE | 3000135112 | Functional | Others
21794 | Todaraisingh Chc | ECG Machine (Single Channel) | Model Not Available | 3000080248 | Functional | Contec Medical Systems Co Ltd
21795 | Khatoli Chc Kota | Baby Weighing Machine | Crown | 3000135435 | Functional | Others
21796 | Chechat Chc | Hemoglobin Analyzer | Model not available | 3000135764 | Functional | Others
21797 | Chechat Chc | Semi Automated Chemistry Analyzer | Model not Available | 3000135765 | Functional | Others
21798 | Deikhera Chc | Freezes | MODEL NOT AVAILABLE | 3000046249 | Functional | Others
21799 | Lambakhoh Phc | SPHYGMOMANOMETER(BP APPRATUS) | MODEL NOT AVAILABLE | 3000055748 | Functional | Others
21800 | Deikhera Chc | Baby Weighing Machine | Model Not Available | 3000046255 | Functional | Others
21801 | Todaraisingh Chc | Suction Machine | Model Not Available | 3000080257 | Functional | Others
21802 | Rajeev Gandhi Govt General Hospital Alwar Dh | O.T. Light Single Dome | MODEL NOT AVAILABLE | 2000021148 | Functional | Others
21803 | Dardaturki Phc | Centrifuge Machine ( 8 Tube) | Model Not Available | 3000088438 | Functional | Others
21804 | Dardaturki Phc | Centrifuge Machine ( 8 Tube) | Model Not Available | 1011A006018 | Functional | Others
21805 | Mandawara Phc Kota | Syringe Needle Destroyer | Model not available | 3000135295 | Functional | Others
21806 | Dardaturki Phc | FOOT OPERATED SUCTION MACHINE | Model Not Available | 9076 | Non Functional Not Repairable | Zeal Medical Pvt Ltd
21807 | Mandawara Phc Kota | STABILIZER | MODEL NOT AVAILABLE | 3000135453 | Functional | Others
21808 | Bhandaheda Phc | Freezes | Kelvinator KGE 193 | 3000130999 | Functional | Others
21809 | Bhandaheda Phc | Weighing Machine | MODEL NOT AVAILABLE | 3000135235 | Functional | Others
21810 | Didwana Phc | Centrifuge Machine ( 4 Tube ) | Model not available | 3000081722 | Functional | Metro Traiding Corporation
21811 | Didwana Phc | Incubator | MODEL NOT AVAILABLE | 3000081719 | Functional | Metro Traiding Corporation
21812 | Didwana Phc | Radiant Heat Warmer | Zeal - RHW 2101A | 3000081715 | Functional | Others
21813 | Didwana Phc | SPHYGMOMANOMETER(BP APPRATUS) | MODEL NOT AVAILABLE | 3000081726 | Functional | Others
21814 | Bonli Chc | Radiant Heat Warmer | Model Not Available | NRHM/WM11/307 | Functional | Others
21815 | Parana Phc | Sahlis HB Meter | Model not available | 3000080212 | Functional | Others
21816 | Bonli Chc | Freezes | MODEL NOT AVAILABLE | 2000020079 | Functional | Others
21817 | Parana Phc | Autoclave | Model not available | 3000080214 | Functional | Others
21818 | Parana Phc | FOOT OPERATED SUCTION MACHINE | MODEL NOT AVAILABLE | 3000080215 | Functional | Others
21819 | Mahila Hospital Jaipur | Pulse Oxymeter | Model Not Available | 2000003933 | Functional | Others
21820 | Mahila Hospital Jaipur | Defibrillator | MODEL NOT AVAILABLE | 2000003945 | Functional | Others
21821 | Mahila Hospital Jaipur | Defibrillator | MODEL NOT AVAILABLE | 2000003946 | Functional | Others
21822 | Mahila Hospital Jaipur | Centrifuge Machine ( 8 Tube) | Model Not Available | 3000236244 | Functional | Others
21823 | Mahila Hospital Jaipur | Weighing Machine | MODEL NOT AVAILABLE | 2000003929 | Functional | Others
21824 | Bhangdarej Chc | SPHYGMOMANOMETER(BP APPRATUS) | MODEL NOT AVAILABLE | 12596 | Non Functional Repairable | Others
21825 | Mahila Hospital Jaipur | Multi-Para Monitor | Model not available | 200003883 | Not in use | Others
21826 | Mahila Hospital Jaipur | Ice lined refrigerator | Model Not Available | 3000236096 | Functional | Others
21827 | Mahila Hospital Jaipur | Pulse Oxymeter | Model Not Available | 100/J0213 | Not in use | Others
21828 | Mahila Hospital Jaipur | Anesthesia Machine | Model not available | 9100729 | Functional | Vestfrost Solutions
21829 | Baler Phc | Blood Bank Refrigerator | MF114 | 91010083 | Functional | Cmho Supply
21830 | Mahila Hospital Jaipur | Intensive Care Bed | Janak | 3000230366 | Functional | Others
21831 | Mahila Hospital Jaipur | Bi-pap Machine | MODEL NOT AVAILABLE | 3000236139 | Functional | Others
21832 | Mahila Hospital Jaipur | Ventilator | Model Not Available | 3000236128 | Functional | Others
21833 | Mahila Hospital Jaipur | Fetal Monitor | MODEL NOT AVAILABLE | 3000230361 | Functional | Others
21834 | Mahila Hospital Jaipur | Multi-Para Monitor | Model not available | 2000003876 | Not in use | Others
21835 | Mahila Hospital Jaipur | Defibrillator with Cardiac Monitor | Model Not Available | 3000236124 | Functional | Others
21836 | Arnod Chc | Phototherepy Unit | MODEL NOT AVAILABLE | PT09/3 | Functional | Others
21837 | B.D.K. Hospital Jhunjhunu Dh | 300mA X-Ray Machine | Model not available | 2000021739 | Functional | Allengers Medical Systems Ltd
21838 | B.D.K. Hospital Jhunjhunu Dh | Syringe Infusion Pump | Model not available | 21249914 | Functional | Fresenius Kabi India Pvt Limited
21839 | Sms Hospital | Endoscope | MODEL NOT AVAILABLE | VY687133-P | Functional | Karl Storz
21840 | B.D.K. Hospital Jhunjhunu Dh | Syringe Infusion Pump | Model not available | 21249906 | Functional | Fresenius Kabi India Pvt Limited
21841 | B.D.K. Hospital Jhunjhunu Dh | Syringe Infusion Pump | Model not available | 21270223 | Functional | Others
21842 | Arnod Chc | ECG Machine (Single Channel) | Model Not Available | 3000130524 | Functional | Cmho Supply
21843 | B.D.K. Hospital Jhunjhunu Dh | Syringe Infusion Pump | Model not available | 21270213 | Functional | Fresenius Kabi India Pvt Limited
21844 | Arnod Chc | Blood Cell Counter - 3 part | Model not available | 3000130517 | Functional | Horiba India Pvt Ltd
21845 | Mandashi Phc | Instrument Sterilizer | Model Not Available | 2000019922 | Functional | Others
21846 | Mandashi Phc | Syringe Needle Destroyer | Nulife - Dots | 2000019923 | Functional | Others
21847 | Kurchhi Phc Nagaur | Ice lined refrigerator | HBD-116 | 2000036840 | Functional | Others
21848 | Gijgarh Chc | Incubator | MODEL NOT AVAILABLE | 3000081697 | Functional | Others
21849 | Kurchhi Phc Nagaur | Nebulizer | Model Not Available | 3000126040 | Functional | Others
21850 | Gijgarh Chc | VDRL Rotator (Rotor and Shaker) | Model Not Available | 3000081699 | Functional | Others
21851 | Subhdand Phc Jodhpur | SPHYGMOMANOMETER(BP APPRATUS) | MODEL NOT AVAILABLE | 3000049906 | Functional | Others
21852 | Gijgarh Chc | Suction Machine | Model Not Available | 3000081704 | Functional | Others
21853 | Nimeda Phc Sikar | Syringe Needle Destroyer | Model not available | 2000031808 | Functional | Others
21854 | Nimeda Phc Sikar | Syringe Needle Destroyer | Model not available | 2000031809 | Functional | Others
21855 | Nimeda Phc Sikar | Syringe Needle Destroyer | Model not available | 2000031810 | Functional | Others
21856 | Mahila Hospital Jaipur | Radiant Heat Warmer | Model Not Available | 3 | Functional | Others
21857 | Mahila Hospital Jaipur | Syringe Infusion Pump | Allied - Syrn 200 | 2000003853 | Functional | Others
21858 | Todaraisingh Chc | Centrifuge Machine ( 8 Tube) | REMI - R4C | FOLC-6758 | Functional | Remi Electrotechnik Ltd
21859 | Lambakhoh Phc | Hemoglobin meter | Model Not Available | 3000055754 | Functional | Others
21860 | Todaraisingh Chc | Incubator | MODEL NOT AVAILABLE | 3000080266 | Functional | Others
21861 | General Hospital Sawai Madhopur Dh | SPHYGMOMANOMETER(BP APPRATUS) | MODEL NOT AVAILABLE | 2000020546 | Functional | Others
21862 | Sewa Phc Sawaimadhopur | Syringe Needle Destroyer | Model not available | 3000086702 | Functional | Others
21863 | Didwana Phc | Freezes | MODEL NOT AVAILABLE | 3000081714 | Functional | Others
21864 | M G Hospital Banswara Dh | Blood Bank Refrigerator | Model not available | 3000124362 | Not in use | Others
21865 | M G Hospital Banswara Dh | Freezes | MODEL NOT AVAILABLE | 3000120863 | Functional | Others
21866 | M G Hospital Banswara Dh | Freezes | MODEL NOT AVAILABLE | 3000207246 | Functional | Others
21867 | Mahila Hospital Jaipur | Anesthesia Machine | MODEL NOT AVAILABLE | 2000003914 | Functional | Others
21868 | Mahila Hospital Jaipur | Bi-pap Machine | MODEL NOT AVAILABLE | 3000230372 | Functional | Others
21869 | Mahila Hospital Jaipur | Bi-pap Machine | MODEL NOT AVAILABLE | 3000230373 | Functional | Others
21870 | Mahila Hospital Jaipur | Bi-pap Machine | MODEL NOT AVAILABLE | 3000230374 | Functional | Others
21871 | Mahila Hospital Jaipur | SPHYGMOMANOMETER(BP APPRATUS) | MODEL NOT AVAILABLE | 3000230396 | Functional | Others
21872 | Mahila Hospital Jaipur | SPHYGMOMANOMETER(BP APPRATUS) | MODEL NOT AVAILABLE | 3000230398 | Functional | Others
21873 | Mahila Hospital Jaipur | SPHYGMOMANOMETER(BP APPRATUS) | MODEL NOT AVAILABLE | 3000230397 | Functional | Others
21874 | Mahila Hospital Jaipur | SPHYGMOMANOMETER(BP APPRATUS) | MODEL NOT AVAILABLE | 3000230402 | Functional | Others
21875 | Mahila Hospital Jaipur | SPHYGMOMANOMETER(BP APPRATUS) | MODEL NOT AVAILABLE | 3000230403 | Functional | Others
21876 | Mahila Hospital Jaipur | Syringe Infusion Pump | Model not available | 3000200410 | Functional | Others
21877 | Mahila Hospital Jaipur | Syringe Infusion Pump | Model not available | 3000230411 | Functional | Others
21878 | Mahila Hospital Jaipur | Syringe Infusion Pump | Model not available | 3000230412 | Functional | Others
21879 | Mahila Hospital Jaipur | Syringe Infusion Pump | Model not available | 3000230413 | Functional | Others
21880 | Manoharpura Chc | Suction Machine | Model Not Available | 2000022744 | Functional | Others
21881 | Karunda Phc | Binocular Microscope | Model Not Available | D006732 | Functional | Others
21882 | Karunda Phc | Binocular Microscope | PZB 22 | 70759 | Functional | Others
21883 | Mahila Hospital Jaipur | Syringe Infusion Pump | Allied - Syrn 200 | 77 | Functional | Others
21884 | Mahila Hospital Jaipur | Syringe Infusion Pump | Allied - Syrn 200 | 150 | Functional | Others
21885 | Mahila Hospital Jaipur | Syringe Infusion Pump | Allied - Syrn 200 | 6 | Functional | Others
21886 | Mahila Hospital Jaipur | Syringe Infusion Pump | Allied - Syrn 200 | 37 | Functional | Others
21887 | Mahila Hospital Jaipur | Syringe Infusion Pump | Allied - Syrn 200 | 3007 | Functional | Others
21888 | B.D.K. Hospital Jhunjhunu Dh | Glucometer | Model not available | 2000019226 | Functional | Others
21889 | Chechat Chc | 300mA X-Ray Machine | GME - GMHF-32 | 3000135777 | Not in use | Others
21890 | Rajeev Gandhi Govt General Hospital Alwar Dh | Suction Machine | Model Not Available | 2000021151 | Functional | Others
21891 | Gainta Phc | Weighing Machine | Crown | 3000135416 | Functional | Others
21892 | Dardaturki Phc | Hemoglobin meter | Model Not Available | 3000088440 | Functional | Others
21893 | Rajeev Gandhi Govt General Hospital Alwar Dh | Syringe Needle Destroyer | Model not available | 6437 | Functional | Others
21894 | B.D.K. Hospital Jhunjhunu Dh | Glucometer | Model not available | 23290 | Functional | Others
21895 | Rajeev Gandhi Govt General Hospital Alwar Dh | Syringe Needle Destroyer | Nulife - Dots | 71977 | Functional | Others
21896 | Dhoolet Phc | Ice lined refrigerator | Model Not Available | 3000135716 | Functional | Others
21897 | Dheebri Chambal Phc | Baby Weighing Machine | Crown | 3000135419 | Functional | Others
21898 | Mandawara Phc Kota | Radiant Heat Warmer | Zeal - RHW 2101A | 3000135452 | Functional | Others
21899 | Ramgarh Pachwara Chc | Weighing Machine | MODEL NOT AVAILABLE | 3000081746 | Functional | Others
21900 | Kotra Deep Singh Phc | Blood Bank Refrigerator | MF114 | 3000135476 | Functional | Others
21901 | Kundanpura Phc | Glucometer | Nipro | MO2388628 | Functional | Others
21902 | Rajeev Gandhi Govt General Hospital Alwar Dh | Syringe Needle Destroyer | Model not available | 2000021097 | Functional | Others
21903 | Gyaspur Phc Pratapgarh | SPHYGMOMANOMETER(BP APPRATUS) | MODEL NOT AVAILABLE | 20120446567VG | Functional | Omron Health Care
21904 | Rajeev Gandhi Govt General Hospital Alwar Dh | Bipolar Cautery Machine | Model Not Available | 2000021205 | Functional | Others
21905 | Kotra Deep Singh Phc | SPHYGMOMANOMETER(BP APPRATUS) | MODEL NOT AVAILABLE | 3000135487 | Functional | Others
21906 | Bibirani Phc | STABILIZER | MODEL NOT AVAILABLE | 514 | Functional | Others
21907 | Lakhriya Phc | Baby Weighing Machine | Model Not Available | 3000261043 | Functional | Others
21908 | Lakhriya Phc | Baby Weighing Machine | Model Not Available | 3000261044 | Functional | Others
21909 | Kotra Deep Singh Phc | Baby Weighing Machine | Crown | 3000135488 | Functional | Others
21910 | Modak Chc | Dental X-Ray Machine | Model Not Available | 3000261101 | Functional | Others
21911 | Modak Chc | Radiant Heat Warmer | Meditrin - Heat Warmer | 3000261097 | Functional | Others
21912 | Bsawa Phc | SPHYGMOMANOMETER(BP APPRATUS) | Pagoda | 3000141015 | Functional | Others
21913 | Kotra Deep Singh Phc | FOOT OPERATED SUCTION MACHINE | SU-101 | 3000135493 | Functional | Others
21914 | Mahila Hospital Jaipur | ELECTRIC OT TABLE | MODEL NOT AVAILABLE | 2000003922 | Functional | Others
21915 | Mahila Hospital Jaipur | FOGGING MACHINE | MODEL NOT AVAILABLE | 2000003917 | Functional | Others
21916 | Harsoli Chc | Centrifuge Machine ( 8 Tube) | Model Not Available | 2000023235 | Functional | Others
21917 | Harsoli Chc | Glucometer | Model not available | A1032-07F01-0881 | Functional | Others
21918 | Harsoli Chc | Monocular Microscope | Model not available | 860004 | Functional | Others
21919 | Harsoli Chc | Syringe Needle Destroyer | BS-949 | 2000023253 | Functional | Cmho Supply
21920 | Harsoli Chc | Syringe Needle Destroyer | BS-949 | 2000023255 | Functional | Cmho Supply
21921 | Harsoli Chc | SPHYGMOMANOMETER(BP APPRATUS) | MODEL NOT AVAILABLE | 2000023259 | Functional | Others
21922 | Jodiya Phc | SPHYGMOMANOMETER(BP APPRATUS) | MODEL NOT AVAILABLE | 2000023191 | Functional | Cmho Supply
21923 | Jodiya Phc | SPHYGMOMANOMETER(BP APPRATUS) | MODEL NOT AVAILABLE | 2000023192 | Functional | Cmho Supply
21924 | Jodiya Phc | Binocular Microscope | Model Not Available | 2000023184 | Functional | Others
21925 | Jodiya Phc | Centrifuge Machine ( 4 Tube ) | Model not available | 2000023186 | Functional | Others
21926 | Jodiya Phc | Glucometer | Model not available | 2111B140038 | Functional | Omron Health Care
21927 | Bibirani Phc | SPHYGMOMANOMETER(BP APPRATUS) | MODEL NOT AVAILABLE | 59564 | Functional | Others
21928 | Bibirani Phc | Autoclave | Model not available | 2493 | Functional | Cmho Supply
21929 | Bibirani Phc | Centrifuge Machine ( 4 Tube ) | Remi 4C | DPLC2719 | Functional | Zeal Medical Pvt Ltd
21930 | Ishroda Phc | Hemoglobin meter | Model Not Available | 2000023223 | Functional | Others
21931 | Ishroda Phc | Binocular Microscope | Quasmo | 2945 | Functional | Quality Scientific And Mechanical Works Pvt Ltd
21932 | Ishroda Phc | Centrifuge Machine ( 4 Tube ) | Model not available | CGLC3681 | Functional | Remi Electrotechnik Ltd
21933 | Ishroda Phc | SPHYGMOMANOMETER(BP APPRATUS) | MODEL NOT AVAILABLE | 98135759 | Functional | Others
21934 | Ishroda Phc | SPHYGMOMANOMETER(BP APPRATUS) | MODEL NOT AVAILABLE | 2000023227 | Functional | Others
21935 | Ishroda Phc | SPHYGMOMANOMETER(BP APPRATUS) | MODEL NOT AVAILABLE | 2000023230 | Functional | Zeal Medical Pvt Ltd
21936 | Ishroda Phc | SPHYGMOMANOMETER(BP APPRATUS-Digital) | Model Not Available | 9002635 | Functional | Others
21937 | Ishroda Phc | Autoclave | Model not available | 2424 | Functional | Zeal Medical Pvt Ltd
21938 | Ishroda Phc | Radiant Heat Warmer | Zeal - RHW 2101A | RHW2101A/091311833 | Functional | Zeal Medical Pvt Ltd
21939 | Bhadurpur Phc | Centrifuge Machine ( 4 Tube ) | Model not available | 2000023273 | Functional | Others
21940 | Sakatpura Phc | Binocular Microscope | PZB 22 | 3000130873 | Functional | Others
21941 | Sakatpura Phc | Glucometer | Model not available | 3000130875 | Functional | Others
21942 | Gyaspur Phc Pratapgarh | SPHYGMOMANOMETER(BP APPRATUS) | MODEL NOT AVAILABLE | 3000130686 | Functional | Omron Health Care
21943 | Ramgarh Pachwara Chc | Radiant Heat Warmer | Zeal - RHW 2101A | 30000817451 | Functional | Others
21944 | Kherarudha Phc | Incubator | MODEL NOT AVAILABLE | 3000135780 | Functional | Others
21945 | B.D.K. Hospital Jhunjhunu Dh | Syringe Infusion Pump | Model not available | 21270562 | Functional | Rhsdp Supply
21946 | District Hospital Dausa Dh | Suction Machine | Model Not Available | 170818 | Functional | Others
21947 | Rajeev Gandhi Govt General Hospital Alwar Dh | Monocular Microscope | Model not available | 2000021105 | Functional | Others
21948 | Bilwari Phc | VDRL Rotator (Rotor and Shaker) | Model Not Available | 2000022476 | Functional | Others
21949 | Khedarasulpur Phc | Syringe Needle Destroyer | Model not available | 3000135327 | Functional | Others
21950 | Rajeev Gandhi Govt General Hospital Alwar Dh | Autoclave | Model not available | 48 | Functional | Others
21951 | Khedarasulpur Phc | Glucometer | Model not available | 3000135328 | Functional | Others
21952 | Bassi Chc Jaipur | Oxygen Concentrator | BPL - OG 4203 | AXTCIF6676 | Functional | Cmho Supply
21953 | Rajeev Gandhi Govt General Hospital Alwar Dh | Autoclave | Model not available | 2000021175 | Functional | Others
21954 | District Hospital Dausa Dh | FOOT OPERATED SUCTION MACHINE | MODEL NOT AVAILABLE | 3000081393 | Functional | Others
21955 | Charchoma Phc | Blood Bank Refrigerator | MODEL NOT AVAILABLE | 2000029491 | Non Functional Not Repairable | Zeal Medical Pvt Ltd
21956 | Bilwari Phc | Binocular Microscope | Model Not Available | 2000022477 | Functional | Cmho Supply
21957 | Kherarudha Phc | Monocular Microscope | Model not available | 3000135783 | Functional | Others
21958 | Bassi Chc Jaipur | SPHYGMOMANOMETER(BP APPRATUS) | Pagoda | 3000230842 | Functional | Cmho Supply
21959 | Mahansar Phc | Suction Machine | Model Not Available | 2000019458 | Functional | Rhsdp Supply
21960 | Parsrampur Chc | 100mA X-Ray Machine | GME - GMHF-6 | 2000019982 | Functional | Others
21961 | Charchoma Phc | Ice lined refrigerator | Model Not Available | 3000135246 | Functional | Others
21962 | Rajeev Gandhi Govt General Hospital Alwar Dh | Autoclave | Model not available | 2000021178 | Functional | Others
21963 | Bassi Chc Jaipur | Syringe Needle Destroyer | Model not available | 3000230843 | Functional | Cmho Supply
21964 | Suket Chc | Instrument Sterilizer | Model Not Available | 3000261010 | Functional | Others
21965 | Kherarudha Phc | Colorimeter | MODEL NOT AVAILABLE | 3000135785 | Functional | Others
21966 | Sikandara Chc | ECG Machine (Single Channel) | RMS - Vista 101 | DFCEIN/720095 | Non Functional Repairable | Cmho Supply
21967 | Sikandara Chc | Hemoglobin meter | HB 301 | 1343813094 | Functional | Hemocue India
21968 | Mahila Hospital Jaipur | Ventilator | Model Not Available | 300036128 | Functional | Others
21969 | Rajgarh Chc Alwar | Binocular Microscope | Model Not Available | 2000021448 | Non Functional Not Repairable | Cmho Supply
21970 | Sikandara Chc | SPHYGMOMANOMETER(BP APPRATUS) | MODEL NOT AVAILABLE | 98137226 | Functional | Others
21971 | Sikandara Chc | SPHYGMOMANOMETER(BP APPRATUS) | MODEL NOT AVAILABLE | 9041331 | Functional | Others
21972 | Mahila Hospital Jaipur | Nebulizer | MODEL NOT AVAILABLE | 3000236067 | Functional | Others
21973 | Mahila Hospital Jaipur | Syringe Infusion Pump | Allied - Syrn 200 | 136 | Functional | Others
21974 | Karunda Phc | Glucometer | Model not available | 4207113250016120 | Functional | Others
21975 | Karunda Phc | Baby Weighing Machine | Model Not Available | 30000135180 | Functional | Others
21976 | Karunda Phc | Binocular Microscope | PZB 22 | 3000135176 | Functional | Others
21977 | Mahila Hospital Jaipur | Baby Weighing Machine | Docbel Braun | 3000230365 | Functional | Others
21978 | Mahila Hospital Jaipur | Bi-pap Machine | MODEL NOT AVAILABLE | 3000230370 | Functional | Others
21979 | Mahila Hospital Jaipur | Bi-pap Machine | MODEL NOT AVAILABLE | 3000230371 | Functional | Others
21980 | Madhuban City Dispensary | Blood Bank Refrigerator | Model not available | 3000049187 | Functional | Others
21981 | Thada Chc | Freezes | MODEL NOT AVAILABLE | BE04G0E0100B2881012 | Functional | Others
21982 | Thada Chc | Ice lined refrigerator | Model Not Available | 90506402 | Functional | Others
21983 | Madhuban City Dispensary | Blood Bank Refrigerator | Model not available | 3000054100 | Functional | Others
21984 | Thada Chc | Incubator | MODEL NOT AVAILABLE | 3000135007 | Functional | Others
21985 | Mahila Hospital Jaipur | Ventilator | Model Not Available | 3000236127 | Functional | Others
21986 | Thada Chc | Radiant Heat Warmer | Model Not Available | 3000135014 | Functional | Others
21987 | Mahila Hospital Jaipur | Multi-Para Monitor | Model not available | 3000236125 | Functional | Others
21988 | Mahila Hospital Jaipur | Anesthesia Machine | MODEL NOT AVAILABLE | 2000003878 | Functional | Others
21989 | Dhundara Chc | Blood Bank Refrigerator | Model not available | 3000049909 | Functional | Others
21990 | Dhundara Chc | Syringe Needle Destroyer | Model not available | 3000049948 | Functional | Others
21991 | Dhundara Chc | Radiant Heat Warmer | Model Not Available | 3000049944 | Functional | Others
21992 | Dehra Phc | Syringe Needle Destroyer | Model not available | 2000023032 | Functional | Others
21993 | Gujar Baroda Phc | Freezes | MODEL NOT AVAILABLE | 3000084174 | Functional | Cmho Supply
21994 | Kanwas Chc | Automated Urine Analyzer | Model not available | 3000135603 | Not in use | Others
21995 | Kapren Chc | VDRL Rotator (Rotor and Shaker) | Model Not Available | 3000046232 | Functional | Others
21996 | Todaraisingh Chc | Incubator | Elite - Incubator | 3000080276 | Functional | Others
21997 | General Hospital Sawai Madhopur Dh | Weighing Machine | MODEL NOT AVAILABLE | 2000020555 | Functional | Others
21998 | Awan Phc | Ice lined refrigerator | Model Not Available | 3000135629 | Functional | Others
21999 | Digod Phc | Syringe Needle Destroyer | Model not available | 3000135271 | Functional | Others
22000 | Digod Phc | Syringe Needle Destroyer | Model not available | 3000135277 | Functional | Others
22001 | Digod Phc | Syringe Needle Destroyer | Model not available | 3000135285 | Functional | Others
22002 | B.D.K. Hospital Jhunjhunu Dh | Phototherepy Unit | Fenam, Bilitron Sky 5006 | 2000021722 | Functional | Fanem
22003 | Bsawa Phc | SPHYGMOMANOMETER(BP APPRATUS) | MODEL NOT AVAILABLE | 3000141010 | Functional | Others
22004 | B.D.K. Hospital Jhunjhunu Dh | Phototherepy Unit | Fenam, Bilitron Sky 5006 | 2000021725 | Functional | Fanem
22005 | Suhagpura Phc | SPHYGMOMANOMETER(BP APPRATUS) | MODEL NOT AVAILABLE | 3000130678 | Functional | Others
22006 | Suhagpura Phc | Weighing Machine | MODEL NOT AVAILABLE | 3000130679 | Functional | Others
22007 | Digod Phc | Suction Machine | Model Not Available | 3000135280 | Functional | Others
22008 | B.D.K. Hospital Jhunjhunu Dh | Phototherepy Unit | MODEL NOT AVAILABLE | 2000021727 | Functional | Meditrin Instruments
22009 | Suhagpura Phc | Autoclave | Model not available | 3000130682 | Functional | Others
22010 | Awan Phc | Instrument Sterilizer | Model Not Available | 3000135635 | Functional | Others
22011 | General Hospital Sawai Madhopur Dh | Syringe Infusion Pump | Model not available | 2000020561 | Functional | Others
22012 | Digod Phc | Freezes | MODEL NOT AVAILABLE | 3000135286 | Functional | Others
22013 | Digod Phc | Freezes | MODEL NOT AVAILABLE | 3000135288 | Functional | Others
22014 | B.D.K. Hospital Jhunjhunu Dh | Instrument Sterilizer | Model Not Available | 2000021609 | Functional | Others
22015 | General Hospital Sawai Madhopur Dh | ELECTRIC OT TABLE | MODEL NOT AVAILABLE | 2000020562 | Functional | Others
22016 | Suhagpura Phc | Labour Table | Model Not Available | 3000130684 | Functional | Others
22017 | Dei Chc | Baby Weighing Machine | Model Not Available | 3000046363 | Functional | Others
22018 | Mahila Hospital Jaipur | Multi-Para Monitor | Model not available | 2000003941 | Functional | Others
22019 | Mahila Hospital Jaipur | Weighing Machine | Victoria DX | 3000236090 | Functional | Others
22020 | Mahila Hospital Jaipur | Weighing Machine | Victoria DX | 3000236089 | Functional | Others
22021 | Mahila Hospital Jaipur | Weighing Machine | Victoria DX | 3000236088 | Functional | Others
22022 | Mahila Hospital Jaipur | Weighing Machine | Victoria DX | 3000236087 | Functional | Others
22023 | Mahila Hospital Jaipur | SPHYGMOMANOMETER(BP APPRATUS) | MODEL NOT AVAILABLE | 2000003919 | Not in use | Others
22024 | Mahila Hospital Jaipur | Syringe Needle Destroyer | Model not available | 2000003927 | Functional | Others
22025 | Mahila Hospital Jaipur | Fetal Monitor | MODEL NOT AVAILABLE | 2000003939 | Functional | Others
22026 | Kumher Chc | 300mA X-Ray Machine | Model not available | 2K91230128-X | Functional | Rhsdp Supply
22027 | Mahila Hospital Jaipur | Autoclave | Model not available | 2000003940 | Functional | Others
22028 | Mahila Hospital Jaipur | Syringe Needle Destroyer | Model not available | 3000236092 | Functional | Others
22029 | Mahila Hospital Jaipur | Syringe Needle Destroyer | Model not available | 3000236091 | Functional | Others
22030 | Mahila Hospital Jaipur | Radiant Heat Warmer | Model Not Available | WM09 | Functional | Others
22031 | Mahila Hospital Jaipur | Syringe Infusion Pump | Model not available | 3000230404 | Functional | Others
22032 | Mahila Hospital Jaipur | Syringe Infusion Pump | Model not available | 3000230405 | Functional | Others
22033 | Mahila Hospital Jaipur | Syringe Infusion Pump | Model not available | 3000230406 | Functional | Others
22034 | Mahila Hospital Jaipur | Syringe Infusion Pump | Model not available | 3000230407 | Functional | Others
22035 | Mahila Hospital Jaipur | Syringe Infusion Pump | Model not available | 3000230408 | Functional | Others
22036 | Mahila Hospital Jaipur | Syringe Infusion Pump | Model not available | 3000230409 | Functional | Others
22037 | Mahila Hospital Jaipur | Syringe Infusion Pump | JAZ-1800C | 130511962 | Functional | Others
22038 | Mahila Hospital Jaipur | Defibrillator | MODEL NOT AVAILABLE | 39724787 | Functional | Others
22039 | Mahila Hospital Jaipur | Defibrillator | MODEL NOT AVAILABLE | 3000230394 | Functional | Others
22040 | Mahila Hospital Jaipur | Pulse Oxymeter | RMS PHOEBUS P121 | 3000236166 | Not in use | Others
22041 | Mahila Hospital Jaipur | Fetal Monitor | MODEL NOT AVAILABLE | 3000230389 | Functional | Others
22042 | Mahila Hospital Jaipur | Multi-Para Monitor | Model not available | 5197308 | Not in use | Others
22043 | Mahila Hospital Jaipur | Baby Weighing Machine | Model Not Available | 3000230388 | Functional | Others
22044 | Rajeev Gandhi Govt General Hospital Alwar Dh | STABILIZER | MODEL NOT AVAILABLE | 2000021150 | Functional | Others
22045 | Rampuriya Dhabai Phc | Binocular Microscope | Model Not Available | 3000135527 | Functional | Others
22046 | Rampuriya Dhabai Phc | Centrifuge Machine ( 12 Tube ) | Model Not Available | 3000135528 | Functional | Others
22047 | City Dispensary Subhash Chowk Alwar | Syringe Needle Destroyer | Model not available | 1106258 | Functional | Others
22048 | Bsawa Phc | Hemoglobin meter | Model Not Available | 3000141023 | Functional | Others
22049 | City Dispensary Subhash Chowk Alwar | Autoclave | Model not available | 2000023141 | Functional | Others
22050 | Rajeev Gandhi Govt General Hospital Alwar Dh | Multi-Para Monitor | Model not available | 12-192549 | Functional | Others
22051 | Charchoma Phc | Freezes | MODEL NOT AVAILABLE | 3000135247 | Functional | Others
22052 | Parsrampur Chc | SPHYGMOMANOMETER(BP APPRATUS) | MODEL NOT AVAILABLE | 2000019984 | Functional | Others
22053 | Rajeev Gandhi Govt General Hospital Alwar Dh | Suction Machine | Model Not Available | 2000021180 | Functional | Others
22054 | Charchoma Phc | Syringe Needle Destroyer | Model not available | 3000135248 | Functional | Others
22055 | Parsrampur Chc | FOGGING MACHINE | MODEL NOT AVAILABLE | 1247 | Functional | Others
22056 | Charchoma Phc | Syringe Needle Destroyer | Model not available | 3000135249 | Functional | Others
22057 | Bassi Chc Jaipur | Binocular Microscope | Model Not Available | 3000087115 | Functional | Cmho Supply
22058 | Kherarudha Phc | Blood Bank Refrigerator | Model not available | 3000135786 | Functional | Others
22059 | Rajeev Gandhi Govt General Hospital Alwar Dh | Multi-Para Monitor | Model not available | W16108387 | Functional | Others
22060 | Khedarasulpur Phc | Blood Bank Refrigerator | MF114 | 3000135530 | Functional | Others
22061 | B.D.K. Hospital Jhunjhunu Dh | Hot Air Oven | Model not available | 2000021681 | Non Functional Repairable | Toshiba Medical Systems
22062 | Kherarudha Phc | Ice lined refrigerator | Model Not Available | 3000135787 | Functional | Others
22063 | Bilwari Phc | Incubator | Elpro - Stallion 100 Simplex Table | 95602 | Non Functional Repairable | G E Medical Systems
22064 | Bassi Chc Jaipur | Blood Cell Counter - 3 part | Horiba - ABX Micros ES 60 | 302ESOH05315 | Functional | Horiba India Pvt Ltd
22065 | Bassi Chc Jaipur | Semi Automated Chemistry Analyzer | Model Not Available | VS3015138 | Functional | Others
22066 | Siddhpura Phc | SPHYGMOMANOMETER(BP APPRATUS) | VersaMed iVent 201 | IV18119 | Functional | Wipro G E Healthcare Pvt Ltd
22067 | Rajeev Gandhi Govt General Hospital Alwar Dh | Multi-Para Monitor | Star 50 ( L and T ) | A04550267 | Functional | Others
22068 | Bassi Chc Jaipur | Centrifuge Machine ( 8 Tube) | REMI - R4C | FOLC-4797 | Functional | Cmho Supply
22069 | Khedarasulpur Phc | SPHYGMOMANOMETER(BP APPRATUS) | Pagoda | 308566 | Functional | Others
22070 | Mahila Hospital Jaipur | Anesthesia Machine | MODEL NOT AVAILABLE | 2000003894 | Functional | Others
22071 | Dhundara Chc | Freezes | MODEL NOT AVAILABLE | 3000049938 | Functional | Others
22072 | Dhundara Chc | Freezes | MODEL NOT AVAILABLE | 3000117124 | Functional | Others
22073 | Ramgarh Chc Alwar | O.T. Light Single Dome | MODEL NOT AVAILABLE | 2000021330 | Functional | Others
22074 | Umaid Hospital Jodhpur Medical College Hospital | Ultra Sonography (USG) & Colour Dopler Machine | Model not available | 3000122854 | Functional | Others
22075 | Mahila Hospital Jaipur | Suction Machine | Model Not Available | 3000236182 | Functional | Others
22076 | Mahila Hospital Jaipur | Multi-Para Monitor | Schiller - Truscope Classic | 3000230034 | Functional | Others
22077 | Mahila Hospital Jaipur | Multi-Para Monitor | Model not available | 8903 | Not in use | Others
22078 | Mahila Hospital Jaipur | Multi-Para Monitor | Model not available | 8904 | Not in use | Others
22079 | Mahila Hospital Jaipur | Centrifuge Machine ( 8 Tube) | REMI - R 8C | 3000230062 | Not in use | Others
22080 | Inana Phc | Weighing Machine | Crown | 2000030434 | Functional | Others
22081 | Mahila Hospital Jaipur | Multi-Para Monitor | Model not available | j13c370 | Functional | Others
22082 | Inana Phc | Freezes | MODEL NOT AVAILABLE | 2000030435 | Functional | Others
22083 | Mahila Hospital Jaipur | Nebulizer | MODEL NOT AVAILABLE | 3000236180 | Functional | Others
22084 | Inana Phc | Nebulizer | MODEL NOT AVAILABLE | 2000030438 | Functional | Others
22085 | Kundalpur Phc Sikar | Syringe Needle Destroyer | Model not available | 2000029594 | Functional | Others
22086 | Mahila Hospital Jaipur | Multi-Para Monitor | Model not available | 3000236023 | Functional | Others
22087 | Mahila Hospital Jaipur | Syringe Infusion Pump | Allied - Syrn 200 | 30066 | Functional | Others
22088 | Mahila Hospital Jaipur | Semi Automated Chemistry Analyzer | Model not Available | 3000230067 | Not in use | Others
22089 | Mahila Hospital Jaipur | Radiant Heat Warmer | Model Not Available | 3000236024 | Not in use | Others
22090 | Mahila Hospital Jaipur | Radiant Heat Warmer | Model Not Available | 3000236025 | Not in use | Others
22091 | Mahila Hospital Jaipur | Radiant Heat Warmer | Model Not Available | 3000236026 | Not in use | Others
22092 | Mahila Hospital Jaipur | Monocular Microscope | Model not available | 3000230069 | Functional | Others
22093 | Kalwa Phc | Hemoglobin meter | Model Not Available | 2000036004 | Functional | Others
22094 | Mahila Hospital Jaipur | ESR Analyzer | VES - Matic Cube 80 | 3000230097 | Functional | Others
22095 | Mahila Hospital Jaipur | Hot Air Oven | Model not available | 2000003855 | Functional | Others
22096 | Dehra Phc | Autoclave | Model not available | 2000023028 | Functional | Others
22097 | Bhandaheda Phc | Binocular Microscope | AMT 5A | 3000135236 | Functional | Others
22098 | Bhandaheda Phc | Binocular Microscope | Model Not Available | 3000135237 | Not in use | Others
22099 | Bhandaheda Phc | Glucometer | SD Check Gold | 3000135239 | Functional | Others
22100 | Sakatpura Phc | Centrifuge Machine ( 4 Tube ) | Model not available | 3000130872 | Functional | Others
22101 | Kotra Deep Singh Phc | Binocular Microscope | MODEL NOT AVAILABLE | 3000055855 | Functional | Others
22102 | Rajeev Gandhi Govt General Hospital Alwar Dh | Autoclave | Model not available | 2000021203 | Functional | Others
22103 | Gyaspur Phc Pratapgarh | Weighing Machine | Crown | 3000130687 | Functional | Ramon Surgical Company
22104 | Gyaspur Phc Pratapgarh | Baby Weighing Machine | Crown | 3000130690 | Functional | Cmho Supply
22105 | Gyaspur Phc Pratapgarh | Spot Light ( Portable ) | Model Not Available | 3000130693 | Functional | Cmho Supply
22106 | Siddhpura Phc | Autoclave | Model not available | 3000130313 | Functional | Others
22107 | B.D.K. Hospital Jhunjhunu Dh | Autoclave | Model not available | 2000021683 | Non Functional Repairable | Others
22108 | Rajeev Gandhi Govt General Hospital Alwar Dh | Multi-Para Monitor | Model not available | 2000021185 | Functional | Others
22109 | Bilwari Phc | Labour Table | Model Not Available | 2000022483 | Functional | Others
22110 | Siddhpura Phc | Instrument Sterilizer | Model Not Available | 3000130314 | Functional | Others
22111 | Rajeev Gandhi Govt General Hospital Alwar Dh | Defibrillator | MODEL NOT AVAILABLE | 2000021184 | Functional | Others
22112 | Parsrampur Chc | SPHYGMOMANOMETER(BP APPRATUS) | MODEL NOT AVAILABLE | 62516 | Functional | Others
22113 | Suket Chc | Binocular Microscope | Model Not Available | 3000261016 | Functional | Others
22114 | District Hospital Dausa Dh | Ventilator | Model Not Available | 3000081396 | Functional | Others
22115 | Pipalda Phc | Glucometer | Model not available | 3000135446 | Functional | Others
22116 | Khedarasulpur Phc | Weighing Machine | Crown | 3000135322 | Functional | Others
22117 | Charchoma Phc | Baby Weighing Machine | Crown | 3000135251 | Functional | Others
22118 | Jatuwas Phc Alwar | Radiant Heat Warmer | Zeal - RHW 2101A | RHW-2101A/0913/1787 | Functional | Others
22119 | Rajeev Gandhi Govt General Hospital Alwar Dh | Syringe Needle Destroyer | MODEL NOT AVAILABLE | 2000029498 | Non Functional Not Repairable | Others
22120 | Kherarudha Phc | Syringe Needle Destroyer | MODEL NOT AVAILABLE | 2000029499 | Non Functional Not Repairable | Others
22121 | Mahila Hospital Jaipur | Bi-pap Machine | MODEL NOT AVAILABLE | 3000206276 | Functional | Others
22122 | Mahila Hospital Jaipur | Syringe Needle Destroyer | Model not available | 3000236104 | Functional | Others
22123 | Mahila Hospital Jaipur | Syringe Infusion Pump | Model not available | 2000003990 | Functional | Others
22124 | Mahila Hospital Jaipur | Suction Machine | Model Not Available | 3000236292 | Functional | Others
22125 | Mahila Hospital Jaipur | Syringe Infusion Pump | Model not available | 3000236284 | Functional | Others
22126 | Manoharpura Chc | 100mA X-Ray Machine | Allengers - MARS-6R | 2K130506236-X/HF | Functional | Allengers Medical Systems Ltd
22127 | Mahila Hospital Jaipur | Radiant Heat Warmer | Model Not Available | 130301969 | Functional | Others
22128 | Mahila Hospital Jaipur | Syringe Infusion Pump | SIMTEK - Infutek 405 | 3000236036 | Not in use | Others
22129 | Mahila Hospital Jaipur | Syringe Infusion Pump | SIMTEK - Infutek 405 | 3000236037 | Not in use | Others
22130 | Mahila Hospital Jaipur | Syringe Infusion Pump | SIMTEK - Infutek 405 | 3000236038 | Not in use | Others
22131 | Mahila Hospital Jaipur | Syringe Infusion Pump | SIMTEK - Infutek 405 | 3000236039 | Not in use | Others
22132 | Mahila Hospital Jaipur | Syringe Infusion Pump | SIMTEK - Infutek 405 | 3000236040 | Not in use | Others
22133 | Karunda Phc | Autoclave | Model not available | 30000135170 | Functional | Others
22134 | Manoharpura Chc | ECG Machine (Single Channel) | Medicaid - Cardio Fax | E10570709 | Functional | Medicaid Systems
22135 | Mahila Hospital Jaipur | Baby Weighing Machine | Model Not Available | 3000230387 | Functional | Others
22136 | Mahila Hospital Jaipur | Defibrillator | MODEL NOT AVAILABLE | 3000236121 | Functional | Others
22137 | Mahila Hospital Jaipur | Anesthesia Machine | MODEL NOT AVAILABLE | 3000236111 | Functional | Others
22138 | Mahila Hospital Jaipur | Radiant Heat Warmer | Model Not Available | 3000230363 | Functional | Others
22139 | Mahila Hospital Jaipur | Radiant Heat Warmer | Model Not Available | 3000230364 | Functional | Others
22140 | Baler Phc | Syringe Needle Destroyer | Model not available | 7/38/03 | Functional | Cmho Supply
22141 | Mahila Hospital Jaipur | Defibrillator with Cardiac Monitor | Model Not Available | 3000230356 | Functional | Others
22142 | Mahila Hospital Jaipur | Binocular Microscope | Opti-CX, Labomed | 3000230070 | Functional | Others
22143 | Mahila Hospital Jaipur | Sahlis HB Meter | Model not available | 3000230057 | Not in use | Others
22144 | Mahila Hospital Jaipur | Sahlis HB Meter | Model not available | 3000230058 | Not in use | Others
22145 | Mahila Hospital Jaipur | Sahlis HB Meter | Model not available | 3000230059 | Functional | Others
22146 | Mahila Hospital Jaipur | Sahlis HB Meter | Model not available | 3000230060 | Functional | Others
22147 | Todaraisingh Chc | Syringe Needle Destroyer | Model not available | 3000080264 | Functional | Others
22148 | Lambakhoh Phc | Blood Bank Refrigerator | Model not available | 3000055756 | Functional | Others
22149 | Lambakhoh Phc | Ice lined refrigerator | Model Not Available | 3000055757 | Functional | Others
22150 | Bapawarkalan Phc | Glucometer | Model not available | 3000135685 | Functional | Others
22151 | Lambakhoh Phc | SPHYGMOMANOMETER(BP APPRATUS) | MODEL NOT AVAILABLE | 3000055759 | Functional | Others
22152 | Bapawarkalan Phc | Suction Machine | Model Not Available | 3000135694 | Functional | Others
22153 | Bapawarkalan Phc | Suction Machine | Model Not Available | 3000135696 | Functional | Others
22154 | General Hospital Sawai Madhopur Dh | SPHYGMOMANOMETER(BP APPRATUS) | MODEL NOT AVAILABLE | 2000020545 | Functional | Others
22155 | Mukundgarh Chc | Incubator | MODEL NOT AVAILABLE | 2000019781 | Functional | Others
22156 | Itawa Chc | SPHYGMOMANOMETER(BP APPRATUS) | MODEL NOT AVAILABLE | 3000135660 | Functional | Others
22157 | Awan Phc | Weighing Machine | MODEL NOT AVAILABLE | 3000135630 | Functional | Others
22158 | Mandawari Chc | Blood Cell Counter - 3 part | Horiba - ABX Micros ES 60 | 3000081755 | Functional | Horiba India Pvt Ltd
22159 | B.D.K. Hospital Jhunjhunu Dh | Syringe Infusion Pump | SIMTEK - Infutek 405 | 2000012053 | Functional | Simtek Medico Systems Pvt Ltd
22160 | B.D.K. Hospital Jhunjhunu Dh | Binocular Microscope | Model Not Available | 91 | Functional | Others
22161 | Kanwas Chc | SPHYGMOMANOMETER(BP APPRATUS) | Pagoda | 3000135624 | Functional | Others
22162 | Gainta Phc | SPHYGMOMANOMETER(BP APPRATUS) | MODEL NOT AVAILABLE | 3000135404 | Functional | Others
22163 | Rawajna Chour Phc Sawaimadhopur | Binocular Microscope | PZB 22 | 6786 | Functional | Others
22164 | Dheebri Chambal Phc | Suction Machine | Model Not Available | 3000135425 | Functional | Others
22165 | Khatoli Chc Kota | Syringe Needle Destroyer | Model not available | 3000135521 | Functional | Others
22166 | Rajeev Gandhi Govt General Hospital Alwar Dh | A Scan Ultrasonic Biometer | Model Not Available | j25-010 | Functional | Others
22167 | Mandawara Phc Kota | Weighing Machine | MODEL NOT AVAILABLE | 3000135300 | Functional | Others
22168 | Dhamottar Phc Pratapgarh | Syringe Needle Destroyer | Model not available | 3000130639 | Functional | Others
22169 | Dhamottar Phc Pratapgarh | Instrument Sterilizer | Model Not Available | 3000130640 | Functional | Others
22170 | Kaithun Chc | Instrument Sterilizer | Model Not Available | 3000130954 | Functional | Others
22171 | Kaithun Chc | Instrument Sterilizer | Model Not Available | 3000130957 | Functional | Others
22172 | Bhandaheda Phc | Baby Weighing Machine | Crown | 3000130994 | Functional | Others
22173 | Shivdaspura Phc Jaipur-2 | Binocular Microscope | PZB 22 | 67608 | Functional | Cmho Supply
22174 | Shivdaspura Phc Jaipur-2 | Syringe Needle Destroyer | Model not available | 1030 | Functional | Cmho Supply
22175 | Shivdaspura Phc Jaipur-2 | SPHYGMOMANOMETER(BP APPRATUS) | MODEL NOT AVAILABLE | 98134516 | Functional | Cmho Supply
22176 | M G Hospital Banswara Dh | Radiant Heat Warmer | Model Not Available | 3000124337 | Functional | Others
22177 | M G Hospital Banswara Dh | Radiant Heat Warmer | Model Not Available | 3000120794 | Functional | Others
22178 | M G Hospital Banswara Dh | Radiant Heat Warmer | Model Not Available | 3000120797 | Functional | Others
22179 | M G Hospital Banswara Dh | Radiant Heat Warmer | Model Not Available | 3000120799 | Functional | Others
22180 | M G Hospital Banswara Dh | Radiant Heat Warmer | Model Not Available | 30001207801 | Functional | Others
22181 | M G Hospital Banswara Dh | Radiant Heat Warmer | Model Not Available | 30001207805 | Functional | Others
22182 | M G Hospital Banswara Dh | Nebulizer | MODEL NOT AVAILABLE | 30000207053 | Functional | Others
22183 | M G Hospital Banswara Dh | Nebulizer | MODEL NOT AVAILABLE | 30000207077 | Functional | Others
22184 | M G Hospital Banswara Dh | Nebulizer | MODEL NOT AVAILABLE | 30000207079 | Functional | Others
22185 | M G Hospital Banswara Dh | Nebulizer | MODEL NOT AVAILABLE | 30000207078 | Functional | Others
22186 | Shivdaspura Phc Jaipur-2 | SPHYGMOMANOMETER(BP APPRATUS-Digital) | Model Not Available | 3000230582 | Functional | Others
22187 | M G Hospital Banswara Dh | Multi-Para Monitor | Schiller - Truscope Classic | 3000120825 | Functional | Others
22188 | M G Hospital Banswara Dh | Multi-Para Monitor | Schiller - Truscope Classic | 3000120838 | Functional | Others
22189 | M G Hospital Banswara Dh | Multi-Para Monitor | Schiller - Truscope Classic | 3000120795 | Functional | Others
22190 | M G Hospital Banswara Dh | Multi-Para Monitor | Schiller - Truscope Classic | 3000120820 | Functional | Others
22191 | Tordi Phc | Centrifuge Machine ( 8 Tube) | Model Not Available | 3000080226 | Functional | Others
22192 | Khareda Phc | Hemoglobin meter | Model Not Available | 3000088528 | Functional | Others
22193 | Khandeep Chc | SPHYGMOMANOMETER(BP APPRATUS) | MODEL NOT AVAILABLE | 3000084151 | Functional | Others
22194 | Khandeep Chc | Freezes | MODEL NOT AVAILABLE | 305EREM062075 | Functional | Others
22195 | Mahila Hospital Jaipur | Suction Machine | Model Not Available | 63 | Functional | Others
22196 | Mahila Hospital Jaipur | Ventilator | Model Not Available | N-10360215808 | Not in use | Others
22197 | Mahila Hospital Jaipur | Syringe Infusion Pump | SIMTEK - Infutek 405 | 2000003992 | Functional | Others
22198 | Mahila Hospital Jaipur | Centrifuge Machine ( 16 Tube ) | Model not available | 3000230079 | Functional | Others
22199 | Kapren Chc | Instrument Sterilizer | Model Not Available | 3000046222 | Functional | Others
22200 | Dehra Phc | Instrument Sterilizer | Model Not Available | 2000023030 | Functional | Others
22201 | Kanwas Chc | Colorimeter | MODEL NOT AVAILABLE | 3000135600 | Functional | Others
22202 | Kapren Chc | Incubator | MODEL NOT AVAILABLE | 3000046227 | Functional | Others
22203 | Kanwas Chc | Centrifuge Machine ( 4 Tube ) | Model not available | 3000135602 | Functional | Others
22204 | Kanwas Chc | Sahlis HB Meter | Model not available | 3000135605 | Functional | Others
22205 | Suhagpura Phc | Centrifuge Machine ( 8 Tube) | Model Not Available | 3000130675 | Functional | Others
22206 | Kotkasim Chc | Suction Machine | Model Not Available | 2000023166 | Functional | Others
22207 | B.D.K. Hospital Jhunjhunu Dh | Autoclave | Model not available | 4048 | Functional | Others
22208 | Kotkasim Chc | Hot Air Oven | Model not available | 2000023154 | Functional | Others
22209 | Kanwas Chc | Syringe Needle Destroyer | Nulife - Dots | 3000135619 | Functional | Others
22210 | Bhandaheda Phc | SPHYGMOMANOMETER(BP APPRATUS) | MODEL NOT AVAILABLE | 3000130995 | Functional | Others
22211 | Mandawara Phc Kota | STABILIZER | MODEL NOT AVAILABLE | 3000135456 | Functional | Others
22212 | Bhandaheda Phc | Blood Bank Refrigerator | Model not available | 3000130998 | Functional | Others
22213 | Kotra Deep Singh Phc | Freezes | MODEL NOT AVAILABLE | 3000135480 | Functional | Others
22214 | Kotra Deep Singh Phc | Syringe Needle Destroyer | Model not available | 3000135483 | Functional | Others
22215 | Gyaspur Phc Pratapgarh | Syringe Needle Destroyer | Microsil ND 20 | 3000130685 | Functional | Linco Scientific Instruments And Chemicals (P) Ltd
22216 | Bager Chc | Baby Weighing Machine | Crown | 2000019255 | Functional | Crown Digital Scales Inc
22217 | Modak Chc | Syringe Needle Destroyer | Nulife - Dots | 3000261105 | Functional | Others
22218 | Bassi Chc Jaipur | Hydraulic Operation Table | MODEL NOT AVAILABLE | 3000087192 | Functional | Cmho Supply
22219 | Bassi Chc Jaipur | Glucometer | MODEL NOT AVAILABLE | 2000029500 | Non Functional Not Repairable | Others
22220 | Parsrampur Chc | Weighing Machine | Model Not Available | 3000202474 | Functional | Cmho Supply
22221 | Suket Chc | Baby Weighing Machine | Model Not Available | 3000261022 | Functional | Others
22222 | Bassi Chc Jaipur | Hemoglobin meter | Model Not Available | 3000087125 | Non Functional Repairable | Others
22223 | Rajeev Gandhi Govt General Hospital Alwar Dh | Cautry Machine | Model Not Available | 2000021187 | Functional | Others
22224 | Khedarasulpur Phc | Syringe Needle Destroyer | Nulife - Dots | 29720 | Functional | Others
22225 | Bager Chc | Spot Light ( Portable ) | Model Not Available | 2000019261 | Functional | Others
22226 | Bager Chc | FOGGING MACHINE | MODEL NOT AVAILABLE | 55304 | Functional | Others
22227 | Mahila Hospital Jaipur | SPHYGMOMANOMETER(BP APPRATUS) | MODEL NOT AVAILABLE | 3000236072 | Functional | Others
22228 | Mahila Hospital Jaipur | SPHYGMOMANOMETER(BP APPRATUS) | MODEL NOT AVAILABLE | 3000236073 | Functional | Others
22229 | Mahila Hospital Jaipur | SPHYGMOMANOMETER(BP APPRATUS) | MODEL NOT AVAILABLE | 3000236074 | Functional | Others
22230 | Harsoli Chc | Hemoglobin meter | Model Not Available | 2000023236 | Functional | Others
22231 | Harsoli Chc | Syringe Needle Destroyer | Microsil - ND350 | 10353 | Functional | Zeal Medical Pvt Ltd
22232 | Harsoli Chc | Syringe Needle Destroyer | Nulife - Dots | NBSDO715798 | Functional | Zeal Medical Pvt Ltd
22233 | Harsoli Chc | Instrument Sterilizer | Model Not Available | 2000023246 | Functional | Others
22234 | Harsoli Chc | SPHYGMOMANOMETER(BP APPRATUS) | MODEL NOT AVAILABLE | 2000023258 | Functional | Others
22235 | Harsoli Chc | SPHYGMOMANOMETER(BP APPRATUS) | MODEL NOT AVAILABLE | 2000023262 | Functional | Others
22236 | Jodiya Phc | SPHYGMOMANOMETER(BP APPRATUS) | Model not available | 2000025156 | Functional | Others
22237 | Jodiya Phc | Syringe Needle Destroyer | BS-949 | 2000023200 | Functional | Cmho Supply
22238 | Jodiya Phc | Syringe Needle Destroyer | BS-949 | 2000023201 | Functional | Cmho Supply
22239 | Jodiya Phc | Syringe Needle Destroyer | Model not available | 2000023204 | Functional | Cmho Supply
22240 | Bibirani Phc | SPHYGMOMANOMETER(BP APPRATUS) | MODEL NOT AVAILABLE | 2000023210 | Functional | Others
22241 | Ishroda Phc | SPHYGMOMANOMETER(BP APPRATUS) | MODEL NOT AVAILABLE | 2000023228 | Functional | Zeal Medical Pvt Ltd
22242 | Ishroda Phc | SPHYGMOMANOMETER(BP APPRATUS) | MODEL NOT AVAILABLE | 95708 | Functional | Zeal Medical Pvt Ltd
22243 | Bhadurpur Phc | Syringe Needle Destroyer | Microsil - ND350 | 10025 | Functional | Linco Scientific Instruments And Chemicals (P) Ltd
22244 | Bhadurpur Phc | Hemoglobin meter | Model Not Available | 2000023275 | Functional | Others
22245 | Bhadurpur Phc | Instrument Sterilizer | Model Not Available | 2000023278 | Functional | Cmho Supply
22246 | Bhadurpur Phc | Radiant Heat Warmer | Zeal - RHW 2101A | RHW-2101A/0913/1870 | Functional | Zeal Medical Pvt Ltd
22247 | Umaid Hospital Jodhpur Medical College Hospital | SPHYGMOMANOMETER(BP APPRATUS) | MODEL NOT AVAILABLE | 813441 | Functional | Others
22248 | Pipalkhoont Chc | Monocular Microscope | Model not available | 3000130711 | Functional | Cmho Supply
22249 | Mahila Hospital Jaipur | Autoclave | Model not available | 3000236183 | Functional | Others
22250 | Mahila Hospital Jaipur | 500mA X-Ray Machine | Model not available | 3000230082 | Functional | Others
22251 | Devpura Phc | Suction Machine | Model Not Available | 3000088420 | Functional | Others
22252 | Deikhera Chc | Syringe Needle Destroyer | Microsil - ND350 | 3000046266 | Functional | Others
22253 | Khatoli Chc Kota | SPHYGMOMANOMETER(BP APPRATUS) | MODEL NOT AVAILABLE | 3000135439 | Functional | Others
22254 | Gujar Baroda Phc | Freezes | MODEL NOT AVAILABLE | 3000084176 | Functional | Cmho Supply
22255 | Kanwas Chc | Blood Bank Refrigerator | Model not available | 3000135606 | Functional | Others
22256 | Khatoli Chc Kota | SPHYGMOMANOMETER(BP APPRATUS) | MODEL NOT AVAILABLE | 307394 | Functional | Others
22257 | Kanwas Chc | Freezes | Kelvinator KGE 193 | 3000135614 | Functional | Others
22258 | Kanwas Chc | ECG Machine (Three Channel ) | Medicaid - CardioFax 3R | 3000135616 | Functional | Others
22259 | Dei Chc | ELECTRIC OT TABLE | MODEL NOT AVAILABLE | 3000046371 | Functional | Others
22260 | Kotra Deep Singh Phc | STABILIZER | MODEL NOT AVAILABLE | 3000135479 | Functional | Others
22261 | Kotra Deep Singh Phc | Centrifuge Machine ( 8 Tube) | Model Not Available | 3000135484 | Functional | Others
22262 | Ramgarh Pachwara Chc | SPHYGMOMANOMETER(BP APPRATUS) | MODEL NOT AVAILABLE | 3000081745 | Functional | Others
22263 | Bager Chc | Fetal Doppler | MODEL NOT AVAILABLE | DQTB2H6184 | Functional | Bpl Medical Technologies
22264 | Modak Chc | SPHYGMOMANOMETER(BP APPRATUS) | Pagoda | 3000261092 | Functional | Others
22265 | Modak Chc | Syringe Needle Destroyer | Model not available | 3000261095 | Functional | Others
22266 | Khedarasulpur Phc | Binocular Microscope | AMT 5A | 3000135323 | Functional | Others
22267 | Kherarudha Phc | Baby Weighing Machine | Crown | 3000135791 | Functional | Others
22268 | Siddhpura Phc | Ice lined refrigerator | HBC-70 | 3000130316 | Functional | Others
22269 | Rajeev Gandhi Govt General Hospital Alwar Dh | Cautry Machine | Model Not Available | 2000021188 | Functional | Others
22270 | Bilwari Phc | Nebulizer | MODEL NOT AVAILABLE | 66721 | Functional | Others
22271 | Charchoma Phc | Labour Table | Model Not Available | 3000135253 | Functional | Others
22272 | Govind Nagar Phc | Syringe Needle Destroyer | Nulife - Dots | 3000130903 | Functional | Others
22273 | Manasgaon Phc | SPHYGMOMANOMETER(BP APPRATUS) | MODEL NOT AVAILABLE | 3000135304 | Functional | Others
22274 | Kherarudha Phc | Spot Light ( Portable ) | Model Not Available | 3000135790 | Functional | Others
22275 | Rajeev Gandhi Govt General Hospital Alwar Dh | O.T. Light Double Dome | MODEL NOT AVAILABLE | 2000021189 | Functional | Others
22276 | Khedarasulpur Phc | Baby Weighing Machine | Crown | 3000135334 | Functional | Others
22277 | Mahila Hospital Jaipur | Weighing Machine | MODEL NOT AVAILABLE | 3000236229 | Not in use | Others
22278 | Mahila Hospital Jaipur | Syringe Infusion Pump | Model not available | 2000003951 | Functional | Others
22279 | Mahila Hospital Jaipur | Syringe Infusion Pump | Model not available | 2000003953 | Functional | Others
22280 | Mahila Hospital Jaipur | Syringe Infusion Pump | Model not available | 2000003954 | Functional | Others
22281 | Mahila Hospital Jaipur | Syringe Infusion Pump | Model not available | 2000003955 | Functional | Others
22282 | Mahila Hospital Jaipur | SPHYGMOMANOMETER(BP APPRATUS) | MODEL NOT AVAILABLE | 3000236103 | Functional | Others
22283 | Mahila Hospital Jaipur | SPHYGMOMANOMETER(BP APPRATUS) | MODEL NOT AVAILABLE | 3000236099 | Functional | Others
22284 | Mahila Hospital Jaipur | Blood Bank Refrigerator | Model not available | 3000230416 | Functional | Others
22285 | Mahila Hospital Jaipur | Blood Bank Refrigerator | Model not available | 3000230417 | Functional | Others
22286 | Mahila Hospital Jaipur | Monocular Microscope | RMH-4 | 3000236094 | Functional | Others
22287 | Mahila Hospital Jaipur | Syringe Infusion Pump | JAZ-1800C | 130512112 | Functional | Others
22288 | Mahila Hospital Jaipur | ECG Machine (Three Channel ) | Model Not Available | 3000230340 | Functional | Others
22289 | Mahila Hospital Jaipur | Anesthesia Machine | MODEL NOT AVAILABLE | 3000085759 | Functional | Bhaseen Health Products Pvt Ltd
22290 | Mahila Hospital Jaipur | ECG Machine (Three Channel ) | BPL 8408 | 3000236133 | Functional | Others
22291 | Mahila Hospital Jaipur | Bi-pap Machine | MODEL NOT AVAILABLE | 3000236146 | Functional | Others
22292 | Mahila Hospital Jaipur | Bi-pap Machine | MODEL NOT AVAILABLE | 3000236145 | Functional | Others
22293 | Mahila Hospital Jaipur | Bi-pap Machine | MODEL NOT AVAILABLE | 3000236144 | Functional | Others
22294 | Mahila Hospital Jaipur | Bi-pap Machine | MODEL NOT AVAILABLE | 3000236143 | Functional | Others
22295 | Mahila Hospital Jaipur | Bi-pap Machine | MODEL NOT AVAILABLE | 3000236142 | Functional | Others
22296 | Mahila Hospital Jaipur | Bi-pap Machine | MODEL NOT AVAILABLE | 3000236141 | Functional | Others
22297 | Mahila Hospital Jaipur | Pulse Oxymeter | Model Not Available | 3000230350 | Functional | Others
22298 | Mahila Hospital Jaipur | Syringe Infusion Pump | Model not available | 3000236114 | Functional | Others
22299 | Mahila Hospital Jaipur | ECG Machine (Three Channel ) | Model Not Available | 3000230353 | Functional | Others
22300 | Harsoli Chc | Binocular Microscope | Labomed - Vision 2000 | 130761333 | Functional | Zeal Medical Pvt Ltd
22301 | Harsoli Chc | Autoclave | Model not available | 2977 | Functional | Cmho Supply
22302 | Harsoli Chc | Syringe Needle Destroyer | Microsil - ND350 | 10391 | Functional | Zeal Medical Pvt Ltd
22303 | Jamdoli Phc | Ice lined refrigerator | MK - 142 | 25018826 | Functional | Others
22304 | Rajeev Gandhi Govt General Hospital Alwar Dh | Defibrillator | MODEL NOT AVAILABLE | ABMD4M1868 | Functional | Others
22305 | Jamdoli Phc | Radiant Heat Warmer | Meditrin - Heat Warmer | 3000087371 | Functional | Others
22306 | Rajeev Gandhi Govt General Hospital Alwar Dh | Ventilator | Model Not Available | 140640241081A1V | Functional | Others
22307 | Salamgarh Phc | Weighing Machine | MODEL NOT AVAILABLE | 3000130594 | Functional | Others
22308 | Fatehpur Chc Sikar | FOOT OPERATED SUCTION MACHINE | SU-101 | 2000037294 | Functional | Others
22309 | Rashidpur Phc | Suction Machine | Model Not Available | 3000081650 | Functional | Cmho Supply
22310 | Rajeev Gandhi Govt General Hospital Alwar Dh | Intensive Care Bed | Janak | 2000023287 | Functional | Others
22311 | Rajeev Gandhi Govt General Hospital Alwar Dh | Intensive Care Bed | Janak | 2000023290 | Functional | Others
22312 | Dabla Phc | SPHYGMOMANOMETER(BP APPRATUS) | MODEL NOT AVAILABLE | 3000125659 | Functional | Others
22313 | Dehra Phc | Syringe Needle Destroyer | Model not available | 2000023033 | Functional | Others
22314 | Kapren Chc | Centrifuge Machine ( 4 Tube ) | Model not available | 3000046235 | Functional | Others
22315 | Kanwas Chc | SPHYGMOMANOMETER(BP APPRATUS) | Pagoda | 3000135611 | Functional | Others
22316 | Kanwas Chc | SPHYGMOMANOMETER(BP APPRATUS) | Pagoda | 3000135612 | Functional | Others
22317 | B.D.K. Hospital Jhunjhunu Dh | Binocular Microscope | Model Not Available | 6635322357 | Functional | Others
22318 | Kanwas Chc | Spot Light ( Portable ) | Model Not Available | 3000135617 | Functional | Others
22319 | Suhagpura Phc | Suction Machine | Model Not Available | 3000130683 | Functional | Others
22320 | Dei Chc | Suction Machine | Model Not Available | 3000046362 | Functional | Others
22321 | Kotkasim Chc | Sahlis HB Meter | Model not available | 1343813134 | Functional | Others
22322 | Dei Chc | Mobile ( Portable ) X-Ray Machine | Model not available | 3000041454 | Functional | Others
22323 | Rajeev Gandhi Govt General Hospital Alwar Dh | Syringe Needle Destroyer | Nulife - Dots | 73045 | Functional | Others
22324 | B.D.K. Hospital Jhunjhunu Dh | SPHYGMOMANOMETER(BP APPRATUS) | MODEL NOT AVAILABLE | 2000019208 | Functional | Others
22325 | Dheebri Chambal Phc | Baby Weighing Machine | Crown | 3000135424 | Functional | Others
22326 | Mandawara Phc Kota | Glucometer | SD Check Gold | 3000135296 | Functional | Others
22327 | Dheebri Chambal Phc | Syringe Needle Destroyer | Nulife - Dots | 3000135429 | Functional | Others
22328 | Dheebri Chambal Phc | SPHYGMOMANOMETER(BP APPRATUS) | MODEL NOT AVAILABLE | 3000135417 | Functional | Others
22329 | Mahila Hospital Jaipur | SPHYGMOMANOMETER(BP APPRATUS) | MODEL NOT AVAILABLE | 3000236075 | Functional | Others
22330 | Mahila Hospital Jaipur | SPHYGMOMANOMETER(BP APPRATUS) | MODEL NOT AVAILABLE | 3000236076 | Functional | Others
22331 | Mahila Hospital Jaipur | Glucometer | Model not available | 3000236064 | Functional | Others
22332 | Mahila Hospital Jaipur | SPHYGMOMANOMETER(BP APPRATUS) | MODEL NOT AVAILABLE | 2000003911 | Functional | Others
22333 | Mahila Hospital Jaipur | Pulse Oxymeter | MODEL NOT AVAILABLE | 3000086715 | Functional | Others
22334 | Mahila Hospital Jaipur | Ventilator | Model Not Available | THC12399 | Functional | Others
22335 | Mahila Hospital Jaipur | Cautry Machine | Model Not Available | 3000230095 | Functional | Others
22336 | Mahila Hospital Jaipur | ECG Machine (Twelve Channel ) | Cardiotouch Bionet 3000 | 3000230420 | Functional | Others
22337 | Mahila Hospital Jaipur | Freezes | MODEL NOT AVAILABLE | 3000230072 | Functional | Others
22338 | Mahila Hospital Jaipur | Sahlis HB Meter | Model not available | 3000230071 | Functional | Others
22339 | Pipalkhoont Chc | Freezes | MODEL NOT AVAILABLE | 3000130718 | Functional | Others
22340 | Nua Chc | Syringe Needle Destroyer | Model not available | 2000019740 | Functional | Others
22341 | Pipalkhoont Chc | Glucometer | Model not available | 3000130719 | Functional | Others
22342 | Pipalkhoont Chc | Glucometer | Model not available | 3000130720 | Functional | Others
22343 | Mahila Hospital Jaipur | Syringe Infusion Pump | Allied - Syrn 200 | 30067 | Functional | Others
22344 | Mahila Hospital Jaipur | Centrifuge Machine (36 Tubes) | Model Not Available | 3000230080 | Functional | Others
22345 | Mahila Hospital Jaipur | Pulse Oxymeter | Model Not Available | 3000236027 | Functional | Others
22346 | Kalwa Phc | Baby Weighing Machine | Model Not Available | 2000036008 | Functional | Others
22347 | Lamia Phc Sikar | Syringe Needle Destroyer | Model not available | 2000029114 | Functional | Others
22348 | Khakhadhaki Phc | Hemoglobin meter | Model Not Available | 2000036083 | Functional | Others
22349 | Mahila Hospital Jaipur | Tube Sealer for Blood bags | Model Not Available | 3000230025 | Functional | Others
22350 | Mahila Hospital Jaipur | Binocular Microscope | Model Not Available | 3000230026 | Functional | Others
22351 | Lamia Phc Sikar | Syringe Needle Destroyer | Model not available | 2000029116 | Functional | Others
22352 | Rajeev Gandhi Govt General Hospital Alwar Dh | Suction Machine | Model Not Available | 2000021131 | Functional | Others
22353 | Mahila Hospital Jaipur | Water Bath | Model not available | 2000003847 | Functional | Others
22354 | Mahila Hospital Jaipur | Water Bath | Model not available | 2000003848 | Functional | Others
22355 | Dhariawad Chc | Ice lined refrigerator | Model Not Available | 3000135050 | Functional | Others
22356 | Rajeev Gandhi Govt General Hospital Alwar Dh | Dental Chair Unit | Model Not Available | 2000023136 | Functional | Others
22357 | Dhariawad Chc | Weighing Machine | MODEL NOT AVAILABLE | 3000135052 | Functional | Others
22358 | General Hospital Sawai Madhopur Dh | Blood Mixer ( Roller Mixer ) | Model not available | 3000084472 | Functional | Others
22359 | Salumber Satellite Hospital | Fetal Doppler | MODEL NOT AVAILABLE | 2012FQ307 | Functional | Others
22360 | Badwasi Phc Jhunjunu | Baby Weighing Machine | Model Not Available | 2000019846 | Functional | Others
22361 | Dighal Phc | Syringe Needle Destroyer | Nulife - Dots | 2000019861 | Functional | Others
22362 | General Hospital Sawai Madhopur Dh | Autoclave | Model not available | 3000084501 | Functional | Others
22363 | Salumber Satellite Hospital | Syringe Needle Destroyer | Model not available | 3000052919 | Not in use | Others
22364 | B.D.K. Hospital Jhunjhunu Dh | Radiant Heat Warmer | Meditrin - Heat Warmer | 2000021717 | Functional | Meditrin Instruments
22365 | Rajeev Gandhi Govt General Hospital Alwar Dh | Blood Cell Counter - 5 part | Model not available | 2040013 | Functional | Others
22366 | B.D.K. Hospital Jhunjhunu Dh | Freezes | MODEL NOT AVAILABLE | 2000021668 | Functional | Remi Electrotechnik Ltd
22367 | Mandawari Chc | FOOT OPERATED SUCTION MACHINE | MODEL NOT AVAILABLE | 3000081764 | Functional | Cmho Supply
22368 | General Hospital Sawai Madhopur Dh | Binocular Microscope | Model Not Available | 3000084509 | Functional | Others
22369 | Mandawari Chc | Radiant Heat Warmer | Zeal - RHW 2101A | 3000081769 | Functional | Zeal Medical Pvt Ltd
22370 | Mandawari Chc | Radiant Heat Warmer | Zeal - RHW 2101A | 3000081770 | Functional | Zeal Medical Pvt Ltd
22371 | Keru Phc | Binocular Microscope | PZB 22 | 67008 | Functional | Others
22372 | Nainwa Chc | Sahlis HB Meter | Model not available | 3000046359 | Functional | Others
22373 | Mandawari Chc | SPHYGMOMANOMETER(BP APPRATUS) | MODEL NOT AVAILABLE | 3000081773 | Functional | Ajay Optical India
22374 | Nainwa Chc | Syringe Needle Destroyer | Model not available | 3000046360 | Functional | Others
22375 | Keru Phc | Hemoglobin meter | Model Not Available | 2000019896 | Functional | Others
22376 | General Hospital Sawai Madhopur Dh | Incubator | MODEL NOT AVAILABLE | 3000084517 | Functional | Others
22377 | Rajeev Gandhi Govt General Hospital Alwar Dh | Blood Bank Refrigerator | Model not available | BDI-3579AMRA-0044452 | Functional | Others
22378 | Keru Phc | Weighing Machine | MODEL NOT AVAILABLE | 2000019901 | Functional | Others
22379 | Mandawari Chc | ECG Machine (Single Channel) | BPL - Cardiart 108T | 3000081762 | Functional | Others
22380 | Churi Phc | Weighing Machine | MODEL NOT AVAILABLE | 2000019771 | Functional | Others
22381 | M G Hospital Banswara Dh | Syringe Infusion Pump | Model not available | 30000207068 | Functional | Others
22382 | M G Hospital Banswara Dh | Syringe Infusion Pump | Model not available | 30000207069 | Functional | Others
22383 | M G Hospital Banswara Dh | Syringe Infusion Pump | Model not available | 30000207070 | Functional | Others
22384 | M G Hospital Banswara Dh | Syringe Infusion Pump | Model not available | 30000207071 | Functional | Others
22385 | M G Hospital Banswara Dh | Syringe Infusion Pump | Model not available | 30000207072 | Functional | Others
22386 | M G Hospital Banswara Dh | Syringe Infusion Pump | Model not available | 30000207042 | Functional | Others
22387 | M G Hospital Banswara Dh | Syringe Infusion Pump | Model not available | 30000207064 | Functional | Others
22388 | M G Hospital Banswara Dh | Syringe Infusion Pump | Model not available | 30000207065 | Functional | Others
22389 | M G Hospital Banswara Dh | Syringe Infusion Pump | Model not available | 30000207066 | Functional | Others
22390 | M G Hospital Banswara Dh | Syringe Infusion Pump | Model not available | 30000207067 | Functional | Others
22391 | M G Hospital Banswara Dh | Multi-Para Monitor | Model not available | 30000207045 | Functional | Others
22392 | M G Hospital Banswara Dh | Multi-Para Monitor | Model not available | 30000207044 | Functional | Others
22393 | M G Hospital Banswara Dh | Multi-Para Monitor | Model not available | A04550270 | Functional | Others
22394 | M G Hospital Banswara Dh | Multi-Para Monitor | Model not available | 30000207048 | Functional | Others
22395 | M G Hospital Banswara Dh | Multi-Para Monitor | Model not available | 30000207041 | Functional | Others
22396 | M G Hospital Banswara Dh | Multi-Para Monitor | Model Not Available | 3000086789 | Non Functional Repairable | Others
22397 | Goverdhan Govt Hospital Nathdwara Sdh | Pulse Oxymeter | Model Not Available | 3000204119 | Functional | Others
22398 | Rajeev Gandhi Govt General Hospital Alwar Dh | Pulse Oxymeter | MEDITEC P201 | 10192020007 | Functional | Others
22399 | Mahila Hospital Jaipur | Incubator | MODEL NOT AVAILABLE | 3000230015 | Functional | Others
22400 | Lamia Phc Sikar | Binocular Microscope | Model Not Available | 2000029127 | Functional | Others
22401 | Mahila Hospital Jaipur | Binocular Microscope | Model Not Available | 3000230027 | Functional | Others
22402 | Mahila Hospital Jaipur | Centrifuge Machine ( 12 Tube ) | Model Not Available | 3000230030 | Functional | Others
22403 | Malarna Dungar Chc | Labour Table | Model Not Available | 2000020293 | Non Functional Repairable | Others
22404 | Jamdoli Phc | Syringe Needle Destroyer | Model not available | 725444 | Functional | Mrk Healthcare Pvt Ltd Delhi
22405 | Rajeev Gandhi Govt General Hospital Alwar Dh | Multi-Para Monitor | Model not available | CI0608P55 | Functional | Others
22406 | Lambakhoh Phc | Binocular Microscope | Model Not Available | 3000055752 | Functional | Others
22407 | Chechat Chc | Radiant Heat Warmer | Model Not Available | 3000135768 | Not in use | Others
22408 | Mukundgarh Chc | FOGGING MACHINE | MODEL NOT AVAILABLE | 2000019789 | Functional | Others
22409 | Bapawarkalan Phc | Incubator | MODEL NOT AVAILABLE | 3000135681 | Functional | Others
22410 | Bapawarkalan Phc | Centrifuge Machine ( 12 Tube ) | Model Not Available | 3000135682 | Functional | Others
22411 | General Hospital Sawai Madhopur Dh | Blood Collection Monitor | Model Not Available | 3000084523 | Functional | Others
22412 | Chechat Chc | Suction Machine | Model Not Available | 3000135769 | Functional | Others
22413 | Todaraisingh Chc | Semi Automated Chemistry Analyzer | CPC - STAT FAX 3300 | 6693 | Functional | Cpc Diagnostics Pvt Ltd
22414 | Itawa Chc | Defibrillator | MODEL NOT AVAILABLE | 3000135658 | Functional | Others
22415 | Lambakhoh Phc | Syringe Needle Destroyer | Model not available | 3000055760 | Functional | Others
22416 | Lambakhoh Phc | Suction Machine | Model Not Available | 3000055764 | Functional | Others
22417 | Todaraisingh Chc | Binocular Microscope | PZB 22 | 55740 | Functional | Others
22418 | B.D.K. Hospital Jhunjhunu Dh | Blood Cell Counter - 5 part | SFRI - Countender 80+ | 2040058 | Functional | Others
22419 | B.D.K. Hospital Jhunjhunu Dh | Fully Automated Clinical Chemistry Analyzer | Randox - RX IMOLA | 72010666 | Functional | Randox Laboratories ( India ) Pvt Ltd
22420 | General Hospital Sawai Madhopur Dh | Fetal Monitor | MODEL NOT AVAILABLE | 2000020557 | Functional | Others
22421 | Digod Phc | Ice lined refrigerator | Model Not Available | 3000135272 | Functional | Others
22422 | Bsawa Phc | Syringe Needle Destroyer | Nulife - Dots | 3000141008 | Functional | Others
22423 | Awan Phc | Baby Weighing Machine | Model Not Available | 3000135632 | Functional | Others
22424 | Kaithun Chc | Binocular Microscope | Model Not Available | 3000130925 | Functional | Others
22425 | Kaithun Chc | Binocular Microscope | Model Not Available | 3000130935 | Functional | Others
22426 | Kaithun Chc | Blood Cell Counter - 3 part | Model not available | 3000130927 | Functional | Others
22427 | Kaithun Chc | ECG Machine (Single Channel) | Model Not Available | 3000130942 | Functional | Others
22428 | Dhamottar Phc Pratapgarh | SPHYGMOMANOMETER(BP APPRATUS) | MODEL NOT AVAILABLE | 3000130636 | Functional | Others
22429 | Kaithun Chc | Defibrillator | MODEL NOT AVAILABLE | 3000130949 | Functional | Others
22430 | Dhoolet Phc | SPHYGMOMANOMETER(BP APPRATUS) | MODEL NOT AVAILABLE | 3000135719 | Functional | Others
22431 | General Hospital Sawai Madhopur Dh | SPHYGMOMANOMETER(BP APPRATUS) | MODEL NOT AVAILABLE | 8813462 | Functional | Others
22432 | Mahila Hospital Jaipur | SPHYGMOMANOMETER(BP APPRATUS) | MODEL NOT AVAILABLE | 3000236080 | Functional | Others
22433 | Malarna Dungar Chc | Syringe Needle Destroyer | Microsil - ND350 | 565 | Functional | Others
22434 | Mahila Hospital Jaipur | Autoclave | Model not available | 3000230016 | Functional | Others
22435 | Mahila Hospital Jaipur | Freezes | MODEL NOT AVAILABLE | 3000230018 | Not in use | Others
22436 | Rajeev Gandhi Govt General Hospital Alwar Dh | Syringe Infusion Pump | Injectomat Agilia | 18090121270338 | Functional | Others
22437 | Rajeev Gandhi Govt General Hospital Alwar Dh | Syringe Infusion Pump | Injectomat Agilia | 2000021138 | Functional | Others
22438 | Malarna Dungar Chc | Syringe Needle Destroyer | Model not available | 2000020326 | Functional | Cmho Supply
22439 | Palasra Chc Sikar | Syringe Needle Destroyer | Microsil - ND350 | 8661 | Functional | Others
22440 | Malarna Dungar Chc | FOOT OPERATED SUCTION MACHINE | SU-101 | 2000020312 | Functional | Cmho Supply
22441 | Jaijusar Phc | FOOT OPERATED SUCTION MACHINE | MODEL NOT AVAILABLE | 2000019881 | Functional | Others
22442 | Malarna Dungar Chc | SPHYGMOMANOMETER(BP APPRATUS) | MODEL NOT AVAILABLE | 2000020316 | Functional | Others
22443 | Mahila Hospital Jaipur | Radiant Heat Warmer | Model Not Available | 2000003974 | Functional | Others
22444 | Mahila Hospital Jaipur | Radiant Heat Warmer | Model Not Available | 2000003975 | Functional | Others
22445 | Mahila Hospital Jaipur | Radiant Heat Warmer | Model Not Available | 2000003976 | Functional | Others
22446 | Mahila Hospital Jaipur | Radiant Heat Warmer | Model Not Available | 2000003977 | Functional | Others
22447 | Mahila Hospital Jaipur | Radiant Heat Warmer | Model Not Available | 2000003978 | Functional | Others
22448 | Mahila Hospital Jaipur | Radiant Heat Warmer | Model Not Available | 2000003979 | Functional | Others
22449 | Pipalkhoont Chc | Baby Weighing Machine | Model Not Available | 3000130731 | Functional | Others
22450 | B.D.K. Hospital Jhunjhunu Dh | Dental Chair Unit | Model Not Available | 2000019093 | Functional | Others
22451 | Mahila Hospital Jaipur | Radiant Heat Warmer | Model Not Available | 2000003968 | Functional | Others
22452 | Mahila Hospital Jaipur | Radiant Heat Warmer | Model Not Available | 2000003969 | Functional | Others
22453 | Mahila Hospital Jaipur | Radiant Heat Warmer | Model Not Available | 2000003970 | Functional | Others
22454 | Mahila Hospital Jaipur | Radiant Heat Warmer | Model Not Available | 2000003973 | Functional | Others
22455 | Mahila Hospital Jaipur | Radiant Heat Warmer | Model Not Available | 2000003971 | Functional | Others
22456 | Mahila Hospital Jaipur | Radiant Heat Warmer | Model Not Available | 2000003972 | Functional | Others
22457 | B.D.K. Hospital Jhunjhunu Dh | Instrument Sterilizer | Model Not Available | 2000019094 | Functional | Others
22458 | Brahmno Ki Saredi Phc | Blood Bank Refrigerator | Model not available | 3000209240 | Functional | Others
22459 | Brahmno Ki Saredi Phc | Syringe Needle Destroyer | Nulife - Dots | 3000209245 | Functional | Others
22460 | Ayana Phc | Centrifuge Machine ( 12 Tube ) | Model Not Available | 3000135394 | Functional | Others
22461 | Itawa Chc | Freezes | MODEL NOT AVAILABLE | 03263R | Functional | Others
22462 | Itawa Chc | Binocular Microscope | Model Not Available | 3000135649 | Functional | Others
22463 | Todaraisingh Chc | Boyles Apparatus | MODEL NOT AVAILABLE | 2001819 | Functional | Alleid Medical Limited
22464 | Mandawara Phc Kota | Baby Weighing Machine | Model Not Available | 3000135450 | Functional | Others
22465 | Mandawara Phc Kota | Suction Machine | Model Not Available | 3000135451 | Functional | Others
22466 | Bhandaheda Phc | Instrument Sterilizer | Model Not Available | 3000130993 | Functional | Others
22467 | Ramgarh Pachwara Chc | Semi Automated Chemistry Analyzer | Model not Available | 3000081734 | Functional | Others
22468 | Kaithun Chc | Autoclave | Model not available | 3000130955 | Functional | Others
22469 | Bhandaheda Phc | Labour Table | Model Not Available | 3000130996 | Functional | Others
22470 | Mandawara Phc Kota | O.T. Light Double Dome | MODEL NOT AVAILABLE | 3000135454 | Functional | Others
22471 | Dhoolet Phc | Baby Weighing Machine | Crown | 3000135720 | Functional | Others
22472 | Ramgarh Pachwara Chc | Hemoglobin meter | Model Not Available | 3000081738 | Functional | Others
22473 | Khatoli Chc Kota | Freezes | MODEL NOT AVAILABLE | 3000135517 | Functional | Others
22474 | Kaithun Chc | Syringe Needle Destroyer | Model not available | 3000130958 | Functional | Others
22475 | Kaithun Chc | Syringe Needle Destroyer | Model not available | 3000130968 | Functional | Others
22476 | Dhoolet Phc | Suction Machine | Model Not Available | 3000135721 | Functional | Others
22477 | Mandawara Phc Kota | Syringe Needle Destroyer | Model not available | 3000135455 | Functional | Others
22478 | Ramgarh Pachwara Chc | ECG Machine (Single Channel) | Model Not Available | 3000081739 | Functional | Others
22479 | Khatoli Chc Kota | Radiant Heat Warmer | Model Not Available | 3000135511 | Functional | Others
22480 | Ramgarh Pachwara Chc | FOOT OPERATED SUCTION MACHINE | MODEL NOT AVAILABLE | 3000081743 | Functional | Others
22481 | Khatoli Chc Kota | Suction Machine | Model Not Available | 3000135512 | Functional | Others
22482 | Kaithun Chc | Suction Machine | Model Not Available | 3000130962 | Functional | Others
22483 | Kaithun Chc | Suction Machine | Model Not Available | 3000130963 | Functional | Others
22484 | Didwana Phc | SPHYGMOMANOMETER(BP APPRATUS) | MODEL NOT AVAILABLE | 3000081727 | Functional | Others
22485 | M G Hospital Banswara Dh | Spot Light ( Portable ) | Model Not Available | 3000207243 | Functional | Others
22486 | M G Hospital Banswara Dh | Spot Light ( Portable ) | Model Not Available | 3000207177 | Functional | Others
22487 | M G Hospital Banswara Dh | VDRL Rotator (Rotor and Shaker) | Model Not Available | 3000124359 | Functional | Others
22488 | Bonli Chc | Labour Table | Model Not Available | 2000020055 | Functional | Others
22489 | M G Hospital Banswara Dh | VDRL Rotator (Rotor and Shaker) | Model Not Available | 3000207032 | Functional | Others
22490 | Bonli Chc | Autoclave | Model not available | 2000020063 | Functional | Others
22491 | Bonli Chc | Instrument Sterilizer | Model Not Available | 2000020053 | Functional | Others
22492 | Bonli Chc | Water Bath | Yorco - YSI-413D | 2000020073 | Functional | Others
22493 | Khandeep Chc | SPHYGMOMANOMETER(BP APPRATUS) | Nutech Model | 3000084150 | Functional | Others
22494 | Khandeep Chc | Spot Light ( Portable ) | Model Not Available | 3000084153 | Functional | Others
22495 | Mahila Hospital Jaipur | Semi Automated Chemistry Analyzer | Model not Available | 3000230074 | Functional | Others
22496 | Mahila Hospital Jaipur | Incubator | Yorco - YSI - 438D | 3000230073 | Functional | Others
22497 | Mahila Hospital Jaipur | Blood Cell Counter - 3 part | Model not available | 3000230096 | Functional | Others
22498 | Mahila Hospital Jaipur | Multi-Para Monitor | Model not available | 77770 | Not in use | Others
22499 | Mahila Hospital Jaipur | Multi-Para Monitor | Model not available | 2626 | Not in use | Others
22500 | Mahila Hospital Jaipur | Multi-Para Monitor | Model Not Available | 3000281090 | Functional | Others
22501 | Mahila Hospital Jaipur | Blood Cell Counter - 5 part | Sysmex - XT 1800i | 3000230098 | Functional | Others
22502 | Lamia Phc Sikar | Syringe Needle Destroyer | Model not available | 2000029119 | Functional | Others
22503 | Lamia Phc Sikar | Syringe Needle Destroyer | Model not available | 2000029120 | Functional | Others
22504 | Lamia Phc Sikar | Syringe Needle Destroyer | Model not available | 2000029121 | Functional | Others
22505 | Lamia Phc Sikar | Syringe Needle Destroyer | Model not available | 2000029122 | Functional | Others
22506 | Lamia Phc Sikar | Syringe Needle Destroyer | Model not available | 2000029123 | Functional | Others
22507 | Rajeev Gandhi Govt General Hospital Alwar Dh | Defibrillator | MODEL NOT AVAILABLE | 2000021133 | Functional | Others
22508 | Malarna Dungar Chc | Syringe Needle Destroyer | Model not available | 2000020327 | Functional | Cmho Supply
22509 | Bapawarkalan Phc | Syringe Needle Destroyer | Model not available | 3000135684 | Functional | Others
22510 | Bapawarkalan Phc | Syringe Needle Destroyer | Model not available | 3000135692 | Functional | Others
22511 | Lambakhoh Phc | Freezes | MODEL NOT AVAILABLE | 3000055758 | Functional | Others
22512 | Bapawarkalan Phc | Baby Weighing Machine | Model Not Available | 3000135688 | Functional | Others
22513 | Bapawarkalan Phc | Baby Weighing Machine | Model Not Available | 3000135689 | Functional | Others
22514 | B.D.K. Hospital Jhunjhunu Dh | Semi Automated Chemistry Analyzer | Model not Available | 61016 | Functional | Trasasia Bio-Medicals Pvt
22515 | Itawa Chc | Instrument Sterilizer | Model Not Available | 3000135661 | Functional | Others
22516 | B.D.K. Hospital Jhunjhunu Dh | Semi Automated Chemistry Analyzer | Accurex - AT 112 Plus | 1303085 | Functional | Accurex Biomedicals Pvt Ltd
22517 | Bsawa Phc | SPHYGMOMANOMETER(BP APPRATUS) | MODEL NOT AVAILABLE | 3000141007 | Functional | Others
22518 | Digod Phc | Baby Weighing Machine | Model Not Available | 3000135275 | Functional | Others
22519 | Digod Phc | Baby Weighing Machine | Model Not Available | 3000135278 | Functional | Others
22520 | Digod Phc | Baby Weighing Machine | Model Not Available | 3000135276 | Functional | Others
22521 | Bsawa Phc | Weighing Machine | MODEL NOT AVAILABLE | 3000141012 | Functional | Others
22522 | Awan Phc | Spot Light ( Portable ) | Model Not Available | 3000135636 | Functional | Others
22523 | Digod Phc | Phototherepy Unit | MODEL NOT AVAILABLE | 3000135287 | Functional | Others
22524 | B.D.K. Hospital Jhunjhunu Dh | SPHYGMOMANOMETER(BP APPRATUS) | MODEL NOT AVAILABLE | 2000012204 | Functional | Others
22525 | General Hospital Sawai Madhopur Dh | Instrument Sterilizer | Model Not Available | 2000020568 | Functional | Others
22526 | General Hospital Sawai Madhopur Dh | Syringe Needle Destroyer | Model not available | 2000020572 | Functional | Others
22527 | Gainta Phc | Syringe Needle Destroyer | Nulife - Dots | 3000135407 | Functional | Others
22528 | Gainta Phc | Syringe Needle Destroyer | Model not available | 3000135408 | Functional | Others
22529 | B.D.K. Hospital Jhunjhunu Dh | Glucometer | Model not available | 2000019228 | Functional | Others
22530 | Dhoolet Phc | Blood Bank Refrigerator | Model not available | 3000135717 | Functional | Others
22531 | General Hospital Sawai Madhopur Dh | Syringe Infusion Pump | Model not available | 2000020576 | Functional | Others
22532 | Khatoli Chc Kota | Syringe Needle Destroyer | Model not available | 3000135515 | Functional | Others
22533 | Dhamottar Phc Pratapgarh | Weighing Machine | MODEL NOT AVAILABLE | 3000130638 | Functional | Others
22534 | Dhoolet Phc | Weighing Machine | Crown | 3000135718 | Functional | Others
22535 | Mahila Hospital Jaipur | Syringe Infusion Pump | Allied - Syrn 200 | 2000003994 | Functional | Others
22536 | Mahila Hospital Jaipur | Bi-pap Machine | MODEL NOT AVAILABLE | 3000236279 | Functional | Others
22537 | Mahila Hospital Jaipur | Autoclave | Model not available | 3000236277 | Functional | Others
22538 | Manoharpura Chc | Hydraulic Operation Table | MODEL NOT AVAILABLE | 13 | Functional | Surgicoin Medequip Pvt Ltd
22539 | Thada Chc | SPHYGMOMANOMETER(BP APPRATUS) | MODEL NOT AVAILABLE | 3000135006 | Functional | Others
22540 | Mahila Hospital Jaipur | ECG Machine (Single Channel) | Model Not Available | 3000230083 | Functional | Others
22541 | B.D.K. Hospital Jhunjhunu Dh | SPHYGMOMANOMETER(BP APPRATUS) | MODEL NOT AVAILABLE | 2000019048 | Functional | Others
22542 | Nua Chc | Syringe Needle Destroyer | Microsil - ND350 | 8471 | Functional | Others
22543 | Pipalkhoont Chc | Phototherepy Unit | MODEL NOT AVAILABLE | 3000130733 | Functional | Others
22544 | Malarna Dungar Chc | Radiant Heat Warmer | Meditrin - Heat Warmer | 2000020321 | Non Functional Repairable | Meditrin Instruments
22545 | Bariberi Phc | Blood Bank Refrigerator | Model not available | BE04G4E2600B | Functional | Others
22546 | Pipalkhoont Chc | Radiant Heat Warmer | Model Not Available | 3000130735 | Functional | Others
22547 | B.D.K. Hospital Jhunjhunu Dh | SPHYGMOMANOMETER(BP APPRATUS) | MODEL NOT AVAILABLE | 2000019079 | Functional | Others
22548 | Rajeev Gandhi Govt General Hospital Alwar Dh | Defibrillator | MODEL NOT AVAILABLE | j09d123 | Functional | Others
22549 | Mahila Hospital Jaipur | Syringe Infusion Pump | Allied - Syrn 200 | 3000236006 | Functional | Others
22550 | Mahila Hospital Jaipur | Defibrillator | MODEL NOT AVAILABLE | 3000236005 | Functional | Others
22551 | Rajeev Gandhi Govt General Hospital Alwar Dh | Multi-Para Monitor | Model not available | a10sr0612 | Functional | Others
22552 | Mandashi Phc | Hemoglobin meter | Model Not Available | 2000019913 | Functional | Others
22553 | Mandashi Phc | SPHYGMOMANOMETER(BP APPRATUS) | Pagoda | 2000019915 | Functional | Others
22554 | B.D.K. Hospital Jhunjhunu Dh | FOOT OPERATED SUCTION MACHINE | SU-101 | 10229 | Functional | Niscomed Electro Medical Devices
22555 | Pipalkhoont Chc | O.T. Light Single Dome | MODEL NOT AVAILABLE | 3000130740 | Functional | Others
22556 | Pipalkhoont Chc | ELECTRIC OT TABLE | MODEL NOT AVAILABLE | 3000130741 | Functional | Others
22557 | Malarna Dungar Chc | Blood Bank Refrigerator | Model not available | 25012368 | Functional | Vestfrost Solutions
22558 | Mehandwas Phc | Freezes | MODEL NOT AVAILABLE | 3000080112 | Functional | Others
22559 | Daulatpura Phc | Weighing Machine | MODEL NOT AVAILABLE | 3000081787 | Functional | Crown Digital Scales Inc
22560 | Arnod Chc | Phototherepy Unit | MODEL NOT AVAILABLE | 3000130503 | Functional | Others
22561 | Salamgarh Phc | Blood Bank Refrigerator | Model not available | 3000130590 | Non Functional Repairable | Haier Appliances India Pvt
22562 | Salamgarh Phc | Suction Machine | Model Not Available | 11487 | Functional | Niscomed Electro Medical Devices
22563 | Jamdoli Phc | Suction Machine | Model Not Available | 3000087372 | Functional | Others
22564 | Rajeev Gandhi Govt General Hospital Alwar Dh | Syringe Needle Destroyer | Microsil - ND350 | 2000023137 | Functional | Others
22565 | Rashidpur Phc | Spot Light ( Portable ) | Model Not Available | 3000081649 | Functional | Cmho Supply
22566 | K Patan Chc | Blood Cell Counter - 3 part | Model not available | 3000046433 | Functional | Others
22567 | Salumber Satellite Hospital | Spot Light ( Portable ) | Model Not Available | 3000052918 | Functional | Others
22568 | Nainwa Chc | Automated Urine Analyzer | Model not available | 3000046312 | Functional | Others
22569 | Dighal Phc | Weighing Machine | MODEL NOT AVAILABLE | 2000019863 | Functional | Others
22570 | K Patan Chc | Syringe Needle Destroyer | MODEL NOT AVAILABLE | 3000216165 | Functional | Bhasin Sons Private Limited
22571 | Rajeev Gandhi Govt General Hospital Alwar Dh | Syringe Needle Destroyer | Model not available | 2000023038 | Functional | Others
22572 | General Hospital Sawai Madhopur Dh | Blood Bank Refrigerator | Model not available | 3000084493 | Functional | Others
22573 | Rajeev Gandhi Govt General Hospital Alwar Dh | Blood Bank Refrigerator | REMI - BR 300 | BDIT-1119COMPSRPKA-9 | Functional | Others
22574 | General Hospital Sawai Madhopur Dh | Blood Bank Refrigerator | Model not available | 3000084489 | Functional | Others
22575 | Dispensary Barkat Nagar City | Weighing Machine | MODEL NOT AVAILABLE | 3000087035 | Functional | Others
22576 | Nainwa Chc | VDRL Rotator (Rotor and Shaker) | Model Not Available | 3000046357 | Functional | Others
22577 | Jhaliji Ka Barana Phc | Freezes | MODEL NOT AVAILABLE | 3000055497 | Functional | Others
22578 | Dispensary Barkat Nagar City | Weighing Machine | MODEL NOT AVAILABLE | 2000025234 | Functional | Others
22579 | Kapren Chc | SPHYGMOMANOMETER(BP APPRATUS-Digital) | Model Not Available | 3000046192 | Functional | Others
22580 | Kapren Chc | Spot Light ( Portable ) | Model Not Available | 3000046193 | Functional | Others
22581 | Namana Phc | Radiant Heat Warmer | Zeal - RHW 2101A | 3000046158 | Functional | Others
22582 | Ghantali Phc | Syringe Needle Destroyer | Model not available | 3000135098 | Functional | Others
22583 | Ghantali Phc | Blood Bank Refrigerator | Model not available | 910101326 | Functional | Others
22584 | Churi Phc | Syringe Needle Destroyer | Microsil - ND350 | 2000019772 | Functional | Others
22585 | Dhoolet Phc | Hydraulic Operation Table | MODEL NOT AVAILABLE | 3000135722 | Functional | Others
22586 | Dhoolet Phc | Instrument Sterilizer | Model Not Available | 3000135725 | Functional | Others
22587 | Bager Chc | STABILIZER | MODEL NOT AVAILABLE | J297412009 | Functional | Others
22588 | Paparda Chc | Blood Cell Counter - 3 part | Horiba - ABX Micros ES 60 | 304ESOHO5469 | Non Functional Repairable | Horiba India Pvt Ltd
22589 | Paparda Chc | Semi Automated Chemistry Analyzer | 3300 | 33006437 | Functional | Cpc Diagnostics Pvt Ltd
22590 | Mahila Hospital Jaipur | Instrument Sterilizer | Model Not Available | 3311973 | Functional | Others
22591 | Mahila Hospital Jaipur | Syringe Needle Destroyer | Model not available | 3000236101 | Not in use | Others
22592 | Mahila Hospital Jaipur | O.T. Light Single Dome | MODEL NOT AVAILABLE | 2000003885 | Functional | Others
22593 | Mahila Hospital Jaipur | Syringe Needle Destroyer | Model not available | 3000230346 | Functional | Others
22594 | Mahila Hospital Jaipur | SPHYGMOMANOMETER(BP APPRATUS) | MODEL NOT AVAILABLE | 3000230341 | Functional | Others
22595 | Mahila Hospital Jaipur | SPHYGMOMANOMETER(BP APPRATUS) | Model 900 | 3000086057 | Functional | Others
22596 | Mahila Hospital Jaipur | SPHYGMOMANOMETER(BP APPRATUS) | MODEL NOT AVAILABLE | 3000230344 | Functional | Others
22597 | Mahila Hospital Jaipur | SPHYGMOMANOMETER(BP APPRATUS) | MODEL NOT AVAILABLE | 3000230345 | Functional | Others
22598 | Mahila Hospital Jaipur | Suction Machine | Model Not Available | 3000236131 | Functional | Others
22599 | Mahila Hospital Jaipur | Defibrillator | MODEL NOT AVAILABLE | 3000236167 | Not in use | Others
22600 | Mahila Hospital Jaipur | Nebulizer | MODEL NOT AVAILABLE | 3000230355 | Functional | Others
22601 | Mahila Hospital Jaipur | Suction Machine | Model Not Available | 3000236148 | Functional | Others
22602 | Mahila Hospital Jaipur | Suction Machine | Model Not Available | 3000236147 | Functional | Others
22603 | Mahila Hospital Jaipur | Pulse Oxymeter | Model Not Available | 3000236160 | Not in use | Others
22604 | Mahila Hospital Jaipur | SPHYGMOMANOMETER(BP APPRATUS) | MODEL NOT AVAILABLE | 3000236106 | Functional | Others
22605 | Mahila Hospital Jaipur | Pulse Oxymeter | Model Not Available | 603295 | Not in use | Others
22606 | Mahila Hospital Jaipur | Pulse Oxymeter | Model Not Available | 2000003877 | Functional | Others
22607 | Harsoli Chc | Blood Cell Counter - 3 part | Horiba - ABX Micros ES 60 | 304ES0H05541 | Functional | Cmho Supply
22608 | Harsoli Chc | Semi Automated Chemistry Analyzer | Ark - CKK 24 | 1221105 | Functional | Cmho Supply
22609 | Mahila Hospital Jaipur | Ultra Sonography (USG) & Colour Dopler Machine | Model not available | 3000230084 | Functional | Others
22610 | Mahila Hospital Jaipur | Mobile ( Portable ) X-Ray Machine | Model not available | 3000230088 | Functional | Others
22611 | Nua Chc | SPHYGMOMANOMETER(BP APPRATUS) | MODEL NOT AVAILABLE | 56765 | Functional | Others
22612 | Nua Chc | Glucometer | Model not available | 1.013e+181 | Functional | Others
22613 | Kaithun Chc | Photoelectric Calorimeter | Calorimeter - 1312 | 3000130969 | Functional | Others
22614 | Khatoli Chc Kota | Binocular Microscope | Model Not Available | 3000135522 | Functional | Others
22615 | Dhoolet Phc | Binocular Microscope | Model Not Available | 3000135728 | Functional | Others
22616 | Kundanpura Phc | Centrifuge Machine ( 12 Tube ) | Model Not Available | 3000135588 | Functional | Others
22617 | Rajeev Gandhi Govt General Hospital Alwar Dh | Fully Automated Clinical Chemistry Analyzer | Randox - RX IMOLA | 72010626 | Functional | Others
22618 | Rajeev Gandhi Govt General Hospital Alwar Dh | Defibrillator with Cardiac Monitor | Model Not Available | 2000021099 | Functional | Others
22619 | Rajeev Gandhi Govt General Hospital Alwar Dh | Binocular Microscope | Model Not Available | 503131 | Functional | Others
22620 | Modak Chc | SPHYGMOMANOMETER(BP APPRATUS) | MODEL NOT AVAILABLE | 3000261091 | Functional | Others
22621 | Gyaspur Phc Pratapgarh | FOOT OPERATED SUCTION MACHINE | SU-101 | 3000130691 | Functional | Cmho Supply
22622 | Ramgarh Pachwara Chc | Baby Weighing Machine | Model Not Available | 3000081742 | Functional | Others
22623 | Ramgarh Pachwara Chc | Ice lined refrigerator | MK - 142 | 3000081748 | Functional | Others
22624 | Kotra Deep Singh Phc | O.T. Light Double Dome | MODEL NOT AVAILABLE | 3000135490 | Functional | Others
22625 | Kotra Deep Singh Phc | Autoclave | Model not available | 300013549 | Functional | Others
22626 | Rampuriya Dhabai Phc | Weighing Machine | MODEL NOT AVAILABLE | 3000135525 | Functional | Others
22627 | District Hospital Dausa Dh | Nebulizer | MODEL NOT AVAILABLE | 3000081390 | Functional | Others
22628 | Bsawa Phc | Binocular Microscope | Model Not Available | 3000141018 | Functional | Others
22629 | Sms Hospital | Ventilator | Schiller - Graphnet Advance | 1206101081aiv | Functional | Others
22630 | Khedarasulpur Phc | Freezes | MODEL NOT AVAILABLE | 3000135324 | Functional | Others
22631 | B.D.K. Hospital Jhunjhunu Dh | Syringe Infusion Pump | Model not available | 21270318 | Functional | Rhsdp Supply
22632 | Kherarudha Phc | Freezes | MODEL NOT AVAILABLE | 3000135779 | Functional | Others
22633 | Bassi Chc Jaipur | Pulse Oxymeter | Model Not Available | EE07C00611 | Functional | Others
22634 | B.D.K. Hospital Jhunjhunu Dh | Syringe Infusion Pump | Model not available | 21270314 | Functional | Rhsdp Supply
22635 | Kherarudha Phc | Radiant Heat Warmer | Zeal - RHW 2101A | 3000135789 | Functional | Others
22636 | Siddhpura Phc | Blood Bank Refrigerator | Model not available | 3000130318 | Functional | Others
22637 | Charchoma Phc | Binocular Microscope | AMT 5A | 3000135254 | Functional | Others
22638 | Manasgaon Phc | Ice lined refrigerator | Model Not Available | 3000135307 | Functional | Others
22639 | Pragpura Phc | Centrifuge Machine ( 8 Tube) | Model Not Available | 2000022206 | Functional | Others
22640 | General Hospital Ladnun | Binocular Microscope | Model Not Available | 2000030395 | Functional | Others
22641 | M G Hospital Banswara Dh | 300mA X-Ray Machine | GE Elpro - DX-300 | 3000207086 | Functional | Others
22642 | Shuklawas Phc | Keratometer | Model Not Available | 1110112 | Functional | Others
22643 | Goverdhan Govt Hospital Nathdwara Sdh | Suction Machine | Model Not Available | 3000204059 | Functional | Others
22644 | General Hospital Ladnun | Binocular Microscope | Model Not Available | 2000030400 | Functional | Others
22645 | Goverdhan Govt Hospital Nathdwara Sdh | SPHYGMOMANOMETER(BP APPRATUS) | MODEL NOT AVAILABLE | 3000204060 | Functional | Others
22646 | Goverdhan Govt Hospital Nathdwara Sdh | Anesthesia Machine | MODEL NOT AVAILABLE | 3000204063 | Functional | Others
22647 | Goverdhan Govt Hospital Nathdwara Sdh | Anesthesia Machine | MODEL NOT AVAILABLE | 3000204064 | Functional | Others
22648 | Goverdhan Govt Hospital Nathdwara Sdh | Anesthesia Machine | MODEL NOT AVAILABLE | 3000204067 | Functional | Others
22649 | M G Hospital Banswara Dh | Incubator | MODEL NOT AVAILABLE | 3000207013 | Functional | Others
22650 | M G Hospital Banswara Dh | Fully Automated Clinical Chemistry Analyzer | MODEL NOT AVAILABLE | 3000086794 | Functional | Cmho Supply
22651 | M G Hospital Banswara Dh | Photoelectric Calorimeter | Calorimeter - 1312 | 3000207024 | Functional | Others
22652 | Goverdhan Govt Hospital Nathdwara Sdh | Suction Machine | Model Not Available | 3000204066 | Functional | Others
22653 | M G Hospital Banswara Dh | Freezes | MODEL NOT AVAILABLE | 3000207025 | Functional | Others
22654 | M G Hospital Banswara Dh | Freezes | MODEL NOT AVAILABLE | 3000207026 | Functional | Others
22655 | Makholi Phc Sawaimadhopur | Baby Weighing Machine | Model Not Available | 2000020858 | Functional | Others
22656 | Mahila Hospital Jaipur | VDRL Rotator (Rotor and Shaker) | Model Not Available | 3000230094 | Functional | Others
22657 | Mahila Hospital Jaipur | Glucometer | Model not available | 0258ck | Functional | Others
22658 | Mahila Hospital Jaipur | Blood Mixer ( Roller Mixer ) | Model not available | 3000230099 | Functional | Others
22659 | Mahila Hospital Jaipur | Blood Mixer ( Roller Mixer ) | Model not available | 3000230003 | Functional | Others
22660 | Mahila Hospital Jaipur | Weighing Machine | MODEL NOT AVAILABLE | 3000230004 | Functional | Others
22661 | Nua Chc | Syringe Needle Destroyer | Microsil - ND350 | 8475 | Functional | Others
22662 | Lamia Phc Sikar | Syringe Needle Destroyer | Model not available | 2000029117 | Functional | Others
22663 | Mahila Hospital Jaipur | Phototherepy Unit | MODEL NOT AVAILABLE | 2000003984 | Functional | Others
22664 | Mahila Hospital Jaipur | Multi-Para Monitor | Star 50 ( L and T ) | 2000003985 | Not in use | Others
22665 | Thikria Phc Sikar | Binocular Microscope | Model Not Available | 2000031738 | Functional | Others
22666 | Mahila Hospital Jaipur | Syringe Infusion Pump | Model not available | 2000003995 | Functional | Others
22667 | Bapawarkalan Phc | Binocular Microscope | Model Not Available | 3000135679 | Functional | Others
22668 | Bapawarkalan Phc | Binocular Microscope | Model Not Available | 3000135680 | Functional | Others
22669 | General Hospital Sawai Madhopur Dh | SPHYGMOMANOMETER(BP APPRATUS) | MODEL NOT AVAILABLE | 2000020551 | Functional | Others
22670 | Todaraisingh Chc | 100mA X-Ray Machine | Allengers - MARS-6R | 3000080279 | Functional | Allengers Medical Systems Ltd
22671 | General Hospital Sawai Madhopur Dh | Baby Weighing Machine | Crown | 2000020542 | Non Functional Not Repairable | Others
22672 | Awan Phc | SPHYGMOMANOMETER(BP APPRATUS-Digital) | Model Not Available | 3894 | Functional | Others
22673 | B.D.K. Hospital Jhunjhunu Dh | Phototherepy Unit | MODEL NOT AVAILABLE | 2000021726 | Functional | Meditrin Instruments
22674 | General Hospital Sawai Madhopur Dh | Instrument Sterilizer | Model Not Available | 2000020560 | Functional | Others
22675 | Digod Phc | Centrifuge Machine ( 12 Tube ) | Model Not Available | 3000135283 | Functional | Others
22676 | Awan Phc | Labour Table | Model Not Available | 3000135637 | Functional | Others
22677 | General Hospital Sawai Madhopur Dh | Instrument Sterilizer | Model Not Available | 2000020569 | Functional | Others
22678 | General Hospital Sawai Madhopur Dh | O.T. Light Single Dome | MODEL NOT AVAILABLE | 2000020570 | Functional | Others
22679 | Itawa Chc | Phototherepy Unit | MODEL NOT AVAILABLE | 3000135540 | Functional | Others
22680 | Gainta Phc | Blood Bank Refrigerator | Model not available | 3000135405 | Functional | Others
22681 | Chechat Chc | Ice lined refrigerator | MK - 142 | 3000135774 | Functional | Others
22682 | Gainta Phc | Ice lined refrigerator | Model Not Available | 3000135406 | Functional | Others
22683 | Rawajna Chour Phc Sawaimadhopur | Weighing Machine | MODEL NOT AVAILABLE | 2000020333 | Functional | Cmho Supply
22684 | Chechat Chc | Freezes | MODEL NOT AVAILABLE | 3000135775 | Functional | Others
22685 | Kaithun Chc | Sahlis HB Meter | Model not available | 3000130930 | Functional | Others
22686 | Kaithun Chc | Freezes | MODEL NOT AVAILABLE | 3000130931 | Functional | Others
22687 | Kaithun Chc | Water Bath | Model not available | 3000130939 | Functional | Others
22688 | Kaithun Chc | O.T. Light Double Dome | MODEL NOT AVAILABLE | 3000130944 | Functional | Others
22689 | Kaithun Chc | O.T. Light Double Dome | MODEL NOT AVAILABLE | 3000130947 | Functional | Others
22690 | Kaithun Chc | Pulse Oxymeter | Model Not Available | 3000130948 | Functional | Others
22691 | Kaithun Chc | Hot Air Oven | Model not available | 3000130952 | Functional | Others
22692 | Pipalkhoont Chc | Binocular Microscope | MLW - Easy View | 3000130710 | Functional | Cmho Supply
22693 | Mahila Hospital Jaipur | Incubator | MODEL NOT AVAILABLE | 3000230063 | Not in use | Others
22694 | Mahila Hospital Jaipur | Syringe Infusion Pump | Allied - Syrn 200 | 20082 | Functional | Others
22695 | Kalwa Phc | STABILIZER | MODEL NOT AVAILABLE | 2000036002 | Functional | Others
22696 | Nua Chc | Instrument Sterilizer | Model Not Available | 2000019745 | Functional | Others
22697 | Umaid Hospital Jodhpur Medical College Hospital | Apnea Monitor | Model Not Available | 3000202398 | Functional | Others
22698 | Nua Chc | Baby Weighing Machine | Model Not Available | 2000019747 | Functional | Others
22699 | Mahila Hospital Jaipur | Freezes | MODEL NOT AVAILABLE | 3000230020 | Functional | Others
22700 | Mahila Hospital Jaipur | Freezes | MODEL NOT AVAILABLE | 3000230019 | Functional | Others
22701 | Mahila Hospital Jaipur | Freezes | MODEL NOT AVAILABLE | 3000230001 | Functional | Others
22702 | Mahila Hospital Jaipur | Incubator | MODEL NOT AVAILABLE | 3000230023 | Functional | Others
22703 | Pipalkhoont Chc | Ultra Sonography (USG) & Colour Dopler Machine | Model not available | 3000130722 | Functional | Others
22704 | Mahila Hospital Jaipur | Syringe Needle Destroyer | Model not available | 3000230024 | Functional | Others
22705 | B.D.K. Hospital Jhunjhunu Dh | Syringe Infusion Pump | SIMTEK - Infutek 405 | 23DI455525 | Functional | Others
22706 | Pipalkhoont Chc | Glucometer | Model not available | 3000130723 | Functional | Others
22707 | Lamia Phc Sikar | Syringe Needle Destroyer | Model not available | 2000029115 | Functional | Others
22708 | Pipalkhoont Chc | SPHYGMOMANOMETER(BP APPRATUS) | MODEL NOT AVAILABLE | 3000130724 | Functional | Others
22709 | Bhakari Phc | SPHYGMOMANOMETER(BP APPRATUS) | MODEL NOT AVAILABLE | 2000036107 | Functional | Others
22710 | Bhakari Phc | SPHYGMOMANOMETER(BP APPRATUS) | MODEL NOT AVAILABLE | 2000036109 | Not in use | Others
22711 | Mahila Hospital Jaipur | Glucometer | Model not available | 2000003849 | Functional | Others
22712 | Mahila Hospital Jaipur | Freezes | MODEL NOT AVAILABLE | 3000230017 | Functional | Others
22713 | Rajeev Gandhi Govt General Hospital Alwar Dh | Syringe Infusion Pump | Injectomat Agilia | 018090/21249681 | Functional | Others
22714 | Malarna Dungar Chc | Syringe Needle Destroyer | Microsil - ND350 | 581 | Functional | Others
22715 | Jaijusar Phc | Centrifuge Machine ( 8 Tube) | Model Not Available | 2000019875 | Functional | Others
22716 | Malarna Dungar Chc | Radiant Heat Warmer | Meditrin - Heat Warmer | RHWZ10/A107131/796 | Non Functional Repairable | Meditronix Corporation
22717 | Malarna Dungar Chc | Baby Weighing Machine | Model Not Available | 2000020313 | Functional | Cmho Supply
22718 | B.D.K. Hospital Jhunjhunu Dh | Syringe Infusion Pump | Model not available | 21270259 | Functional | Fresenius Kabi India Pvt Limited
22719 | Mandashi Phc | Nebulizer | MODEL NOT AVAILABLE | 349643 | Functional | Others
22720 | Mandashi Phc | Suction Machine | HI VAC | 2000019918 | Functional | Others
22721 | Mandashi Phc | Autoclave | Model not available | 2000019921 | Functional | Others
22722 | Arnod Chc | Freezes | MODEL NOT AVAILABLE | 3000130510 | Functional | Others
22723 | Brahmno Ki Saredi Phc | Syringe Needle Destroyer | Model not available | 3000209234 | Functional | Others
22724 | Rashidpur Phc | Nebulizer | MODEL NOT AVAILABLE | 71901 | Functional | Others
22725 | Lokhala Phc | Radiant Heat Warmer | Zeal - RHW 2101A | 3000262207 | Functional | Others
22726 | Rupahelikhurd Phc | SPHYGMOMANOMETER(BP APPRATUS) | MODEL NOT AVAILABLE | 3000209260 | Functional | Others
22727 | Rashidpur Phc | SPHYGMOMANOMETER(BP APPRATUS) | MODEL NOT AVAILABLE | 9813339 | Non Functional Repairable | Ajay Optical India
22728 | Rashidpur Phc | Glucometer | Model not available | 3000081646 | Functional | Others
22729 | Rashidpur Phc | Binocular Microscope | Opti-CX, Labomed | 9010250 | Functional | Cmho Supply
22730 | B.D.K. Hospital Jhunjhunu Dh | SPHYGMOMANOMETER(BP APPRATUS) | MODEL NOT AVAILABLE | 2000019138 | Functional | Others
22731 | Dhariawad Chc | Centrifuge Machine ( 8 Tube) | Heine Beta - 200 S | 3000088336 | Functional | Others
22732 | Salumber Satellite Hospital | Baby Weighing Machine | Model Not Available | 3000052916 | Functional | Others
22733 | Dhariawad Chc | Incubator | MODEL NOT AVAILABLE | 3000135061 | Functional | Others
22734 | Dhariawad Chc | Radiant Heat Warmer | Zeal - RHW 2101A | 3000135069 | Functional | Others
22735 | Dighal Phc | Glucometer | Model not available | 2000019858 | Functional | Others
22736 | General Hospital Sawai Madhopur Dh | Hemoglobin meter | HB 301 | 3000084497 | Functional | Others
22737 | Nainwa Chc | Autoclave | Model not available | 3000046327 | Functional | Others
22738 | General Hospital Sawai Madhopur Dh | Semi Automated Chemistry Analyzer | Model not Available | 3000084500 | Functional | Others
22739 | Nainwa Chc | 60mA X-Ray Machine | Model not available | 3000046344 | Functional | Others
22740 | General Hospital Sawai Madhopur Dh | Incubator | MODEL NOT AVAILABLE | 3000084516 | Functional | Others
22741 | Salumber Satellite Hospital | Autoclave | Model not available | 3000052942 | Functional | Others
22742 | Itawa Chc | Blood Cell Counter - 3 part | Horiba - ABX Micros ES 60 | 3000135641 | Functional | Others
22743 | Churi Phc | Centrifuge Machine ( 8 Tube) | Model Not Available | 2000019765 | Functional | Others
22744 | Mandawari Chc | Incubator | MODEL NOT AVAILABLE | 3000081751 | Functional | Metro Traiding Corporation
22745 | Mahila Hospital Jaipur | Mamography Machine | Model not available | 3000230084 | Functional | Others
22746 | Nua Chc | SPHYGMOMANOMETER(BP APPRATUS) | MODEL NOT AVAILABLE | 62626 | Functional | Bhasin Sons Private Limited
22747 | Nua Chc | Semi Automated Chemistry Analyzer | HBC-70 | 3000281091 | Functional | Others
22748 | Nua Chc | Hemoglobin meter | Model Not Available | 2000019744 | Functional | Others
22749 | Umaid Hospital Jodhpur Medical College Hospital | Apnea Monitor | MODEL NOT AVAILABLE | 3000122985 | Functional | Others
22750 | B.D.K. Hospital Jhunjhunu Dh | SPHYGMOMANOMETER(BP APPRATUS) | MODEL NOT AVAILABLE | 2000019047 | Functional | Others
22751 | Mahila Hospital Jaipur | Multi-Para Monitor | Star 50 ( L and T ) | 2000003987 | Functional | Others
22752 | Mahila Hospital Jaipur | Weighing Machine | MODEL NOT AVAILABLE | 2000003846 | Functional | Others
22753 | Mahila Hospital Jaipur | Weighing Machine | MODEL NOT AVAILABLE | 2000003856 | Functional | Others
22754 | Mahila Hospital Jaipur | Weighing Machine | MODEL NOT AVAILABLE | 2000003857 | Functional | Others
22755 | Mahila Hospital Jaipur | Weighing Machine | MODEL NOT AVAILABLE | 2000003858 | Functional | Others
22756 | Jaijusar Phc | Weighing Machine | MODEL NOT AVAILABLE | 2000019878 | Functional | Others
22757 | Pipalkhoont Chc | Syringe Needle Destroyer | Model not available | 3000130732 | Functional | Crown Digital Scales Inc
22758 | Jaijusar Phc | Syringe Needle Destroyer | BS-949 | 2000019886 | Functional | Others
22759 | Mahila Hospital Jaipur | Radiant Heat Warmer | Model Not Available | 2000003962 | Functional | Others
22760 | Mahila Hospital Jaipur | Radiant Heat Warmer | Model Not Available | 2000003963 | Functional | Others
22761 | Mahila Hospital Jaipur | Radiant Heat Warmer | Model Not Available | 2000003964 | Functional | Others
22762 | Mahila Hospital Jaipur | Radiant Heat Warmer | Model Not Available | 2000003965 | Functional | Others
22763 | Mahila Hospital Jaipur | Radiant Heat Warmer | Model Not Available | 2000003966 | Functional | Others
22764 | Mahila Hospital Jaipur | Radiant Heat Warmer | Model Not Available | 2000003967 | Functional | Others
22765 | Pipalkhoont Chc | Blood Bank Refrigerator | Model not available | 3000130734 | Functional | Others
22766 | Pipalkhoont Chc | Radiant Heat Warmer | Meditrin - Heat Warmer | 3000130736 | Functional | Others
22767 | Pipalkhoont Chc | Radiant Heat Warmer | Model Not Available | 3000130737 | Functional | Cmho Supply
22768 | Mahila Hospital Jaipur | Phototherepy Unit | MODEL NOT AVAILABLE | 2000003844 | Functional | Others
22769 | Mahila Hospital Jaipur | Phototherepy Unit | MODEL NOT AVAILABLE | 2000003845 | Functional | Others
22770 | Kulthana Phc | Freezes | MODEL NOT AVAILABLE | 101200124 | Functional | Others
22771 | Kulthana Phc | Centrifuge Machine ( 8 Tube) | Model Not Available | 3000135042 | Functional | Others
22772 | Chotisadadi Chc | Semi Automated Chemistry Analyzer | Model not Available | 3000130816 | Functional | Others
22773 | Bagadmev Phc Alwar | Weighing Machine | MODEL NOT AVAILABLE | 2000021342 | Functional | Crown Digital Scales Inc
22774 | Mcwc Bani Park Jaipur | Instrument Sterilizer | Model Not Available | 3000087056 | Non Functional Not Repairable | Cmho Supply
22775 | Bagadmev Phc Alwar | Instrument Sterilizer | Model Not Available | 2000021346 | Functional | Cmho Supply
22776 | Digawara Phc Alwar | SPHYGMOMANOMETER(BP APPRATUS) | MODEL NOT AVAILABLE | 2000021418 | Functional | Others
22777 | Tal Phc | Centrifuge Machine ( 8 Tube) | Model Not Available | 3000262701 | Functional | Others
22778 | Bhopalsagar Chc | Incubator | MODEL NOT AVAILABLE | 3000203225 | Functional | Others
22779 | Bhopalsagar Chc | Blood Cell Counter - 3 part | Model not available | 3000203226 | Functional | Others
22780 | Sardargarh Phc Rajsamand | Ice lined refrigerator | HBC-70 | 3000209399 | Functional | Others
22781 | Khandar Chc | Ultra Sonography (USG) & Colour Dopler Machine | Model not available | 2000020247 | Functional | Others
22782 | Talwara Chc | Binocular Microscope | Model Not Available | 3000207667 | Functional | Others
22783 | Bamori Phc Kota | Nebulizer | MODEL NOT AVAILABLE | 3000088403 | Functional | Others
22784 | Kawantia Hospital Dh | Suction Machine | Model Not Available | 2000024707 | Functional | Others
22785 | Kawantia Hospital Dh | O.T. Light Double Dome | MODEL NOT AVAILABLE | 2000024573 | Functional | Cognate India
22786 | Khandar Chc | Autoclave | Model not available | 2000020254 | Functional | Others
22787 | Hasteda Phc | Syringe Needle Destroyer | Microsil - ND350 | 3000222845 | Functional | Others
22788 | Begun Chc | Instrument Sterilizer | Model Not Available | 3000203306 | Functional | Others
22789 | Jolana Chc | Binocular Microscope | Microlux - 16 | 3000207470 | Functional | Others
22790 | Begun Chc | Syringe Needle Destroyer | Model not available | 3000203309 | Functional | Others
22791 | Jolana Chc | Semi Automated Chemistry Analyzer | CPC - STAT FAX 3300 | 3000207474 | Functional | Others
22792 | Hasteda Phc | Weighing Machine | MODEL NOT AVAILABLE | 3000222441 | Functional | Others
22793 | Kelwara Chc | Autoclave | Model not available | 3000208540 | Functional | Others
22794 | Kelwara Chc | Autoclave | Model not available | 3000208541 | Functional | Others
22795 | Dhamana Phc | Centrifuge Machine ( 4 Tube ) | Model not available | 3000199160 | Functional | Others
22796 | Anta Chc | Freezes | MODEL NOT AVAILABLE | 3000199516 | Functional | Others
22797 | Anta Chc | Freezes | MODEL NOT AVAILABLE | 3000199512 | Functional | Others
22798 | Sishoda Phc | Suction Machine | Model Not Available | 3000262482 | Functional | Others
22799 | Anta Chc | O.T. Light Double Dome | MODEL NOT AVAILABLE | 3000199517 | Functional | Others
22800 | Anta Chc | O.T. Light Double Dome | MODEL NOT AVAILABLE | 3000199518 | Functional | Others
22801 | Kawantia Hospital Dh | Semi Automated Chemistry Analyzer | Adonis - Ado Chem 7 | 121121601137 | Functional | Others
22802 | Sms Hospital | Centrifuge Machine (36 Tubes) | REMI - R 23 | ZBCN-08323 | Functional | Remi Electrotechnik Ltd
22803 | Bamori Phc Kota | Binocular Microscope | Model Not Available | 43885 | Functional | Others
22804 | Agria Phc | Radiant Heat Warmer | Meditrin - Heat Warmer | 3000209375 | Functional | Others
22805 | Anta Chc | Dental Chair Unit | Model Not Available | 3000199534 | Functional | Others
22806 | Sms Hospital | Centrifuge Machine (36 Tubes) | REMI - R 23 | VCEN-7295 | Functional | Remi Electrotechnik Ltd
22807 | Devpura Phc | Freezes | MODEL NOT AVAILABLE | 3000198200 | Functional | Others
22808 | Bamori Phc Kota | Monocular Microscope | Model not available | 900143 | Functional | Others
22809 | Anta Chc | Freezes | MODEL NOT AVAILABLE | 3000199535 | Functional | Others
22810 | Talwara Chc | Phototherepy Unit | MODEL NOT AVAILABLE | 3000207867 | Functional | Others
22811 | Sms Hospital | Binocular Microscope | Model Not Available | 40872911 | Functional | N K Jain Instruments Pvt Ltd
22812 | Devpura Phc | Fetal Doppler | MODEL NOT AVAILABLE | 3000198198 | Functional | Others
22813 | Hasteda Phc | Ice lined refrigerator | MK - 142 | 25015706 | Functional | Others
22814 | Talwara Chc | Suction Machine | Model Not Available | 3000207865 | Functional | Others
22815 | Agria Phc | Ice lined refrigerator | Model Not Available | 3000209382 | Functional | Others
22816 | Talwara Chc | X-Ray Viewer Box | Model Not Available | 3000207859 | Functional | Others
22817 | Khandar Chc | Autoclave | Model not available | 2000020255 | Functional | Others
22818 | Agria Phc | Blood Bank Refrigerator | Model not available | 3000209383 | Functional | Others
22819 | Hasteda Phc | Syringe Needle Destroyer | Microsil - ND350 | 3000222847 | Functional | Others
22820 | Begun Chc | ECG Machine (Six Channel ) | Model Not Available | 3000203308 | Functional | Others
22821 | Sms Hospital | Binocular Microscope | Model Not Available | 140872906 | Functional | N K Jain Instruments Pvt Ltd
22822 | District Sahadat Hospital Tonk Dh | Boyles Apparatus | MODEL NOT AVAILABLE | 3000088145 | Functional | Others
22823 | Begun Chc | Oxygen Concentrator | Model Not Available | 3000203304 | Not in use | Others
22824 | Sms Hospital | Binocular Microscope | Opti-CX, Labomed | 140872893 | Functional | N K Jain Instruments Pvt Ltd
22825 | Balaheri Phc | FOOT OPERATED SUCTION MACHINE | MODEL NOT AVAILABLE | 3000081659 | Functional | Others
22826 | Begun Chc | Syringe Needle Destroyer | Model not available | 3000203338 | Functional | Others
22827 | Malwa Ka Chora Phc | Syringe Needle Destroyer | Model not available | 3000205678 | Functional | Others
22828 | Mavli Chc | VDRL Rotator (Rotor and Shaker) | Model Not Available | 3000205227 | Functional | Others
22829 | Govt Hospital Sagwara Sdh | Binocular Microscope | Model Not Available | 3000260245 | Functional | Others
22830 | Rajeev Gandhi Govt General Hospital Alwar Dh | 500mA X-Ray Machine | Model not available | 31121 | Functional | Others
22831 | Aanwa Phc | Sahlis HB Meter | Model not available | 3000088548 | Functional | Others
22832 | Govt Hospital Sagwara Sdh | Centrifuge Machine ( 8 Tube) | Model Not Available | 3000260241 | Functional | Others
22833 | Mavli Chc | Incubator | MODEL NOT AVAILABLE | 3000205228 | Functional | Others
22834 | Kushalgarh Chc | Centrifuge Machine ( 4 Tube ) | Model not available | 3000207812 | Functional | Others
22835 | Kushalgarh Chc | Incubator | MODEL NOT AVAILABLE | 3000207813 | Functional | Others
22836 | Kaladera Chc | Glucometer | Model not available | 3000222523 | Functional | Metro Traiding Corporation
22837 | Vassi Phc | Binocular Microscope | Model Not Available | 3000260016 | Functional | Others
22838 | Vassi Phc | Binocular Microscope | Model Not Available | 3000260014 | Functional | Others
22839 | Govt Hospital Sagwara Sdh | Phototherepy Unit | MODEL NOT AVAILABLE | 3000260248 | Functional | Others
22840 | Kaladera Chc | Syringe Needle Destroyer | Model not available | 3000222529 | Non Functional Repairable | Metro Traiding Corporation
22841 | Kaladera Chc | SPHYGMOMANOMETER(BP APPRATUS) | MODEL NOT AVAILABLE | 3000222531 | Non Functional Repairable | Ajay Optical India
22842 | Pohri Khaturat Phc | Binocular Microscope | Labomed - Vision 2000 | 3872 | Functional | Others
22843 | Kherwada Chc | Suction Machine | Model Not Available | 3000204436 | Functional | Others
22844 | Pohri Khaturat Phc | Blood Bank Refrigerator | Model not available | 3.9061e+17 | Functional | Others
22845 | Kaladera Chc | Syringe Needle Destroyer | Model not available | 3000222539 | Functional | Metro Traiding Corporation
22846 | Kaladera Chc | SPHYGMOMANOMETER(BP APPRATUS) | MODEL NOT AVAILABLE | 3000222545 | Functional | Ajay Optical India
22847 | Mavli Chc | Centrifuge Machine ( 8 Tube) | Model Not Available | 3000205239 | Functional | Others
22848 | Kelwara Chc | Blood Cell Counter - 3 part | Model not available | 3000208527 | Functional | Others
22849 | Kelwara Chc | Blood Cell Counter - 3 part | Model not available | 3000208526 | Functional | Others
22850 | Zilola Phc | Glucometer | Accu Chek Performa | 3000209363 | Functional | Others
22851 | Dhamana Phc | Binocular Microscope | Model Not Available | 3000199164 | Functional | Others
22852 | General Hospital Sawai Madhopur Dh | Hydraulic Operation Table | MODEL NOT AVAILABLE | 2000020919 | Functional | Others
22853 | Kun Phc | Radiant Heat Warmer | Model Not Available | 3000204340 | Functional | Others
22854 | Zilola Phc | Ice lined refrigerator | HBC-70 | 3000209364 | Functional | Others
22855 | General Hospital Sawai Madhopur Dh | Ventilator | Model Not Available | 2000020924 | Functional | Others
22856 | Dhamana Phc | Freezes | MODEL NOT AVAILABLE | 3000199169 | Functional | Others
22857 | Kun Phc | Centrifuge Machine ( 8 Tube) | Model Not Available | 3000204346 | Functional | Others
22858 | Dhamana Phc | Ice lined refrigerator | Model Not Available | 25116405 | Functional | Others
22859 | Chota Dungara Chc | VDRL Rotator (Rotor and Shaker) | Model Not Available | 3000207940 | Functional | Others
22860 | Hasteda Phc | Spot Light ( Portable ) | Model Not Available | 3000222435 | Functional | Others
22861 | Dhamana Phc | Baby Weighing Machine | Model Not Available | 3000199172 | Functional | Others
22862 | Chota Dungara Chc | Sahlis HB Meter | Model not available | 3000207939 | Functional | Others
22863 | Chithwari Phc | Nebulizer | MODEL NOT AVAILABLE | 795143 | Functional | Others
22864 | General Hospital Sawai Madhopur Dh | Syringe Infusion Pump | Model not available | 2000020910 | Functional | Others
22865 | Chota Dungara Chc | Radiant Heat Warmer | Model Not Available | 3000207918 | Functional | Others
22866 | Kun Phc | Ice lined refrigerator | Model Not Available | 3000204352 | Functional | Others
22867 | Jhajhr Phc | Syringe Needle Destroyer | Model not available | NBSD0714976 | Functional | Others
22868 | Kun Phc | Blood Bank Refrigerator | Model not available | 3000204353 | Functional | Others
22869 | Chota Dungara Chc | Phototherepy Unit | Fenam, Bilitron Sky 5006 | 3000207924 | Functional | Others
22870 | Chithwari Phc | SPHYGMOMANOMETER(BP APPRATUS) | MODEL NOT AVAILABLE | 3000222566 | Functional | Others
22871 | Sms Hospital | Intensive Care Bed | Model Not Available | X6A314090456 | Functional | Schiller Healthcare India Pvt Ltd
22872 | Amer Chc | Hydraulic Operation Table | MODEL NOT AVAILABLE | 2000025318 | Functional | Cmho Supply
22873 | Chota Dungara Chc | Phototherepy Unit | MODEL NOT AVAILABLE | 3000207925 | Functional | Others
22874 | Sms Hospital | Ventilator | Model Not Available | X06A314090383 | Functional | Schiller Healthcare India Pvt Ltd
22875 | Jhajhr Phc | Syringe Needle Destroyer | Model not available | 2000019945 | Functional | Others
22876 | Sms Hospital | Intensive Care Bed | Model Not Available | X6A314100382 | Functional | Janak Healthcare Pvt Ltd
22877 | Sms Hospital | Ventilator | Model Not Available | THC12544 | Functional | Janak Healthcare Pvt Ltd
22878 | Sawa Chc | Freezes | MODEL NOT AVAILABLE | 3000203363 | Functional | Others
22879 | Sms Hospital | Intensive Care Bed | Model Not Available | X6A314100467 | Functional | Alleid Medical Limited
22880 | Chota Dungara Chc | Binocular Microscope | Model Not Available | 3000207955 | Functional | Others
22881 | Badgaon Jhadol Phc | Pulse Oxymeter | Model Not Available | 3000198287 | Functional | Others
22882 | General Hospital Sawai Madhopur Dh | SPHYGMOMANOMETER(BP APPRATUS) | MODEL NOT AVAILABLE | 2000020646 | Functional | Others
22883 | Surjagarh Chc | Blood Bank Refrigerator | JAR -31 | 3000141231 | Functional | Others
22884 | General Hospital Sawai Madhopur Dh | Dental X-Ray Machine | Model Not Available | 2000020622 | Functional | Others
22885 | Badgaon Jhadol Phc | SPHYGMOMANOMETER(BP APPRATUS) | MODEL NOT AVAILABLE | 3000198279 | Functional | Others
22886 | Jhajhr Phc | Baby Weighing Machine | Model Not Available | 2000019932 | Functional | Others
22887 | Badgaon Jhadol Phc | SPHYGMOMANOMETER(BP APPRATUS) | MODEL NOT AVAILABLE | 3000198281 | Functional | Others
22888 | General Hospital Sawai Madhopur Dh | Syringe Infusion Pump | Model not available | 2000020693 | Functional | Others
22889 | Surjagarh Chc | STABILIZER | MODEL NOT AVAILABLE | 300041236 | Functional | Others
22890 | General Hospital Sawai Madhopur Dh | Syringe Infusion Pump | Model not available | 2000020694 | Functional | Others
22891 | General Hospital Sawai Madhopur Dh | Suction Machine | Model Not Available | 2000020600 | Functional | Others
22892 | Surjagarh Chc | Hydraulic Operation Table | MODEL NOT AVAILABLE | 3000141238 | Functional | Others
22893 | General Hospital Sawai Madhopur Dh | Baby Weighing Machine | Model Not Available | 2000020635 | Functional | Others
22894 | Sawa Chc | Binocular Microscope | Model Not Available | 3000203376 | Functional | Others
22895 | Jhajhr Phc | SPHYGMOMANOMETER(BP APPRATUS) | MODEL NOT AVAILABLE | 200783 | Functional | Others
22896 | Surjagarh Chc | Baby Weighing Machine | Model Not Available | 3000141239 | Functional | Others
22897 | Jawad Phc | Radiant Heat Warmer | Model Not Available | 3000198325 | Functional | Others
22898 | Sms Hospital | Intensive Care Bed | Model Not Available | X6A314100440 | Functional | Janak Healthcare Pvt Ltd
22899 | Akola Chc Chittorgarh | Nebulizer | Aero | 3000203399 | Functional | Others
22900 | Khandar Chc | Double Puncture Laparoscope with Console Unit | Model Not Available | 2000020258 | Functional | Others
22901 | Kawantia Hospital Dh | Fetal Doppler | MODEL NOT AVAILABLE | 2000024599 | Functional | Edan Smart
22902 | Jolana Chc | Freezes | MODEL NOT AVAILABLE | 3000207471 | Functional | Others
22903 | Khandar Chc | Double Puncture Laparoscope with Console Unit | Model Not Available | 2000020259 | Functional | Others
22904 | Jolana Chc | Centrifuge Machine ( 4 Tube ) | Model not available | 3000207478 | Functional | Others
22905 | Begun Chc | Phototherepy Unit | MODEL NOT AVAILABLE | 3000203317 | Functional | Others
22906 | Gudhakatla Phc | SPHYGMOMANOMETER(BP APPRATUS) | MODEL NOT AVAILABLE | 7682 | Functional | Others
22907 | Hasteda Phc | Baby Weighing Machine | Model Not Available | 3000222451 | Functional | Others
22908 | Sms Hospital | Freezes | MODEL NOT AVAILABLE | 3000085095 | Functional | Electro Pvt Ltd Hydrabad
22909 | Sareri Badi Chc | X-Ray Viewer Box | Model Not Available | 3000207223 | Functional | Others
22910 | Hasteda Phc | Weighing Machine | MODEL NOT AVAILABLE | 3000222452 | Functional | Others
22911 | Naner Phc | Syringe Needle Destroyer | Model not available | 3000080179 | Functional | N K Jain Instruments Pvt Ltd
22912 | Balaheri Phc | Ice lined refrigerator | Model Not Available | 20032300184 | Functional | Others
22913 | Naner Phc | Suction Machine | Model Not Available | 3K4834 | Functional | Cmho Supply
22914 | Naner Phc | Spot Light ( Portable ) | Model Not Available | 3000080182 | Functional | Cmho Supply
22915 | Masaro Ki Ovri Phc | Baby Weighing Machine | Model Not Available | 3000198157 | Functional | Others
22916 | Sareri Badi Chc | Semi Automated Chemistry Analyzer | CPC - STAT FAX 3300 | 3000207237 | Functional | Others
22917 | Masaro Ki Ovri Phc | Syringe Needle Destroyer | Model not available | 3000198159 | Functional | Others
22918 | Sareri Badi Chc | Blood Cell Counter - 3 part | Horiba - ABX Micros ES 60 | 3000207236 | Functional | Others
22919 | Zilola Phc | Centrifuge Machine ( 6 Tube ) | Model Not Available | 3000209355 | Functional | Others
22920 | Naner Phc | Instrument Sterilizer | Model Not Available | 927 | Functional | Others
22921 | Kheroda Phc | 100mA X-Ray Machine | Model not available | 3000052879 | Functional | Others
22922 | Zilola Phc | Syringe Needle Destroyer | Microsil ND 20 | 3000209367 | Functional | Others
22923 | Kun Phc | Binocular Microscope | Model Not Available | 3000204344 | Functional | Others
22924 | Kheroda Phc | Pulse Oxymeter | Model Not Available | 3000052882 | Functional | Others
22925 | Dhamana Phc | Baby Weighing Machine | Model Not Available | 3000199171 | Functional | Others
22926 | S K Hospital Sikar Dh | Freezes | MODEL NOT AVAILABLE | 3000204677 | Functional | Others
22927 | Parsola Phc | Baby Weighing Machine | Model Not Available | 3000135087 | Functional | Others
22928 | Sadar Hospital Dholpur Dh | Syringe Needle Destroyer | Model not available | 3000218120 | Functional | Others
22929 | Parsola Phc | STABILIZER | MODEL NOT AVAILABLE | 3000135090 | Functional | Others
22930 | Parsola Phc | Syringe Needle Destroyer | Nulife - Dots | 3000135092 | Functional | Others
22931 | District Hospital Dausa Dh | Ventilator | Model Not Available | 781 | Functional | Schiller Healthcare India Pvt Ltd
22932 | Amer Chc | FOGGING MACHINE | MODEL NOT AVAILABLE | 2000025310 | Functional | Others
22933 | Kulthana Phc | Ice lined refrigerator | Model Not Available | 25116422 | Functional | Others
22934 | Kulthana Phc | Ice lined refrigerator | HBC-70 | 3000135038 | Functional | Others
22935 | General Hospital Sawai Madhopur Dh | Slit Lamp | Model Not Available | 84028 | Functional | Others
22936 | Chotisadadi Chc | Hemoglobin meter | Model Not Available | 3000130812 | Functional | Others
22937 | General Hospital Sawai Madhopur Dh | Eye Operating Microscope | APPASAMY | 2000020702 | Non Functional Repairable | Others
22938 | Mcwc Bani Park Jaipur | Instrument Sterilizer | Model Not Available | 2009 | Non Functional Repairable | Cmho Supply
22939 | Bagadmev Phc Alwar | Spot Light ( Portable ) | Model Not Available | 2000021348 | Functional | Others
22940 | Digawara Phc Alwar | Weighing Machine | MODEL NOT AVAILABLE | 2000021415 | Functional | Crown Digital Scales Inc
22941 | Digawara Phc Alwar | Weighing Machine | Victoria DX | 2000021420 | Non Functional Repairable | Crown Digital Scales Inc
22942 | Sareri Badi Chc | Instrument Sterilizer | Model Not Available | 3000207233 | Functional | Others
22943 | Kelwara Chc | Incubator | MODEL NOT AVAILABLE | 3000208520 | Functional | Others
22944 | Masaro Ki Ovri Phc | SPHYGMOMANOMETER(BP APPRATUS) | MODEL NOT AVAILABLE | 3000198162 | Functional | Others
22945 | Sareri Badi Chc | Radiant Heat Warmer | Model Not Available | 3000207234 | Functional | Others
22946 | Zilola Phc | Labour Table | Model Not Available | 3000209360 | Functional | Others
22947 | Hasteda Phc | Weighing Machine | MODEL NOT AVAILABLE | 3000222443 | Functional | Others
22948 | Chota Dungara Chc | Blood Cell Counter - 3 part | Horiba - ABX Micros ES 60 | 3000207938 | Functional | Others
22949 | Sawa Chc | SPHYGMOMANOMETER(BP APPRATUS) | MODEL NOT AVAILABLE | 3000203358 | Functional | Others
22950 | Jhajhr Phc | Syringe Needle Destroyer | Model not available | 2000019943 | Functional | Others
22951 | Jhajhr Phc | SPHYGMOMANOMETER(BP APPRATUS) | MODEL NOT AVAILABLE | 2000019944 | Functional | Others
22952 | Chota Dungara Chc | Radiant Heat Warmer | Meditrin - Heat Warmer | 3000207926 | Functional | Others
22953 | Kun Phc | Nebulizer | MODEL NOT AVAILABLE | 3000204354 | Functional | Others
22954 | Chithwari Phc | Weighing Machine | MODEL NOT AVAILABLE | 3000222403 | Functional | Others
22955 | Chota Dungara Chc | Radiant Heat Warmer | Meditrin - Heat Warmer | 3000207927 | Functional | Others
22956 | Kun Phc | Glucometer | Model not available | 3000204355 | Functional | Others
22957 | Chota Dungara Chc | Binocular Microscope | Labomed - Vision 2000 | 3000207952 | Functional | Others
22958 | General Hospital Sawai Madhopur Dh | Phototherepy Unit | MODEL NOT AVAILABLE | 2000020642 | Functional | Others
22959 | General Hospital Sawai Madhopur Dh | Suction Machine | Model Not Available | 2000020699 | Functional | Others
22960 | Surjagarh Chc | 100mA X-Ray Machine | Model not available | 3000141229 | Functional | Others
22961 | Akola Chc Chittorgarh | Radiant Heat Warmer | Model Not Available | 3000203405 | Functional | Others
22962 | Malpura Chc | Suction Machine | Model Not Available | 3000088374 | Functional | Others
22963 | Dabok Phc | Autoclave | Model not available | 3000052980 | Functional | Others
22964 | General Hospital Sawai Madhopur Dh | SPHYGMOMANOMETER(BP APPRATUS) | MODEL NOT AVAILABLE | 2000020731 | Functional | Others
22965 | Bhopalsagar Chc | Ice lined refrigerator | Model Not Available | 3000203252 | Functional | Others
22966 | Amarsar Chc | Radiant Heat Warmer | Meditrin - Heat Warmer | NRHM/WM09/11/22 | Functional | Cmho Supply
22967 | General Hospital Sawai Madhopur Dh | SPHYGMOMANOMETER(BP APPRATUS) | MODEL NOT AVAILABLE | 2000020726 | Functional | Others
22968 | Sagwara Phc | Instrument Sterilizer | Model Not Available | 3000205578 | Functional | Others
22969 | Sagwara Phc | Syringe Needle Destroyer | Model not available | 3000205579 | Functional | Others
22970 | Sagwara Phc | Baby Weighing Machine | Model Not Available | 3000205580 | Functional | Others
22971 | Thamla Phc | Glucometer | Model not available | 3000205207 | Functional | Others
22972 | Dispensary Mansarover Sec 8 City | SPHYGMOMANOMETER(BP APPRATUS-Digital) | Model Not Available | 2000024467 | Functional | Others
22973 | Dispensary Mansarover Sec 8 City | Freezes | MODEL NOT AVAILABLE | 2000024657 | Functional | Cmho Supply
22974 | Dispensary Mansarover Sec 8 City | SPHYGMOMANOMETER(BP APPRATUS) | Pagoda | 280887 | Non Functional Repairable | Cmho Supply
22975 | Dispensary Mansarover Sec 8 City | Syringe Needle Destroyer | Model not available | 2000024661 | Functional | Cmho Supply
22976 | Dispensary Mansarover Sec 8 City | Instrument Sterilizer | Model Not Available | 2000024662 | Functional | Cmho Supply
22977 | Dispensary Tilak Nagar City | Syringe Needle Destroyer | BS-949 | 2000025246 | Functional | Cmho Supply
22978 | Paota Chc | ECG Machine (Single Channel) | Medicaid - Cardio Fax | 6313347 | Functional | Medicaid Systems
22979 | Gothra Phc | Nebulizer | MODEL NOT AVAILABLE | 2000019967 | Functional | Others
22980 | Dispensary Mansarover Kiranpath City | SPHYGMOMANOMETER(BP APPRATUS) | MODEL NOT AVAILABLE | 130753016862107 | Functional | Others
22981 | Dispensary Mansarover Kiranpath City | Glucometer | SD Check Gold | 2000024265 | Functional | Others
22982 | Nasirda Phc | Syringe Needle Destroyer | Model not available | 3000080303 | Functional | Others
22983 | Dispensary Gandhi Nagar City | SPHYGMOMANOMETER(BP APPRATUS) | MODEL NOT AVAILABLE | 2000025380 | Functional | Ajay Optical India
22984 | Sms Hospital | Anesthesia Machine | MODEL NOT AVAILABLE | Siri006042 | Functional | Others
22985 | Bharawanda Phc | Radiant Heat Warmer | Zeal - RHW 2101A | 2000020352 | Functional | Others
22986 | Dispensary Gandhi Nagar City | SPHYGMOMANOMETER(BP APPRATUS) | MODEL NOT AVAILABLE | 2000025398 | Functional | Others
22987 | Sms Hospital | Anesthesia Machine | MODEL NOT AVAILABLE | Siri006045 | Functional | Others
22988 | Chaksu Chc | FOGGING MACHINE | MODEL NOT AVAILABLE | 3000230558 | Functional | Cmho Supply
22989 | Richead Phc | Sahlis HB Meter | Model not available | 3000209556 | Functional | Others
22990 | Dispensary Gandhi Nagar City | Glucometer | Model not available | 2000024244 | Functional | Others
22991 | Kun Phc | Centrifuge Machine ( 6 Tube ) | Model Not Available | 3000204345 | Functional | Others
22992 | General Hospital Sawai Madhopur Dh | Instrument Sterilizer | Model Not Available | 2000020913 | Functional | Others
22993 | Hasteda Phc | SPHYGMOMANOMETER(BP APPRATUS) | MODEL NOT AVAILABLE | 3000222446 | Functional | Others
22994 | Kun Phc | Glucometer | Model not available | 3000204350 | Functional | Others
22995 | General Hospital Sawai Madhopur Dh | SPHYGMOMANOMETER(BP APPRATUS) | MODEL NOT AVAILABLE | 2000020901 | Functional | Others
22996 | General Hospital Sawai Madhopur Dh | Syringe Needle Destroyer | Model not available | 2000020900 | Functional | Others
22997 | Kun Phc | Fetal Doppler | MODEL NOT AVAILABLE | 3000204337 | Functional | Others
22998 | Sakroda Girwa Phc | Syringe Needle Destroyer | Model not available | 3000204145 | Functional | Others
22999 | Sakroda Girwa Phc | Syringe Needle Destroyer | Model not available | 3000204146 | Functional | Others
23000 | Sakroda Girwa Phc | Syringe Needle Destroyer | Model not available | 3000204147 | Functional | Others
23001 | Surjagarh Chc | Blood Cell Counter - 3 part | Horiba - ABX Micros ES 60 | 3000141219 | Functional | Others
23002 | General Hospital Sawai Madhopur Dh | Phototherepy Unit | MODEL NOT AVAILABLE | 2000020641 | Functional | Others
23003 | Jawad Phc | SPHYGMOMANOMETER(BP APPRATUS) | MODEL NOT AVAILABLE | 3000198330 | Functional | Others
23004 | Jhajhr Phc | Nebulizer | MODEL NOT AVAILABLE | 141128 | Functional | Others
23005 | Sms Hospital | Defibrillator with Cardiac Monitor | Model Not Available | M014E005684 | Functional | Schiller Healthcare India Pvt Ltd
23006 | Jhajhr Phc | SPHYGMOMANOMETER(BP APPRATUS) | MODEL NOT AVAILABLE | 2000019939 | Functional | Others
23007 | Jhajhr Phc | Baby Weighing Machine | Model Not Available | 2000019940 | Functional | Others
23008 | Jhajhr Phc | SPHYGMOMANOMETER(BP APPRATUS) | MODEL NOT AVAILABLE | 2000019941 | Functional | Others
23009 | Sms Hospital | Defibrillator with Cardiac Monitor | Model Not Available | M014E005312 | Functional | Schiller Healthcare India Pvt Ltd
23010 | Sms Hospital | Intensive Care Bed | Model Not Available | X6A314000335 | Functional | Janak Healthcare Pvt Ltd
23011 | Sms Hospital | Defibrillator with Cardiac Monitor | Model Not Available | M014E004 | Functional | Schiller Healthcare India Pvt Ltd
23012 | Chota Dungara Chc | Sahlis HB Meter | Model not available | 3000207956 | Functional | Others
23013 | Amer Chc | Operating Microscope | Model Not Available | 2000025323 | Functional | Cmho Supply
23014 | Kun Phc | Autoclave | Model not available | 3000204336 | Functional | Others
23015 | Surjagarh Chc | Semi Automated Chemistry Analyzer | Model not Available | 33006730 | Functional | Others
23016 | Surjagarh Chc | Syringe Needle Destroyer | Model not available | 3000141232 | Functional | Others
23017 | Surjagarh Chc | Suction Machine | Model Not Available | 3000141233 | Functional | Others
23018 | Chaksu Chc | Baby Weighing Machine | Model Not Available | 30722560 | Functional | Cmho Supply
23019 | Surjagarh Chc | Suction Machine | Model Not Available | 30000141235 | Functional | Others
23020 | Surjagarh Chc | SPHYGMOMANOMETER(BP APPRATUS) | MODEL NOT AVAILABLE | 20130401876vge | Functional | Others
23021 | Surjagarh Chc | SPHYGMOMANOMETER(BP APPRATUS) | MODEL NOT AVAILABLE | 3000141241 | Functional | Others
23022 | Surjagarh Chc | Hemoglobin meter | Model Not Available | 3000141224 | Functional | Others
23023 | Jawad Phc | Suction Machine | Model Not Available | 3000198329 | Functional | Others
23024 | General Hospital Sawai Madhopur Dh | Autoclave | Model not available | 2000020601 | Functional | Others
23025 | Jawad Phc | Baby Weighing Machine | Model Not Available | 3000198327 | Functional | Others
23026 | Jhajhr Phc | Binocular Microscope | Model Not Available | 9516704 | Functional | Others
23027 | Jhajhr Phc | Monocular Microscope | Model not available | 9504313 | Functional | Others
23028 | Jhajhr Phc | Glucometer | Model not available | M100006822 | Functional | Others
23029 | Sawa Chc | Hot Air Oven | Model not available | 3000203372 | Functional | Others
23030 | Relawan Phc | FOOT OPERATED SUCTION MACHINE | MODEL NOT AVAILABLE | 3000208639 | Functional | Others
23031 | Sms Hospital | Syringe Infusion Pump | Allied - Syrn 200 | ASSVRN201420054 | Functional | Alleid Medical Limited
23032 | General Hospital Sawai Madhopur Dh | Defibrillator | MODEL NOT AVAILABLE | J14D302 | Functional | Others
23033 | Bapi Phc | SPHYGMOMANOMETER(BP APPRATUS) | MODEL NOT AVAILABLE | 3000081049 | Functional | Others
23034 | General Hospital Sawai Madhopur Dh | SPHYGMOMANOMETER(BP APPRATUS) | MODEL NOT AVAILABLE | 14MO225 | Functional | Others
23035 | Begun Chc | Binocular Microscope | Model Not Available | 3000203279 | Functional | Others
23036 | Machind Phc | Instrument Sterilizer | Model Not Available | 3000209476 | Functional | Others
23037 | Begun Chc | Semi Automated Chemistry Analyzer | Model not Available | 3000203281 | Functional | Others
23038 | Begun Chc | Sahlis HB Meter | Model not available | 3000203290 | Functional | Others
23039 | General Hospital Sawai Madhopur Dh | ECG Machine (Single Channel) | Model Not Available | 2000020669 | Functional | Others
23040 | Anta Chc | Blood Mixer ( Roller Mixer ) | Model not available | 3000199496 | Functional | Others
23041 | Talwara Chc | Blood Cell Counter - 3 part | Horiba - ABX Micros ES 60 | 3000207670 | Functional | Others
23042 | Devpura Phc | Binocular Microscope | Model Not Available | 3000198193 | Functional | Others
23043 | Dudu Chc | 60mA X-Ray Machine | Model not available | 2000024875 | Functional | Others
23044 | Talwara Chc | Semi Automated Chemistry Analyzer | Model not Available | 3000207671 | Functional | Others
23045 | Talwara Chc | Radiant Heat Warmer | Model Not Available | 3000207862 | Functional | Others
23046 | Sms Hospital | Centrifuge Machine (36 Tubes) | REMI - R 23 | VCEN-7297 | Functional | Remi Electrotechnik Ltd
23047 | Dudu Chc | Hydraulic Operation Table | MODEL NOT AVAILABLE | 2000024882 | Functional | Others
23048 | Hasteda Phc | Syringe Needle Destroyer | Microsil - ND350 | 3000222846 | Functional | Others
23049 | Kawantia Hospital Dh | Suction Machine | Osmium | 2000024592 | Functional | Balaji Enterprises
23050 | Khandar Chc | Instrument Sterilizer | Model Not Available | 2000020256 | Functional | Others
23051 | Begun Chc | Multi-Para Monitor | Model not available | 3000203331 | Functional | Others
23052 | Dudu Chc | Defibrillator with Cardiac Monitor | Model Not Available | J14B094 | Functional | Schiller Healthcare India Pvt Ltd
23053 | Sms Hospital | Blood Bank Refrigerator | Model not available | 27620120000025 | Functional | Others
23054 | Dudu Chc | Radiant Heat Warmer | Meditrin - Heat Warmer | nrhm/wn09/31 | Functional | Meditrin Instruments
23055 | Sirsi Phc | O.T. Light Single Dome | MODEL NOT AVAILABLE | 2000024443 | Functional | Others
23056 | Dispensary Tilak Nagar City | Binocular Microscope | PZB 22 | 70783 | Functional | Cmho Supply
23057 | Dispensary Tilak Nagar City | Weighing Machine | MODEL NOT AVAILABLE | 2000025255 | Functional | Others
23058 | Dispensary Tilak Nagar City | SPHYGMOMANOMETER(BP APPRATUS) | MODEL NOT AVAILABLE | 2000025257 | Functional | Cmho Supply
23059 | Dispensary Tilak Nagar City | Weighing Machine | MODEL NOT AVAILABLE | 2000025258 | Non Functional Repairable | Cmho Supply
23060 | Dispensary Tilak Nagar City | Instrument Sterilizer | Model Not Available | 1945 | Functional | Cmho Supply
23061 | Dispensary Tilak Nagar City | SPHYGMOMANOMETER(BP APPRATUS) | MODEL NOT AVAILABLE | 2000025262 | Non Functional Repairable | Cmho Supply
23062 | Dispensary Vidhayak Nagar Jyoti Nagar City | SPHYGMOMANOMETER(BP APPRATUS) | MODEL NOT AVAILABLE | 37158 | Functional | Cmho Supply
23063 | Dispensary Vidhayak Nagar Jyoti Nagar City | SPHYGMOMANOMETER(BP APPRATUS) | MODEL NOT AVAILABLE | 27166 | Functional | Cmho Supply
23064 | Setellite Hospital Banipark Satellite | Spot Light ( Portable ) | Model Not Available | 2000024042 | Functional | Others
23065 | Dispensary Vidhayak Nagar Jyoti Nagar City | Binocular Microscope | Model Not Available | 2000024173 | Functional | Others
23066 | Dispensary Vidhayak Nagar Jyoti Nagar City | Glucometer | Model not available | 2000024176 | Functional | Others
23067 | Dispensary Purani Basti City | Ice lined refrigerator | HBC-70 | 3000087285 | Functional | Others
23068 | Dispensary Purani Basti City | Freezes | HRD-2055CMDGCC | 760091 | Functional | Others
23069 | Dispensary Purani Basti City | Binocular Microscope | Model Not Available | 3000087287 | Functional | Others
23070 | Dispensary Purani Basti City | Hemoglobin meter | Model Not Available | 3000087288 | Functional | Others
23071 | Dispensary Purani Basti City | Centrifuge Machine ( 4 Tube ) | REMI - C852 | 3000087289 | Functional | Others
23072 | Dispensary Purani Basti City | Hemoglobin meter | Model Not Available | 3000087290 | Functional | Others
23073 | Mangrol Chc | Binocular Microscope | Model Not Available | 3000203433 | Functional | Others
23074 | Mangrol Chc | Binocular Microscope | Model Not Available | 3000203442 | Functional | Others
23075 | Mangrol Chc | Sahlis HB Meter | Model not available | 3000203439 | Functional | Others
23076 | Rojwadi Phc | Blood Bank Refrigerator | MF114 | 20053203861 | Functional | Vestfrost Solutions
23077 | Rojwadi Phc | Glucometer | Model not available | 3000230864 | Functional | Others
23078 | Sms Hospital | Defibrillator with Cardiac Monitor | Model Not Available | M014E004317 | Functional | Schiller Healthcare India Pvt Ltd
23079 | Sms Hospital | Defibrillator with Cardiac Monitor | Model Not Available | M014E005686 | Functional | Schiller Healthcare India Pvt Ltd
23080 | Rojwadi Phc | Freezes | HRD-2055CMDGCC | 3000230877 | Functional | Haier Appliances India Pvt
23081 | Ganoda Chc | Hemoglobin meter | HB 301 | 3000207267 | Functional | Others
23082 | Devpura Phc | Sahlis HB Meter | Model not available | 3000198194 | Functional | Others
23083 | Begun Chc | Instrument Sterilizer | Model Not Available | 3000203303 | Functional | Others
23084 | Devpura Phc | Syringe Needle Destroyer | Model not available | 3000198190 | Functional | Others
23085 | Begun Chc | Nebulizer | MODEL NOT AVAILABLE | 3000203307 | Functional | Others
23086 | Begun Chc | Radiant Heat Warmer | Model Not Available | 3000203312 | Functional | Others
23087 | Begun Chc | Radiant Heat Warmer | Model Not Available | 3000203313 | Functional | Others
23088 | Begun Chc | Radiant Heat Warmer | Model Not Available | 3000203314 | Functional | Others
23089 | Begun Chc | Radiant Heat Warmer | Model Not Available | 300203315 | Functional | Others
23090 | Kheroda Phc | Glucometer | Model not available | G131203034723 | Functional | Others
23091 | Kheroda Phc | Glucometer | Model not available | M20N0002049 | Functional | Others
23092 | Gudhakatla Phc | Suction Machine | Model Not Available | 3000081813 | Functional | Others
23093 | Kheroda Phc | SPHYGMOMANOMETER(BP APPRATUS) | MODEL NOT AVAILABLE | 3000052871 | Functional | Others
23094 | Balaheri Phc | Glucometer | Model not available | M01E03AA653 | Functional | Others
23095 | Dudu Chc | Baby Weighing Machine | Model Not Available | 100260892 | Functional | Precision Electronic Instruments Co
23096 | Kheroda Phc | Baby Weighing Machine | Model Not Available | 3000052873 | Functional | Others
23097 | Dhamana Phc | Glucometer | Model not available | 3000199162 | Functional | Others
23098 | Dhamana Phc | Monocular Microscope | Model not available | 3000199163 | Functional | Others
23099 | Kheroda Phc | ECG Machine (Single Channel) | Model Not Available | 3000052880 | Functional | Others
23100 | Sms Hospital | Blood Gas Analyzer (ABG Machine) | Model not available | 310202 | Functional | Others
23101 | Sms Hospital | Ventilator | Model Not Available | THC11628 | Functional | Schiller Healthcare India Pvt Ltd
23102 | Sms Hospital | Suction Machine | Model Not Available | 3000084947 | Functional | Others
23103 | Sawa Chc | Suction Machine | Model Not Available | 3000203353 | Functional | Others
23104 | Jawad Phc | SPHYGMOMANOMETER(BP APPRATUS) | MODEL NOT AVAILABLE | 3000198331 | Functional | Others
23105 | Jawad Phc | SPHYGMOMANOMETER(BP APPRATUS) | MODEL NOT AVAILABLE | 3000198332 | Functional | Others
23106 | General Hospital Sawai Madhopur Dh | Suction Machine | Model Not Available | 2000020698 | Functional | Others
23107 | Chota Dungara Chc | Binocular Microscope | Model Not Available | 3000207954 | Functional | Others
23108 | Akola Chc Chittorgarh | Glucometer | Model not available | 3000208227 | Functional | Others
23109 | Bhatewar Phc | Syringe Needle Destroyer | Model not available | 3000052959 | Functional | Others
23110 | Akola Chc Chittorgarh | SPHYGMOMANOMETER(BP APPRATUS) | MODEL NOT AVAILABLE | 3000208229 | Functional | Others
23111 | Panarwa Phc | Baby Weighing Machine | Model Not Available | 3000205532 | Functional | Others
23112 | Boheda Phc | Freezes | MODEL NOT AVAILABLE | 3000199040 | Functional | Others
23113 | Bhopalsagar Chc | Sahlis HB Meter | Model not available | 3000203231 | Functional | Others
23114 | Boheda Phc | Binocular Microscope | Model Not Available | 3000199041 | Functional | Others
23115 | Amarsar Chc | Autoclave | Model not available | 395 | Non Functional Not Repairable | Others
23116 | Boheda Phc | Centrifuge Machine ( 4 Tube ) | Model not available | 2000029638 | Functional | Mrk Healthcare Pvt Ltd Delhi
23117 | Boheda Phc | Radiant Heat Warmer | ND - 102 | 3000056577 | Functional | Others
23118 | Boheda Phc | Freezes | MODEL NOT AVAILABLE | 3000199050 | Functional | Others
23119 | Bhopalsagar Chc | Hydraulic Operation Table | MODEL NOT AVAILABLE | 3000203238 | Functional | Others
23120 | General Hospital Sawai Madhopur Dh | Weighing Machine | MODEL NOT AVAILABLE | 2000020788 | Functional | Others
23121 | Kali Pahari Phc | SPHYGMOMANOMETER(BP APPRATUS) | MODEL NOT AVAILABLE | 3000141209 | Functional | Others
23122 | Kali Pahari Phc | Syringe Needle Destroyer | Nulife - Dots | 15083 | Functional | Others
23123 | General Hospital Sawai Madhopur Dh | Syringe Infusion Pump | Model not available | 2000020789 | Functional | Others
23124 | Kali Pahari Phc | Autoclave | Model not available | 3000141211 | Functional | Others
23125 | Dabok Phc | Centrifuge Machine ( 4 Tube ) | Model not available | 3000052971 | Functional | Others
23126 | Bhopalsagar Chc | O.T. Light Double Dome | MODEL NOT AVAILABLE | 3000203241 | Functional | Others
23127 | Kali Pahari Phc | STABILIZER | MODEL NOT AVAILABLE | 3000141212 | Functional | Others
23128 | Dabok Phc | Syringe Needle Destroyer | Model not available | 3000052972 | Functional | Others
23129 | Bhopalsagar Chc | Autoclave | Model not available | 3000203242 | Functional | Others
23130 | Kali Pahari Phc | Syringe Needle Destroyer | Microsil - ND350 | 3000141213 | Functional | Others
23131 | Kali Pahari Phc | Syringe Needle Destroyer | Model not available | 3000141214 | Functional | Others
23132 | Amarsar Chc | Labour Table | Model Not Available | 2000022592 | Non Functional Not Repairable | Cmho Supply
23133 | Kali Pahari Phc | Syringe Needle Destroyer | Microsil - ND350 | 3000141216 | Functional | Others
23134 | Balaheri Phc | Baby Weighing Machine | Model Not Available | 3000081664 | Functional | Others
23135 | Sms Hospital | Centrifuge Machine (36 Tubes) | REMI - R 23 | VCEN-7296 | Functional | Metro Traiding Corporation
23136 | Balaheri Phc | FOOT OPERATED SUCTION MACHINE | MODEL NOT AVAILABLE | 3000081658 | Functional | Others
23137 | Balaheri Phc | Monocular Microscope | Model not available | 9010250 | Functional | Others
23138 | Begun Chc | Defibrillator | MODEL NOT AVAILABLE | 3000203325 | Functional | Others
23139 | Masaro Ki Ovri Phc | Instrument Sterilizer | Model Not Available | 3000198160 | Functional | Others
23140 | Naner Phc | Autoclave | Model not available | 3000080183 | Functional | Cmho Supply
23141 | Zilola Phc | Binocular Microscope | Microlux - 16 | 3000209356 | Functional | Others
23142 | Kheroda Phc | Spot Light ( Portable ) | Model Not Available | 3000052876 | Functional | Others
23143 | Dhamana Phc | SPHYGMOMANOMETER(BP APPRATUS) | MODEL NOT AVAILABLE | 3000199173 | Functional | Others
23144 | Dhamana Phc | SPHYGMOMANOMETER(BP APPRATUS) | MODEL NOT AVAILABLE | 3000199174 | Functional | Others
23145 | Sakroda Girwa Phc | Radiant Heat Warmer | Model Not Available | 3000204141 | Functional | Others
23146 | Sakroda Girwa Phc | Suction Machine | Model Not Available | 3000204142 | Functional | Others
23147 | Sakroda Girwa Phc | Binocular Microscope | Model Not Available | 3000204143 | Functional | Others
23148 | Sakroda Girwa Phc | Binocular Microscope | Model Not Available | 3000204144 | Functional | Others
23149 | Sms Hospital | Syringe Infusion Pump | Allied - Syrn 200 | ASSYN20140167 | Non Functional Repairable | Alleid Medical Limited
23150 | Amer Chc | Cold Light Source | MODEL NOT AVAILABLE | UZ17479 | Functional | Cmho Supply
23151 | Sawa Chc | Syringe Needle Destroyer | Model not available | 3000203374 | Functional | Others
23152 | Sms Hospital | Defibrillator with Cardiac Monitor | Model Not Available | M014E004313 | Non Functional Repairable | Schiller Healthcare India Pvt Ltd
23153 | General Hospital Sawai Madhopur Dh | Glucometer | Model not available | 2000020644 | Functional | Others
23154 | Kali Pahari Phc | Centrifuge Machine ( 8 Tube) | Model Not Available | 7422 | Functional | Others
23155 | Bhopalsagar Chc | ECG Machine (Single Channel) | Model Not Available | 3000203245 | Functional | Others
23156 | Kali Pahari Phc | Suction Machine | Model Not Available | 3000141207 | Functional | Others
23157 | Bhopalsagar Chc | SPHYGMOMANOMETER(BP APPRATUS) | MODEL NOT AVAILABLE | 3000203250 | Functional | Others
23158 | Malpura Chc | FOGGING MACHINE | MODEL NOT AVAILABLE | 3000088373 | Functional | Micro Lab Instruments Ahmedabad
23159 | Losing Phc | Autoclave | Model not available | 3000205102 | Functional | Others
23160 | Chc Sambhar | Emergeny First Aid Kit | Medisys | 3000089270 | Functional | Others
23161 | Sms Hospital | Intensive Care Bed | Model Not Available | X6A34100449 | Functional | Janak Healthcare Pvt Ltd
23162 | Sms Hospital | Intensive Care Bed | Model Not Available | X6A314031464 | Functional | Janak Healthcare Pvt Ltd
23163 | Sms Hospital | Intensive Care Bed | Model Not Available | X6A314031614 | Functional | Janak Healthcare Pvt Ltd
23164 | Sms Hospital | Intensive Care Bed | Model Not Available | X6A314100493 | Functional | Janak Healthcare Pvt Ltd
23165 | Sms Hospital | Intensive Care Bed | Model Not Available | X6A314100447 | Functional | Janak Healthcare Pvt Ltd
23166 | Sms Hospital | Intensive Care Bed | Model Not Available | X6A314100444 | Functional | Janak Healthcare Pvt Ltd
23167 | Bassi Phc Udaipur | Autoclave | Model not available | 2953 | Functional | Others
23168 | Bada Bhanuja Phc | Syringe Needle Destroyer | Model not available | 3000209489 | Functional | Others
23169 | Amarsar Chc | Incubator | MODEL NOT AVAILABLE | 2000022580 | Functional | Others
23170 | Seswali Chc | FOOT OPERATED SUCTION MACHINE | MODEL NOT AVAILABLE | 3000203483 | Functional | Others
23171 | Seswali Chc | FOOT OPERATED SUCTION MACHINE | MODEL NOT AVAILABLE | 3000203494 | Functional | Others
23172 | Kalinjara Chc | Monocular Microscope | Model not available | 3000207449 | Functional | Others
23173 | Jassa Kheda Phc | Labour Table | Model Not Available | 3000262715 | Functional | Others
23174 | Kalinjara Chc | Freezes | MODEL NOT AVAILABLE | 3000207446 | Functional | Others
23175 | Sms Hospital | Intensive Care Bed | Model Not Available | X6A314031606 | Functional | Janak Healthcare Pvt Ltd
23176 | Hasteda Phc | Keratometer | Model Not Available | 1000 | Functional | Others
23177 | General Hospital Sawai Madhopur Dh | Anesthesia Machine | MODEL NOT AVAILABLE | 2000020069 | Functional | Others
23178 | General Hospital Sawai Madhopur Dh | Anesthesia Machine | MODEL NOT AVAILABLE | 2000020061 | Functional | Others
23179 | Kanota Phc Jaipur2 | Weighing Machine | Crown | 3000087353 | Functional | Ramon Surgical Company
23180 | Jassa Kheda Phc | Instrument Sterilizer | Model Not Available | 3000262716 | Functional | Others
23181 | Jassa Kheda Phc | Syringe Needle Destroyer | Nulife - Dots | 3000262718 | Not in use | Others
23182 | Partapur Chc | Spot Light ( Portable ) | Model Not Available | 3000207428 | Functional | Others
23183 | Partapur Chc | Spot Light ( Portable ) | Model Not Available | 3000207429 | Functional | Others
23184 | Kanota Phc Jaipur2 | Syringe Needle Destroyer | Model not available | 3000087357 | Functional | Others
23185 | Seswali Chc | Incubator | MODEL NOT AVAILABLE | 3000203520 | Functional | Others
23186 | General Hospital Sawai Madhopur Dh | Suction Machine | Model Not Available | 2000020921 | Functional | Others
23187 | Kun Phc | Syringe Needle Destroyer | Model not available | 3000204342 | Functional | Others
23188 | Chithwari Phc | Baby Weighing Machine | Model Not Available | 3000222362 | Functional | Others
23189 | Surjagarh Chc | Incubator | MODEL NOT AVAILABLE | 3000141222 | Functional | Others
23190 | Surjagarh Chc | Syringe Needle Destroyer | Microsil - ND350 | 3000141223 | Functional | Others
23191 | General Hospital Sawai Madhopur Dh | Blood Bank Refrigerator | Model not available | 2000020636 | Functional | Others
23192 | Surjagarh Chc | Hemoglobin meter | Model Not Available | 3000141225 | Functional | Others
23193 | General Hospital Sawai Madhopur Dh | Horizontal Laminar Flow | MODEL NOT AVAILABLE | 2000020611 | Functional | Others
23194 | Surjagarh Chc | Hemoglobin meter | HB 301 | 1342813254 | Functional | Others
23195 | Akola Chc Chittorgarh | SPHYGMOMANOMETER(BP APPRATUS) | MODEL NOT AVAILABLE | 3000203403 | Functional | Others
23196 | Sawa Chc | Blood Cell Counter - 3 part | Model not available | 3000203371 | Functional | Others
23197 | Akola Chc Chittorgarh | Fetal Doppler | MODEL NOT AVAILABLE | 3000203407 | Functional | Others
23198 | Sms Hospital | Intensive Care Bed | Model Not Available | X6A314090380 | Functional | Janak Healthcare Pvt Ltd
23199 | Akola Chc Chittorgarh | Monocular Microscope | Model not available | 3000046513 | Functional | Others
23200 | Akola Chc Chittorgarh | Binocular Microscope | Model Not Available | 3000208225 | Functional | Others
23201 | Bhatewar Phc | Baby Weighing Machine | Model Not Available | 3000052958 | Functional | Others
23202 | Bhatewar Phc | Fetal Doppler | Model Not Available | 3000056575 | Functional | Others
23203 | Bhatewar Phc | SPHYGMOMANOMETER(BP APPRATUS) | MODEL NOT AVAILABLE | 3000052960 | Functional | Others
23204 | Bhatewar Phc | SPHYGMOMANOMETER(BP APPRATUS) | MODEL NOT AVAILABLE | 3000052961 | Not in use | Others
23205 | Panarwa Phc | Suction Machine | Model Not Available | 3000205537 | Functional | Others
23206 | Panarwa Phc | Instrument Sterilizer | Model Not Available | 3000205537 | Functional | Others
23207 | Bhopalsagar Chc | Syringe Needle Destroyer | Model not available | 3000203230 | Functional | Others
23208 | Panarwa Phc | SPHYGMOMANOMETER(BP APPRATUS) | MODEL NOT AVAILABLE | 3000205545 | Functional | Others
23209 | Panarwa Phc | SPHYGMOMANOMETER(BP APPRATUS) | MODEL NOT AVAILABLE | 3000205546 | Functional | Others
23210 | Bhopalsagar Chc | Radiant Heat Warmer | Model not available | 2000029636 | Functional | Mrk Healthcare Pvt Ltd Delhi
23211 | Chavand Phc | Glucometer | Model not available | 3000198204 | Functional | Mrk Healthcare Pvt Ltd Delhi
23212 | Dabok Phc | Radiant Heat Warmer | Model Not Available | 3000052975 | Functional | Others
23213 | Parsoli Phc Begun | Radiant Heat Warmer | Model Not Available | 3000199212 | Functional | Others
23214 | Parsoli Phc Begun | Radiant Heat Warmer | Model Not Available | 3000199213 | Functional | Others
23215 | Parsoli Phc Begun | Baby Weighing Machine | Model Not Available | 3000199215 | Functional | Others
23216 | Losing Phc | SPHYGMOMANOMETER(BP APPRATUS) | MODEL NOT AVAILABLE | 3000205090 | Functional | Others
23217 | Losing Phc | Centrifuge Machine ( 8 Tube) | Model Not Available | 3000205092 | Functional | Others
23218 | Kali Pahari Phc | Glucometer | Model not available | 3000141205 | Functional | Others
23219 | Kali Pahari Phc | Hemoglobin meter | Model Not Available | 3000141206 | Functional | Others
23220 | Losing Phc | Binocular Microscope | Model Not Available | 3000205093 | Functional | Others
23221 | Amarsar Chc | Syringe Needle Destroyer | Model not available | 2000022593 | Functional | Cmho Supply
23222 | General Hospital Sawai Madhopur Dh | Phototherepy Unit | MODEL NOT AVAILABLE | 2000020792 | Functional | Others
23223 | Losing Phc | Glucometer | Model not available | 3000205100 | Functional | Others
23224 | Dabok Phc | Syringe Needle Destroyer | Model not available | 3000052981 | Not in use | Others
23225 | Bassi Chc Chittorgarh | SPHYGMOMANOMETER(BP APPRATUS) | Remi 4C | 3000046394 | Functional | Remi Electrotechnik Ltd
23226 | Bassi Chc Chittorgarh | SPHYGMOMANOMETER(BP APPRATUS) | MODEL NOT AVAILABLE | 3000208176 | Functional | Others
23227 | Losing Phc | Freezes | CPC - STAT FAX 3300 | 3000046396 | Functional | Cpc Diagnostics Pvt Ltd
23228 | Losing Phc | Freezes | MODEL NOT AVAILABLE | 3000205105 | Functional | Others
23229 | General Hospital Sawai Madhopur Dh | SPHYGMOMANOMETER(BP APPRATUS) | MODEL NOT AVAILABLE | 2000020730 | Functional | Others
23230 | General Hospital Sawai Madhopur Dh | Glucometer | Model not available | 2000020728 | Functional | Others
23231 | General Hospital Sawai Madhopur Dh | Suction Machine | Model Not Available | 2000020729 | Functional | Others
23232 | Bhopalsagar Chc | ECG Machine (Single Channel) | Model Not Available | 3000203255 | Functional | Others
23233 | Sagwara Phc | SPHYGMOMANOMETER(BP APPRATUS) | MODEL NOT AVAILABLE | 3000198132 | Functional | Others
23234 | General Hospital Sawai Madhopur Dh | SPHYGMOMANOMETER(BP APPRATUS) | MODEL NOT AVAILABLE | 2000020725 | Functional | Others
23235 | Amarsar Chc | FOOT OPERATED SUCTION MACHINE | MODEL NOT AVAILABLE | 2000022595 | Functional | Others
23236 | Bhopalsagar Chc | Glucometer | Model not available | 3000203256 | Functional | Others
23237 | Bassi Chc Chittorgarh | Anesthesia Machine | MODEL NOT AVAILABLE | 3000208164 | Functional | Others
23238 | Katunda Chc | Blood Cell Counter - 3 part | Model not available | 3000203262 | Functional | Others
23239 | Katunda Chc | Freezes | MODEL NOT AVAILABLE | 3000203263 | Functional | Others
23240 | Khamnor Chc | Labour Table | Model Not Available | 3000209429 | Functional | Others
23241 | Lassani Phc | Radiant Heat Warmer | Model Not Available | 3000262689 | Functional | Others
23242 | Kotari Phc | Instrument Sterilizer | Model Not Available | 3000209537 | Functional | Others
23243 | Nangal Bairasi Phc | Hemoglobin meter | Model Not Available | 3000081005 | Functional | Others
23244 | Barar Phc | Autoclave | Model not available | 3000209781 | Functional | Others
23245 | Barar Phc | SPHYGMOMANOMETER(BP APPRATUS) | MODEL NOT AVAILABLE | 3000209784 | Functional | Others
23246 | Khamnor Chc | Weighing Machine | MODEL NOT AVAILABLE | 3000209423 | Functional | Others
23247 | Barar Phc | Spot Light ( Portable ) | Model Not Available | 3000209786 | Functional | Others
23248 | Vijypur Chc | Centrifuge Machine ( 4 Tube ) | Model not available | 3000208180 | Functional | Others
23249 | Vijypur Chc | Centrifuge Machine ( 4 Tube ) | Model not available | 3000208181 | Functional | Others
23250 | Banedia Phc | FOOT OPERATED SUCTION MACHINE | MODEL NOT AVAILABLE | 3000209549 | Functional | Others
23251 | Banedia Phc | Nebulizer | MODEL NOT AVAILABLE | 3000209552 | Functional | Others
23252 | Banedia Phc | Weighing Machine | MODEL NOT AVAILABLE | 3000209553 | Functional | Others
23253 | Talwara Chc | Blood Cell Counter - 3 part | Model not available | 3000207372 | Functional | Others
23254 | Deogarh U Chc | Radiant Heat Warmer | Meditrin - Heat Warmer | 3000209660 | Functional | Others
23255 | Khamnor Chc | Instrument Sterilizer | Model Not Available | 3000209444 | Functional | Others
23256 | Bharni Phc | Binocular Microscope | PZB 22 | 3000080155 | Functional | Others
23257 | Deogarh U Chc | Phototherepy Unit | MODEL NOT AVAILABLE | 3000209673 | Functional | Others
23258 | Bharni Phc | Centrifuge Machine ( 8 Tube) | Model Not Available | 3000080156 | Functional | Others
23259 | Khamnor Chc | ELECTRIC OT TABLE | MODEL NOT AVAILABLE | 3000209441 | Functional | Others
23260 | Talwara Chc | Spot Light ( Portable ) | Model Not Available | 3000207321 | Functional | Others
23261 | Vijypur Chc | Weighing Machine | MODEL NOT AVAILABLE | 3000208196 | Functional | Others
23262 | Malsisar Chc | Fetal Doppler | ND - 102 | 2000019374 | Functional | Mico
23263 | Vijypur Chc | Radiant Heat Warmer | Meditrin - Heat Warmer | 3000208197 | Functional | Others
23264 | Intali Kheda Phc | SPHYGMOMANOMETER(BP APPRATUS) | MODEL NOT AVAILABLE | 3000205878 | Functional | Others
23265 | Partapur Chc | Baby Weighing Machine | Model Not Available | 3000207431 | Functional | Others
23266 | Kalinjara Chc | Suction Machine | Model Not Available | 3000207442 | Functional | Others
23267 | Banetha Phc | Radiant Heat Warmer | Zeal - RHW 2101A | RHW20101A/1113/22133 | Functional | Others
23268 | Kalinjara Chc | Autoclave | Model not available | 3000207440 | Functional | Others
23269 | Banetha Phc | FOOT OPERATED SUCTION MACHINE | MODEL NOT AVAILABLE | 3000088570 | Functional | Others
23270 | Kalinjara Chc | Radiant Heat Warmer | Model Not Available | 505 | Functional | Others
23271 | Genji Chc | Blood Cell Counter - 3 part | Horiba - ABX Micros ES 60 | 3000210222 | Functional | Others
23272 | Genji Chc | Centrifuge Machine ( 4 Tube ) | Model not available | 3000210223 | Functional | Others
23273 | Gangatalai Chc | Binocular Microscope | Model Not Available | 3000207488 | Functional | Others
23274 | Gangatalai Chc | Binocular Microscope | Model Not Available | 30002074189 | Functional | Others
23275 | Narwali Chc | Centrifuge Machine ( 4 Tube ) | Model not available | 3000207188 | Functional | Others
23276 | Genji Chc | Syringe Needle Destroyer | Microsil ND 20 | 3000210229 | Functional | Others
23277 | Sadar Hospital Dholpur Dh | SPHYGMOMANOMETER(BP APPRATUS) | MODEL NOT AVAILABLE | 3000218156 | Functional | Others
23278 | Genji Chc | SPHYGMOMANOMETER(BP APPRATUS) | MODEL NOT AVAILABLE | 3000210234 | Functional | Others
23279 | Paloda Chc | Spot Light ( Portable ) | Model Not Available | 3000207285 | Functional | Others
23280 | Paloda Chc | Weighing Machine | MODEL NOT AVAILABLE | 3000207288 | Functional | Others
23281 | Paloda Chc | Freezes | MODEL NOT AVAILABLE | 3000207291 | Functional | Others
23282 | Paloda Chc | Incubator | MODEL NOT AVAILABLE | 3000207206 | Functional | Others
23283 | Paloda Chc | Hemoglobin meter | HB 301 | 3000207289 | Functional | Others
23284 | Paloda Chc | Binocular Microscope | Model Not Available | 3000207198 | Functional | Others
23285 | Sabli Phc | Ice lined refrigerator | MF - 144 | 20031502068 | Functional | Others
23286 | Paloda Chc | Water Bath | Model not available | 3000207200 | Functional | Others
23287 | Sadar Hospital Dholpur Dh | Indirect Ophthalmoscope | Model Not Available | 3000218164 | Functional | Others
23288 | Kapasan Chc | Autoclave | Model not available | 3000203199 | Functional | Others
23289 | Sakatpura Phc | SPHYGMOMANOMETER(BP APPRATUS) | MODEL NOT AVAILABLE | 3000203800 | Functional | Others
23290 | Dariba Chc | Binocular Microscope | Model Not Available | 3000209515 | Functional | Others
23291 | Baar Phc | Spot Light ( Portable ) | Model Not Available | 3000209794 | Functional | Others
23292 | Baar Phc | Labour Table | Model Not Available | 3000209796 | Functional | Others
23293 | Baar Phc | SPHYGMOMANOMETER(BP APPRATUS) | MODEL NOT AVAILABLE | 3000209806 | Functional | Others
23294 | Khamnor Chc | Ice lined refrigerator | Model Not Available | 3000209425 | Functional | Others
23295 | Gilund Phc | Centrifuge Machine ( 12 Tube ) | Model Not Available | 3000262627 | Functional | Others
23296 | Gilund Phc | Centrifuge Machine ( 12 Tube ) | Model Not Available | 3000262615 | Functional | Others
23297 | Gilund Phc | Sahlis HB Meter | Model not available | 3000262628 | Functional | Others
23298 | Gilund Phc | Sahlis HB Meter | Model not available | 3000262629 | Functional | Others
23299 | Gilund Phc | Baby Weighing Machine | Model Not Available | 3000262620 | Functional | Others
23300 | Kotari Phc | Spot Light ( Portable ) | Model Not Available | 3000209535 | Functional | Others
23301 | Vijypur Chc | Semi Automated Chemistry Analyzer | Ark - CKK 24 | 3000208179 | Functional | Others
23302 | Kotari Phc | Centrifuge Machine ( 12 Tube ) | Model Not Available | 3000209529 | Functional | Others
23303 | Kotari Phc | Centrifuge Machine ( 12 Tube ) | Model Not Available | 3000209527 | Functional | Others
23304 | Nangal Bairasi Phc | Hemoglobin meter | Model Not Available | 3000081008 | Functional | Others
23305 | Lamba Harisingh Phc | STABILIZER | MODEL NOT AVAILABLE | 3000088506 | Functional | Others
23306 | Kotari Phc | Binocular Microscope | Model Not Available | 3000209528 | Functional | Others
23307 | Lassani Phc | Blood Bank Refrigerator | Model not available | 3000262696 | Functional | Others
23308 | Lamba Harisingh Phc | STABILIZER | MODEL NOT AVAILABLE | 3000088514 | Functional | Others
23309 | Katunda Chc | Centrifuge Machine ( 4 Tube ) | Model not available | 3000208085 | Functional | Others
23310 | Bharni Phc | FOOT OPERATED SUCTION MACHINE | MODEL NOT AVAILABLE | 3000080152 | Functional | Others
23311 | Lamba Harisingh Phc | Centrifuge Machine ( 8 Tube) | Model Not Available | 3000088509 | Functional | Others
23312 | Talwara Chc | Centrifuge Machine ( 4 Tube ) | Remi 4C | 3000207374 | Functional | Others
23313 | Talwara Chc | Semi Automated Chemistry Analyzer | CPC - STAT FAX 3300 | 3000207373 | Functional | Others
23314 | Khamnor Chc | O.T. Light Single Dome | MODEL NOT AVAILABLE | 3000209441 | Functional | Others
23315 | Bharni Phc | Syringe Needle Destroyer | Model not available | 3000080154 | Functional | Others
23316 | Bhopalsagar Chc | Fetal Monitor | MODEL NOT AVAILABLE | 3000203257 | Functional | Others
23317 | Amarsar Chc | Hot Air Oven | Model not available | 2000022597 | Functional | Others
23318 | Padawali Phc | Radiant Heat Warmer | Model Not Available | 3000198121 | Functional | Others
23319 | General Hospital Sawai Madhopur Dh | Pulse Oxymeter | Model Not Available | 20000207602 | Functional | Others
23320 | General Hospital Sawai Madhopur Dh | Pulse Oxymeter | Model Not Available | 20000207603 | Functional | Others
23321 | Sagwara Phc | Binocular Microscope | Model Not Available | 3000205573 | Functional | Others
23322 | General Hospital Sawai Madhopur Dh | Pulse Oxymeter | Model Not Available | 20000207604 | Functional | Others
23323 | Sagwara Phc | Binocular Microscope | Model Not Available | 3000205574 | Functional | Others
23324 | General Hospital Sawai Madhopur Dh | Pulse Oxymeter | Model Not Available | 20000207605 | Functional | Others
23325 | Sagwara Phc | Glucometer | Model not available | 3000205575 | Functional | Others
23326 | General Hospital Sawai Madhopur Dh | Pulse Oxymeter | Model Not Available | 20000207607 | Functional | Others
23327 | Bassi Chc Chittorgarh | Freezes | MODEL NOT AVAILABLE | 3000208171 | Functional | Others
23328 | Sagwara Phc | Freezes | MODEL NOT AVAILABLE | 3000205576 | Functional | Others
23329 | Padawali Phc | Suction Machine | Model Not Available | 3000198125 | Functional | Others
23330 | General Hospital Sawai Madhopur Dh | Pulse Oxymeter | Model Not Available | 20000207608 | Functional | Others
23331 | Padawali Phc | Baby Weighing Machine | Model Not Available | 3000198127 | Functional | Others
23332 | Padawali Phc | Freezes | MODEL NOT AVAILABLE | 3000198120 | Functional | Others
23333 | General Hospital Sawai Madhopur Dh | Syringe Infusion Pump | Model not available | 55518 | Functional | Others
23334 | General Hospital Sawai Madhopur Dh | Syringe Infusion Pump | Model not available | 55510 | Functional | Others
23335 | General Hospital Sawai Madhopur Dh | Syringe Infusion Pump | Model not available | 5517 | Functional | Others
23336 | General Hospital Sawai Madhopur Dh | Syringe Infusion Pump | Model not available | 5515 | Functional | Others
23337 | General Hospital Sawai Madhopur Dh | Syringe Infusion Pump | Model not available | 55102 | Functional | Others
23338 | General Hospital Sawai Madhopur Dh | Syringe Infusion Pump | Model not available | 55139 | Functional | Others
23339 | Sagwara Phc | Radiant Heat Warmer | Model Not Available | 3000205581 | Functional | Others
23340 | Sagwara Phc | Radiant Heat Warmer | Model Not Available | 3000205582 | Functional | Others
23341 | Sagwara Phc | SPHYGMOMANOMETER(BP APPRATUS) | MODEL NOT AVAILABLE | 3000205583 | Functional | Others
23342 | Datwas Phc | FOOT OPERATED SUCTION MACHINE | MODEL NOT AVAILABLE | 3000080351 | Functional | Others
23343 | Datwas Phc | Autoclave | Model not available | 3000080352 | Functional | Others
23344 | Paota Chc | Hemoglobin meter | Model Not Available | 2000022166 | Functional | Others
23345 | Richead Phc | Syringe Needle Destroyer | Nulife - Dots | 3000209564 | Functional | Others
23346 | B.D.K. Hospital Jhunjhunu Dh | SPHYGMOMANOMETER(BP APPRATUS) | MODEL NOT AVAILABLE | 94106147 | Non Functional Repairable | Others
23347 | Sms Hospital | O.T. Light Double Dome | MODEL NOT AVAILABLE | 3000084849 | Functional | Surgident (India)
23348 | Chaksu Chc | Semi Automated Chemistry Analyzer | CPC - STAT FAX 3300 | 33006594 | Functional | Cpc Diagnostics Pvt Ltd
23349 | Mohi Phc | Sahlis HB Meter | Model not available | 3000262427 | Functional | Others
23350 | Neem Ka Thana Sdh | Syringe Infusion Pump | Model not available | 3000198473 | Functional | Others
23351 | Vijypur Chc | Instrument Sterilizer | Model Not Available | 3000208201 | Functional | Others
23352 | Mohi Phc | Weighing Machine | MODEL NOT AVAILABLE | 3000262435 | Functional | Others
23353 | Neem Ka Thana Sdh | STABILIZER | MODEL NOT AVAILABLE | 3000198477 | Functional | Others
23354 | Ghatol Chc | Sahlis HB Meter | Model not available | 3000124387 | Functional | Others
23355 | Ghatol Chc | Water Bath | Model not available | 3000124388 | Functional | Others
23356 | Saloda Phc | Blood Bank Refrigerator | Model not available | 3000209458 | Functional | Others
23357 | Saloda Phc | SPHYGMOMANOMETER(BP APPRATUS) | MODEL NOT AVAILABLE | 3000209461 | Functional | Others
23358 | Ghatol Chc | Blood Cell Counter - 3 part | Model not available | 3000124389 | Functional | Others
23359 | Neem Ka Thana Sdh | Pulse Oxymeter | Model Not Available | 3000198484 | Functional | Others
23360 | Neem Ka Thana Sdh | Glucometer | Model not available | 3000198486 | Functional | Others
23361 | Bhadesar Chc | Binocular Microscope | Model Not Available | 3000208112 | Not in use | Others
23362 | Kelwara Chc | Labour Table | Model Not Available | 3000209297 | Functional | Others
23363 | Kelwara Chc | Labour Table | Model Not Available | 3000209298 | Functional | Others
23364 | Nikumbh Chc Chittorgarh | Freezes | MODEL NOT AVAILABLE | 3000208125 | Functional | Others
23365 | Nikumbh Chc Chittorgarh | Nebulizer | MODEL NOT AVAILABLE | 3000208126 | Functional | Others
23366 | Kelwara Chc | Autoclave | Model not available | 3000209300 | Functional | Others
23367 | Kelwara Chc | Autoclave | Model not available | 3000209301 | Functional | Others
23368 | Sabli Phc | Radiant Heat Warmer | Zeal - RHW 2101A | 3000210276 | Functional | Others
23369 | Sabli Phc | STABILIZER | MODEL NOT AVAILABLE | 3000210277 | Functional | Others
23370 | Kishangarh Renwal Chc | Semi Automated Chemistry Analyzer | CPC - STAT FAX 3300 | 3000089511 | Non Functional Repairable | Awarness Technologies
23371 | Kapasan Chc | Syringe Needle Destroyer | Model not available | 3000203209 | Functional | Others
23372 | Semari Chc | Blood Cell Counter - 3 part | Model not available | 3000198250 | Functional | Others
23373 | Semari Chc | Glucometer | Model not available | 3000198257 | Functional | Others
23374 | Semari Chc | Glucometer | Model not available | 3000198258 | Functional | Others
23375 | Sadar Hospital Dholpur Dh | SPHYGMOMANOMETER(BP APPRATUS) | MODEL NOT AVAILABLE | 3000218088 | Functional | Others
23376 | Semari Chc | Digital PH Meter | Model Not Available | 3000198271 | Functional | Others
23377 | Govt Hospital Sagwara Sdh | Radiant Heat Warmer | Model Not Available | 3000210424 | Functional | Others
23378 | Govt Hospital Sagwara Sdh | STABILIZER | MODEL NOT AVAILABLE | 3000210410 | Functional | Others
23379 | Kishangarh Renwal Chc | X-Ray Viewer Box | Model Not Available | 3000089540 | Functional | Cmho Supply
23380 | Govt Hospital Sagwara Sdh | O.T. Light Single Dome | MODEL NOT AVAILABLE | 3000210419 | Functional | Others
23381 | Kushalgarh Chc | Hot Air Oven | Model not available | 3000207797 | Functional | Others
23382 | Kushalgarh Chc | O.T. Light Single Dome | MODEL NOT AVAILABLE | 3000207805 | Functional | Others
23383 | Malwa Ka Chora Phc | Radiant Heat Warmer | Model Not Available | 3000205655 | Functional | Others
23384 | Kushalgarh Chc | Anesthesia Machine | MODEL NOT AVAILABLE | 3000207807 | Functional | Others
23385 | Semari Chc | SPHYGMOMANOMETER(BP APPRATUS) | MODEL NOT AVAILABLE | 30130800845VGI | Functional | Others
23386 | Mavli Chc | Hot Air Oven | Yorco - YSI - 431D | 3000205224 | Functional | Others
23387 | Mavli Chc | Blood Bank Refrigerator | Model not available | 3000205225 | Functional | Others
23388 | Vassi Phc | Binocular Microscope | Model Not Available | 3000260006 | Functional | Others
23389 | Kaladera Chc | Hemoglobin Analyzer | Model not available | 3000222526 | Functional | Others
23390 | Kaladera Chc | Glucometer | Model not available | 3000222518 | Functional | Metro Traiding Corporation
23391 | Kaladera Chc | SPHYGMOMANOMETER(BP APPRATUS) | MODEL NOT AVAILABLE | 98134582 | Functional | Ajay Optical India
23392 | Kherwada Chc | Phototherepy Unit | MODEL NOT AVAILABLE | 3000204432 | Functional | Others
23393 | Kaladera Chc | Syringe Needle Destroyer | Model not available | 3000222530 | Non Functional Repairable | Metro Traiding Corporation
23394 | Jhilay Phc | Sahlis HB Meter | Model not available | 3000080361 | Functional | Others
23395 | B.D.K. Hospital Jhunjhunu Dh | Nebulizer | MODEL NOT AVAILABLE | 2000021640 | Functional | Mrk Healthcare Pvt Ltd Delhi
23396 | B.D.K. Hospital Jhunjhunu Dh | Syringe Infusion Pump | Model not available | 2000021641 | Functional | Robonik India Pvt Ltd
23397 | Jhilay Phc | Instrument Sterilizer | MODEL NOT AVAILABLE | 2000029331 | Non Functional Not Repairable | Others
23398 | Jhilay Phc | Spot Light ( Portable ) | Model Not Available | 3000080373 | Functional | Others
23399 | S K Hospital Sikar Dh | Syringe Infusion Pump | Model not available | 3000204790 | Functional | Others
23400 | S K Hospital Sikar Dh | Syringe Infusion Pump | Model not available | 3000204791 | Functional | Others
23401 | S K Hospital Sikar Dh | Syringe Infusion Pump | Model not available | 3000204792 | Functional | Others
23402 | District Hospital Dausa Dh | SPHYGMOMANOMETER(BP APPRATUS) | MODEL NOT AVAILABLE | 3000081460 | Non Functional Not Repairable | Others
23403 | Baar Phc | Baby Weighing Machine | Model Not Available | 3000209791 | Functional | Others
23404 | Tal Phc | SPHYGMOMANOMETER(BP APPRATUS) | MODEL NOT AVAILABLE | 3000262706 | Functional | Others
23405 | Tal Phc | Labour Table | Model Not Available | 3000262707 | Functional | Others
23406 | Baar Phc | FOOT OPERATED SUCTION MACHINE | MODEL NOT AVAILABLE | 3000209795 | Functional | Others
23407 | Dariba Chc | Blood Cell Counter - 3 part | Model not available | 3000209511 | Functional | Others
23408 | Alawada Phc Alwar | Weighing Machine | MODEL NOT AVAILABLE | 2000021376 | Functional | Others
23409 | Gilund Phc | Intensive Care Bed | Janak | 3000262619 | Functional | Others
23410 | Barar Phc | Weighing Machine | Victoria DX | 3000209774 | Functional | Others
23411 | Lamba Harisingh Phc | Nebulizer | MODEL NOT AVAILABLE | 3000088507 | Functional | Others
23412 | Vijypur Chc | Binocular Microscope | Model Not Available | 3000208177 | Functional | Others
23413 | Khamnor Chc | Sahlis HB Meter | Model not available | 3000209422 | Functional | Others
23414 | Lamba Harisingh Phc | Binocular Microscope | Model Not Available | 3000088508 | Functional | Others
23415 | Lamba Harisingh Phc | Syringe Needle Destroyer | Model not available | 3000088510 | Functional | Others
23416 | Bhadesar Chc | Incubator | MODEL NOT AVAILABLE | 3000208088 | Functional | Others
23417 | Banedia Phc | Ice lined refrigerator | Model Not Available | 3000209550 | Functional | Others
23418 | Banedia Phc | Ice lined refrigerator | Model Not Available | 3000209551 | Functional | Others
23419 | Bassi Chc Chittorgarh | Semi Automated Chemistry Analyzer | Model not Available | 3000208137 | Functional | Others
23420 | Sagwara Phc | SPHYGMOMANOMETER(BP APPRATUS) | MODEL NOT AVAILABLE | 3000205584 | Functional | Others
23421 | Thamla Phc | Glucometer | Model not available | 3000205206 | Functional | Others
23422 | Thamla Phc | Syringe Needle Destroyer | Model not available | 3000205208 | Functional | Others
23423 | Dispensary Mansarover Sec 8 City | Weighing Machine | MODEL NOT AVAILABLE | 2000024460 | Functional | Cmho Supply
23424 | Dispensary Mansarover Sec 8 City | Weighing Machine | MODEL NOT AVAILABLE | 2000024461 | Functional | Others
23425 | Dispensary Mansarover Sec 8 City | Syringe Needle Destroyer | Model not available | 2000024463 | Functional | Others
23426 | Dispensary Mansarover Sec 8 City | Centrifuge Machine ( 8 Tube) | Model Not Available | 2000024465 | Functional | Others
23427 | Dispensary Mansarover Sec 8 City | Glucometer | Model not available | 2000024466 | Functional | Others
23428 | Dispensary Mansarover Sec 8 City | Blood Bank Refrigerator | Model not available | 2000024656 | Functional | Cmho Supply
23429 | Dispensary Mansarover Sec 8 City | SPHYGMOMANOMETER(BP APPRATUS) | MODEL NOT AVAILABLE | 8134776 | Functional | Cmho Supply
23430 | Dispensary Tilak Nagar City | Centrifuge Machine ( 8 Tube) | Model Not Available | 2000025247 | Functional | Others
23431 | Dispensary Tilak Nagar City | Glucometer | Model not available | 2000025249 | Functional | Others
23432 | Dispensary Tilak Nagar City | Syringe Needle Destroyer | Microsil - ND350 | 8478 | Functional | Cmho Supply
23433 | Dispensary Tilak Nagar City | SPHYGMOMANOMETER(BP APPRATUS) | MODEL NOT AVAILABLE | 2000025256 | Functional | Cmho Supply
23434 | Dispensary Tilak Nagar City | Syringe Needle Destroyer | Microsil - ND350 | 7396 | Non Functional Repairable | Cmho Supply
23435 | Dispensary Vidhayak Nagar Jyoti Nagar City | SPHYGMOMANOMETER(BP APPRATUS) | MODEL NOT AVAILABLE | 2000024169 | Functional | Cmho Supply
23436 | Dispensary Vidhayak Nagar Jyoti Nagar City | Syringe Needle Destroyer | Microsil - ND350 | 9866 | Functional | Others
23437 | Dispensary Vidhayak Nagar Jyoti Nagar City | Syringe Needle Destroyer | Model not available | 2000024177 | Functional | Others
23438 | Mangrol Chc | Freezes | MODEL NOT AVAILABLE | 3000203452 | Functional | Others
23439 | Mangrol Chc | Freezes | MODEL NOT AVAILABLE | 3000203471 | Functional | Others
23440 | General Hospital Sawai Madhopur Dh | ELISA Reader | Model not available | 3000084585 | Functional | Others
23441 | Mangrol Chc | Syringe Needle Destroyer | Model not available | 3000203444 | Functional | Others
23442 | Mangrol Chc | Syringe Needle Destroyer | Model not available | 3000203465 | Functional | Others
23443 | General Hospital Sawai Madhopur Dh | Blood Gas Analyzer (ABG Machine) | Model not available | B3109 | Functional | Others
23444 | Mangrol Chc | FOOT OPERATED SUCTION MACHINE | MODEL NOT AVAILABLE | 3000203447 | Functional | Others
23445 | Baar Phc | Syringe Needle Destroyer | Model not available | 3000209792 | Functional | Others
23446 | Kushalgarh Phc Alwar | Weighing Machine | MODEL NOT AVAILABLE | 2000021520 | Functional | Crown Digital Scales Inc
23447 | Tal Phc | FOOT OPERATED SUCTION MACHINE | MODEL NOT AVAILABLE | 3000262705 | Functional | Others
23448 | Dariba Chc | Labour Table | Model Not Available | 3000209518 | Functional | Others
23449 | Tal Phc | Baby Weighing Machine | Crown | 3000262708 | Functional | Others
23450 | Dariba Chc | Sahlis HB Meter | Model not available | 3000209505 | Functional | Others
23451 | Dariba Chc | Sahlis HB Meter | Model not available | 3000209506 | Functional | Others
23452 | Baar Phc | Syringe Needle Destroyer | Model not available | 3000209799 | Functional | Others
23453 | Alawada Phc Alwar | SPHYGMOMANOMETER(BP APPRATUS) | MODEL NOT AVAILABLE | 2000021375 | Functional | Others
23454 | Baar Phc | Hemoglobin meter | Model Not Available | 3000209801 | Functional | Others
23455 | Khamnor Chc | Instrument Sterilizer | Model Not Available | 3000209434 | Functional | Others
23456 | Baar Phc | Weighing Machine | MODEL NOT AVAILABLE | 3000209802 | Functional | Others
23457 | Tal Phc | Syringe Needle Destroyer | Model not available | 3000262713 | Functional | Others
23458 | Alawada Phc Alwar | Syringe Needle Destroyer | Microsil - ND350 | 2000021377 | Functional | Others
23459 | Baar Phc | Blood Bank Refrigerator | Model not available | 3000209804 | Functional | Others
23460 | Hameerpura Phc | FOOT OPERATED SUCTION MACHINE | MODEL NOT AVAILABLE | 3000080196 | Functional | Others
23461 | Katunda Chc | Binocular Microscope | Model Not Available | 3000203260 | Functional | Others
23462 | Lassani Phc | Sahlis HB Meter | Model not available | 3000262686 | Functional | Others
23463 | Nangal Bairasi Phc | SPHYGMOMANOMETER(BP APPRATUS) | MODEL NOT AVAILABLE | 3000081001 | Functional | Others
23464 | Lassani Phc | Baby Weighing Machine | Crown | 3000262692 | Functional | Others
23465 | Barar Phc | FOOT OPERATED SUCTION MACHINE | SU-101 | 3000209780 | Functional | Others
23466 | Khamnor Chc | Freezes | MODEL NOT AVAILABLE | 3000209421 | Functional | Others
23467 | Khamnor Chc | Micropipettes | MODEL NOT AVAILABLE | 3000209413 | Functional | Others
23468 | Khamnor Chc | Micropipettes | MODEL NOT AVAILABLE | 3000209414 | Functional | Others
23469 | Lamba Harisingh Phc | SPHYGMOMANOMETER(BP APPRATUS) | MODEL NOT AVAILABLE | 3000088512 | Functional | Others
23470 | Lamba Harisingh Phc | Glucometer | Model not available | 3000088513 | Functional | Others
23471 | Banedia Phc | Binocular Microscope | Model Not Available | 3000209544 | Functional | Others
23472 | Kherwada Chc | Binocular Microscope | Model Not Available | 3000204435 | Functional | Others
23473 | Andhi Chc | Instrument Sterilizer | Model Not Available | 604297 | Functional | Others
23474 | Govindgarh Chc Jaipur | Fiberoptic Laryngoscope | Model Not Available | 3000222833 | Functional | Others
23475 | Andhi Chc | SPHYGMOMANOMETER(BP APPRATUS) | MODEL NOT AVAILABLE | 98112542 | Functional | Others
23476 | Andhi Chc | Freezes | MODEL NOT AVAILABLE | R4544PAD600180D | Functional | Others
23477 | Govindgarh Chc Jaipur | Phototherepy Unit | MODEL NOT AVAILABLE | 3000222831 | Functional | Cmho Supply
23478 | Nayagaon Udaipur_Phc | Fetal Doppler | MODEL NOT AVAILABLE | 3000205764 | Functional | Others
23479 | Nayagaon Udaipur_Phc | Ice lined refrigerator | Model Not Available | 3000205766 | Functional | Others
23480 | Bhadaruna Phc | FOOT OPERATED SUCTION MACHINE | MODEL NOT AVAILABLE | 3000197131 | Functional | Others
23481 | Bhadaruna Phc | Labour Table | Model Not Available | 3000197132 | Functional | Others
23482 | Bhadaruna Phc | Baby Weighing Machine | Crown | 3000197135 | Functional | Ramon Surgical Company
23483 | Mcwc Ramganj Jaipur | Ice lined refrigerator | MK - 142 | 50213829 | Functional | Others
23484 | Mcwc Ramganj Jaipur | Freezes | MODEL NOT AVAILABLE | 91010624 | Functional | Others
23485 | Mcwc Ramganj Jaipur | Baby Weighing Machine | Model Not Available | 3000140632 | Functional | Others
23486 | Maharana Bhopal Govt Hospital Medical Collage | Nebulizer | Model Not Available | 3000197501 | Functional | Others
23487 | Nogama Phc | Binocular Microscope | Microlux - 16 | 3000207718 | Functional | Others
23488 | Jetana Phc | Binocular Microscope | Model Not Available | 3000205858 | Functional | Others
23489 | Jetana Phc | Freezes | MODEL NOT AVAILABLE | 3000205860 | Functional | Others
23490 | Amet Chc | Baby Weighing Machine | Crown | 3000209328 | Functional | Others
23491 | Jetana Phc | Glucometer | Model not available | 3000205861 | Functional | Others
23492 | Jetana Phc | FOOT OPERATED SUCTION MACHINE | MODEL NOT AVAILABLE | 3000205862 | Functional | Others
23493 | Bhainslana Phc | Freezes | MODEL NOT AVAILABLE | 3000222475 | Functional | Others
23494 | Jetana Phc | Baby Weighing Machine | Model Not Available | 3000205863 | Functional | Others
23495 | Chandu Ji Ka Gara Phc | Binocular Microscope | Labomed - Vision 2000 | 3787 | Functional | Others
23496 | Chandu Ji Ka Gara Phc | Binocular Microscope | Microlux - 16 | 3000207464 | Functional | Others
23497 | Jetana Phc | Nebulizer | MODEL NOT AVAILABLE | 3000205869 | Functional | Others
23498 | General Hospital Sawai Madhopur Dh | Radiant Heat Warmer | Meditrin - Heat Warmer | 2000020803 | Functional | Others
23499 | S K Hospital Sikar Dh | Autoclave | Model not available | 3000204674 | Functional | Others
23500 | General Hospital Sawai Madhopur Dh | Phototherepy Unit | MODEL NOT AVAILABLE | 2000020806 | Functional | Others
23501 | General Hospital Sawai Madhopur Dh | Phototherepy Unit | MODEL NOT AVAILABLE | 2000029332 | Non Functional Not Repairable | Others
23502 | Parsola Phc | Hydraulic Operation Table | MODEL NOT AVAILABLE | 3000135089 | Functional | Others
23503 | Parsola Phc | Suction Machine | Model Not Available | 3000135091 | Functional | Others
23504 | District Hospital Dausa Dh | ECG Monitor | Model not available | 288887103 | Functional | Schiller Healthcare India Pvt Ltd
23505 | General Hospital Sawai Madhopur Dh | SPHYGMOMANOMETER(BP APPRATUS) | MODEL NOT AVAILABLE | 2000020781 | Functional | Others
23506 | Parsola Phc | STABILIZER | MODEL NOT AVAILABLE | 3000135093 | Functional | Others
23507 | General Hospital Sawai Madhopur Dh | Suction Machine | Model Not Available | 2000020785 | Functional | Others
23508 | General Hospital Sawai Madhopur Dh | Baby Weighing Machine | Model Not Available | 2000020786 | Functional | Others
23509 | Amer Chc | Autoclave | Reico | 2000025309 | Functional | Others
23510 | Sadar Hospital Dholpur Dh | Spot Light ( Portable ) | Model Not Available | 3000218107 | Functional | Others
23511 | Kulthana Phc | Blood Bank Refrigerator | Model not available | 3000135036 | Functional | Others
23512 | Bambori Phc | Centrifuge Machine ( 8 Tube) | Model Not Available | 3000135183 | Functional | Others
23513 | Dispensary Mansarover Kiranpath City | Binocular Microscope | Labomed - Vision 2000 | 3736 | Functional | Others
23514 | Sms Hospital | Suction Machine | Model Not Available | 3000084903 | Functional | Others
23515 | Sms Hospital | O.T. Light Double Dome | MODEL NOT AVAILABLE | 3000084896 | Functional | Others
23516 | Dispensary Gandhi Nagar City | Suction Machine | Model Not Available | 2000025386 | Functional | Others
23517 | Bharawanda Phc | Syringe Needle Destroyer | Model not available | 2000020355 | Functional | Others
23518 | District Sahadat Hospital Tonk Dh | Cautry Machine | Model Not Available | ASGL1004019 | Functional | Others
23519 | Sms Hospital | Suction Machine | Model Not Available | 3000084851 | Functional | Others
23520 | Richead Phc | Baby Weighing Machine | Docbel Braun | 3000209565 | Functional | Others
23521 | B.D.K. Hospital Jhunjhunu Dh | Autoclave | Model not available | 2000019183 | Functional | Others
23522 | B.D.K. Hospital Jhunjhunu Dh | Instrument Sterilizer | Model Not Available | 2000019182 | Functional | Others
23523 | Dispensary Dhahar Ka Balaji City | Blood Bank Refrigerator | MF114 | 203789 | Functional | Cmho Supply
23524 | Ganoda Chc | Radiant Heat Warmer | Model Not Available | 300207269 | Functional | Others
23525 | Ganoda Chc | Radiant Heat Warmer | Model Not Available | 3000207269 | Functional | Others
23526 | Rojwadi Phc | Syringe Needle Destroyer | Microsil - ND350 | 9036 | Functional | Linco Scientific Instruments And Chemicals (P) Ltd
23527 | Jhakhal Chc | SPHYGMOMANOMETER(BP APPRATUS) | Pagoda | 241365 | Functional | Cmho Supply
23528 | Rojwadi Phc | Syringe Needle Destroyer | Microsil - ND350 | 9476 | Functional | Linco Scientific Instruments And Chemicals (P) Ltd
23529 | Amarsar Chc | SPHYGMOMANOMETER(BP APPRATUS) | MODEL NOT AVAILABLE | 2000022598 | Functional | Others
23530 | Partapur Chc | Radiant Heat Warmer | Model Not Available | 3000207422 | Functional | Others
23531 | Partapur Chc | Radiant Heat Warmer | Model Not Available | 3000207423 | Functional | Others
23532 | Partapur Chc | Radiant Heat Warmer | Model Not Available | 3000207424 | Functional | Others
23533 | Partapur Chc | Radiant Heat Warmer | Model Not Available | 3000207425 | Functional | Others
23534 | Jhakhal Chc | Suction Machine | Model Not Available | 2000019825 | Functional | Others
23535 | Ganoda Chc | ECG Machine (Single Channel) | Medicaid - Cardio Fax | 3000207268 | Functional | Others
23536 | Jhakhal Chc | Baby Weighing Machine | Model Not Available | 2000019826 | Functional | Others
23537 | Bassi Phc Udaipur | Glucometer | Model not available | 3000205808 | Functional | Others
23538 | Ganoda Chc | Freezes | MODEL NOT AVAILABLE | 3000207260 | Functional | Others
23539 | Jhakhal Chc | Syringe Needle Destroyer | Microsil - ND350 | 2000019828 | Functional | Others
23540 | Ganoda Chc | Glucometer | Model not available | 3000207262 | Functional | Others
23541 | Ganoda Chc | Glucometer | Model not available | 3000207263 | Functional | Others
23542 | Sms Hospital | Defibrillator with Cardiac Monitor | Model Not Available | M014E004301 | Functional | Schiller Healthcare India Pvt Ltd
23543 | Sms Hospital | Defibrillator with Cardiac Monitor | Model Not Available | M014E005674 | Functional | Schiller Healthcare India Pvt Ltd
23544 | Sms Hospital | Defibrillator with Cardiac Monitor | Model Not Available | M014E005680 | Functional | Schiller Healthcare India Pvt Ltd
23545 | Sms Hospital | Defibrillator with Cardiac Monitor | Model Not Available | M014E005683 | Functional | Schiller Healthcare India Pvt Ltd
23546 | Sms Hospital | Defibrillator with Cardiac Monitor | Model Not Available | M014E004358 | Functional | Schiller Healthcare India Pvt Ltd
23547 | Sms Hospital | Syringe Infusion Pump | Model not available | 0 | Functional | Janak Healthcare Pvt Ltd
23548 | Sms Hospital | Syringe Infusion Pump | Model not available | 0 | Functional | Janak Healthcare Pvt Ltd
23549 | Sms Hospital | Syringe Infusion Pump | Model not available | 0 | Functional | Janak Healthcare Pvt Ltd
23550 | Khamnor Chc | Baby Weighing Machine | Model Not Available | 3000209430 | Functional | Others
23551 | Khamnor Chc | Baby Weighing Machine | Model Not Available | 3000209431 | Functional | Others
23552 | Baar Phc | FOOT OPERATED SUCTION MACHINE | MODEL NOT AVAILABLE | 3000209793 | Functional | Others
23553 | Khamnor Chc | FOOT OPERATED SUCTION MACHINE | MODEL NOT AVAILABLE | 3000209433 | Functional | Others
23554 | Tal Phc | Ice lined refrigerator | MK - 142 | 3000262709 | Functional | Others
23555 | Tal Phc | Weighing Machine | MODEL NOT AVAILABLE | 3000262711 | Functional | Others
23556 | Kotari Phc | Weighing Machine | MODEL NOT AVAILABLE | 3000209540 | Functional | Others
23557 | Kotari Phc | SPHYGMOMANOMETER(BP APPRATUS) | MODEL NOT AVAILABLE | 3000209541 | Functional | Others
23558 | Kotari Phc | SPHYGMOMANOMETER(BP APPRATUS) | MODEL NOT AVAILABLE | 3000209533 | Functional | Others
23559 | Lassani Phc | Ice lined refrigerator | MK - 142 | 3000262697 | Functional | Others
23560 | Barar Phc | SPHYGMOMANOMETER(BP APPRATUS) | MODEL NOT AVAILABLE | 3000209789 | Functional | Others
23561 | Nangal Bairasi Phc | Baby Weighing Machine | Crown | 3000081006 | Functional | Others
23562 | Khamnor Chc | Blood Cell Counter - 3 part | Horiba - ABX Micros ES 60 | 3000209411 | Functional | Others
23563 | Vijypur Chc | Hemoglobin meter | HB 301 | 3000208182 | Functional | Others
23564 | Vijypur Chc | Hemoglobin meter | HB 301 | 3000208183 | Functional | Others
23565 | Bhadesar Chc | Binocular Microscope | Model Not Available | 3000208086 | Functional | Others
23566 | Bhadesar Chc | Binocular Microscope | Model Not Available | 3000208087 | Functional | Others
23567 | Vijypur Chc | Freezes | MODEL NOT AVAILABLE | 300208184 | Functional | Others
23568 | Banedia Phc | Centrifuge Machine ( 12 Tube ) | Model Not Available | 3000209543 | Functional | Others
23569 | Vijypur Chc | Syringe Needle Destroyer | Model not available | 3000208185 | Functional | Others
23570 | Khandar Chc | Labour Table | Model Not Available | 2000020217 | Functional | Others
23571 | Bharni Phc | Autoclave | Model not available | 3000080153 | Functional | Others
23572 | Deogarh U Chc | Radiant Heat Warmer | Meditrin - Heat Warmer | 3000209670 | Functional | Others
23573 | Deogarh U Chc | Radiant Heat Warmer | Meditrin - Heat Warmer | 3000209671 | Functional | Others
23574 | Deogarh U Chc | Radiant Heat Warmer | Meditrin - Heat Warmer | 3000209672 | Functional | Others
23575 | Bhadesar Chc | Syringe Needle Destroyer | Model not available | 3000208099 | Functional | Others
23576 | Bhadesar Chc | Syringe Needle Destroyer | Model not available | 3000208095 | Functional | Others
23577 | Niwana Phc | Syringe Needle Destroyer | Model not available | 3000222431 | Functional | Cmho Supply
23578 | Govindgarh Chc Jaipur | SPHYGMOMANOMETER(BP APPRATUS) | MLW Lab | 3000197503 | Functional | Others
23579 | Dispensary Malviya Nagar Sec6 City | Baby Weighing Machine | Model Not Available | 3000140757 | Functional | Others
23580 | Niwana Phc | Syringe Needle Destroyer | Model not available | 3000222434 | Functional | Cmho Supply
23581 | Govindgarh Chc Jaipur | ECG Machine (Single Channel) | Model Not Available | 3000222397 | Functional | Bpl Medical Technologies
23582 | Simalwara Chc | Monocular Microscope | Model not available | 3000210119 | Functional | Others
23583 | Govindgarh Chc Jaipur | Glucometer | Model not available | 3000222396 | Functional | Cmho Supply
23584 | Choti Sarwan Chc | Suction Machine | Model Not Available | 3000207352 | Functional | Others
23585 | Pahada Rishabhdev Phc | Fetal Doppler | AMT 5A | 2000037247 | Functional | Others
23586 | Pahada Rishabhdev Phc | SPHYGMOMANOMETER(BP APPRATUS) | MODEL NOT AVAILABLE | 3000205781 | Functional | Others
23587 | Govindgarh Chc Jaipur | Fiberoptic Laryngoscope | Model Not Available | 3000222827 | Functional | Cmho Supply
23588 | Choti Sarwan Chc | Freezes | GE Elpro - DX-300 | 3000218757 | Non Functional Not Repairable | Others
23589 | Andhi Chc | Semi Automated Chemistry Analyzer | Star - 21 Plus | E116139 | Functional | Others
23590 | Amet Chc | Blood Cell Counter - 3 part | Horiba - ABX Micros ES 60 | 3000209313 | Functional | Others
23591 | Nayagaon Udaipur_Phc | Glucometer | Model not available | 3000205755 | Functional | Others
23592 | Govindgarh Chc Jaipur | Syringe Infusion Pump | SIMTEK - Infutek 405 | 3000222374 | Functional | Cmho Supply
23593 | Amet Chc | Incubator | MODEL NOT AVAILABLE | 3000209315 | Functional | Others
23594 | Nayagaon Udaipur_Phc | Blood Bank Refrigerator | Model not available | 3000205765 | Functional | Others
23595 | Sankar Phc | Baby Weighing Machine | Crown | 3000119903 | Functional | Crown Digital Scales Inc
23596 | Damri Chc | Hot Air Oven | Model not available | 3000207972 | Functional | Others
23597 | Damri Chc | Binocular Microscope | Model Not Available | 3000207975 | Functional | Others
23598 | Bhutala Phc | SPHYGMOMANOMETER(BP APPRATUS) | MODEL NOT AVAILABLE | 3000205128 | Functional | Others
23599 | Damri Chc | Radiant Heat Warmer | Model Not Available | 3000207963 | Functional | Others
23600 | Bhadaruna Phc | SPHYGMOMANOMETER(BP APPRATUS) | MODEL NOT AVAILABLE | 635996-10 | Functional | Bhasin Sons Private Limited
23601 | Bagidora Chc | Fetal Doppler | MODEL NOT AVAILABLE | 3000207706 | Not in use | Others
23602 | Sanchor Chc | Blood Bank Refrigerator | Model not available | A9869 | Functional | Others
23603 | District Sahadat Hospital Tonk Dh | Hydraulic Operation Table | MODEL NOT AVAILABLE | 3000088124 | Functional | Others
23604 | B.D.K. Hospital Jhunjhunu Dh | SPHYGMOMANOMETER(BP APPRATUS) | MODEL NOT AVAILABLE | 2000019171 | Functional | Others
23605 | Nimbahera Dh Chittorgarh | Incubator | MODEL NOT AVAILABLE | 3000203005 | Functional | Others
23606 | Lambodi Phc | Glucometer | Model not available | 3000209596 | Functional | Others
23607 | General Hospital Sawai Madhopur Dh | Spot Light ( Portable ) | Model Not Available | 2000020620 | Functional | Others
23608 | Chaksu Chc | Water Bath | Model not available | 653767 | Functional | York Scientific Industries Pvt Ltd
23609 | Sms Hospital | Cautry Machine | Model Not Available | ASG-M1411434 | Functional | Alan Electronic Systems Pvt Ltd
23610 | Dispensary Dhahar Ka Balaji City | Syringe Needle Destroyer | Model not available | 2000024810 | Non Functional Repairable | Cmho Supply
23611 | Kawantia Hospital Dh | Hydraulic Operation Table | MODEL NOT AVAILABLE | 2000024260 | Functional | Rhsdp Supply
23612 | General Hospital Sawai Madhopur Dh | Instrument Sterilizer | MODEL NOT AVAILABLE | 2000022919 | Functional | Anupam Surgicals
23613 | Banedia Phc | Sahlis HB Meter | Model not available | 3000209542 | Functional | Others
23614 | Banedia Phc | Sahlis HB Meter | Model not available | 3000209545 | Functional | Others
23615 | Deogarh U Chc | Instrument Sterilizer | Model Not Available | 3000209666 | Functional | Others
23616 | Sameecha Phc | Weighing Machine | MODEL NOT AVAILABLE | 3000209613 | Functional | Others
23617 | B.D.K. Hospital Jhunjhunu Dh | Pulse Oxymeter | MEDITEC P201 | 2000019009 | Functional | Medicaid Systems
23618 | Bhadesar Chc | Ventilator | Model Not Available | 3000208092 | Functional | Others
23619 | Urban Phc | Syringe Needle Destroyer | Model not available | 3000080101 | Functional | Others
23620 | Nimbahera Dh Chittorgarh | Instrument Sterilizer | Model Not Available | 3000203034 | Not in use | Others
23621 | Sameecha Phc | Syringe Needle Destroyer | Model not available | 3000209616 | Functional | Others
23622 | Bhadesar Chc | ECG Machine (Single Channel) | Model Not Available | 3000208093 | Functional | Others
23623 | Vijypur Chc | SPHYGMOMANOMETER(BP APPRATUS) | MODEL NOT AVAILABLE | 3000208187 | Functional | Others
23624 | Talwara Chc | Centrifuge Machine ( 4 Tube ) | Remi 4C | 3000207375 | Not in use | Others
23625 | Deogarh U Chc | Incubator | MODEL NOT AVAILABLE | 3000209674 | Functional | Others
23626 | Kawantia Hospital Dh | 100mA X-Ray Machine | Allengers - MARS 3.5 | 2000024132 | Functional | Others
23627 | Sameecha Phc | Labour Table | Model Not Available | 3000209621 | Functional | Others
23628 | Talwara Chc | Sahlis HB Meter | Model not available | 3000207381 | Functional | Others
23629 | Sms Hospital | Syringe Infusion Pump | Model not available | 0 | Functional | Janak Healthcare Pvt Ltd
23630 | Sms Hospital | Syringe Infusion Pump | Model not available | 0 | Functional | Janak Healthcare Pvt Ltd
23631 | Sms Hospital | Syringe Infusion Pump | Model not available | 0 | Functional | Janak Healthcare Pvt Ltd
23632 | Bada Bhanuja Phc | Binocular Microscope | Microlux - 16 | 3000209490 | Functional | Others
23633 | Bassi Phc Udaipur | SPHYGMOMANOMETER(BP APPRATUS) | MODEL NOT AVAILABLE | 3000205812 | Functional | Others
23634 | Seswali Chc | Baby Weighing Machine | Model Not Available | 3000203482 | Functional | Others
23635 | Seswali Chc | Baby Weighing Machine | Model Not Available | 3000203497 | Functional | Others
23636 | Seswali Chc | Baby Weighing Machine | Model Not Available | 3000203491 | Functional | Others
23637 | Jhakhal Chc | SPHYGMOMANOMETER(BP APPRATUS) | Model Not Available | 2000037318 | Functional | Others
23638 | Seswali Chc | ECG Machine (Single Channel) | Model Not Available | 3000203498 | Functional | Others
23639 | Jhakhal Chc | SPHYGMOMANOMETER(BP APPRATUS) | MODEL NOT AVAILABLE | 2000019830 | Functional | Others
23640 | General Hospital Sawai Madhopur Dh | Instrument Sterilizer | Model Not Available | 2000020469 | Functional | Others
23641 | Seswali Chc | Ice lined refrigerator | Model Not Available | 3000203488 | Functional | Others
23642 | Jhakhal Chc | Baby Weighing Machine | Model Not Available | 2000019831 | Functional | Others
23643 | Jhakhal Chc | Syringe Needle Destroyer | Model not available | NBSD0714518 | Functional | Others
23644 | Partapur Chc | Phototherepy Unit | MODEL NOT AVAILABLE | 3000207426 | Functional | Others
23645 | Partapur Chc | Phototherepy Unit | MODEL NOT AVAILABLE | 3000207427 | Functional | Others
23646 | Seswali Chc | SPHYGMOMANOMETER(BP APPRATUS) | MODEL NOT AVAILABLE | 3000203499 | Functional | Others
23647 | Kanota Phc Jaipur2 | Baby Weighing Machine | Model Not Available | 3000087354 | Functional | Others
23648 | Intali Kheda Phc | Radiant Heat Warmer | Model Not Available | 3000205874 | Functional | Others
23649 | Kanota Phc Jaipur2 | Baby Weighing Machine | Crown | 3000087355 | Non Functional Repairable | Ramon Surgical Company
23650 | Intali Kheda Phc | Suction Machine | Model Not Available | 3000205875 | Functional | Others
23651 | Genji Chc | Blood Bank Refrigerator | Model not available | 3000210219 | Functional | Others
23652 | Intali Kheda Phc | FOOT OPERATED SUCTION MACHINE | SU-101 | 11630 | Functional | Others
23653 | Seswali Chc | Binocular Microscope | Zeal - RHW 2101A | RHW2101A/0713/420 | Functional | Zeal Medical Pvt Ltd
23654 | Seswali Chc | Binocular Microscope | Model Not Available | 3000203517 | Functional | Others
23655 | Khamnor Chc | Baby Weighing Machine | Model Not Available | 3000209428 | Functional | Others
23656 | Barar Phc | Hemoglobin meter | Model Not Available | 3000209772 | Functional | Others
23657 | Katunda Chc | Sahlis HB Meter | Model not available | 3000203268 | Functional | Others
23658 | Nangal Bairasi Phc | Weighing Machine | MODEL NOT AVAILABLE | 3000081003 | Functional | Others
23659 | Lassani Phc | Instrument Sterilizer | Model Not Available | 3000262691 | Functional | Others
23660 | Barar Phc | Spot Light ( Portable ) | Model Not Available | 3000209777 | Functional | Others
23661 | Nangal Bairasi Phc | Hemoglobin meter | Model Not Available | 3000081004 | Functional | Others
23662 | Kotari Phc | Ice lined refrigerator | Model Not Available | 3000209538 | Functional | Others
23663 | Kotari Phc | Ice lined refrigerator | Model Not Available | 3000209539 | Functional | Others
23664 | Lamba Harisingh Phc | ECG Machine (Single Channel) | Model Not Available | 3000088504 | Functional | Others
23665 | Nangal Bairasi Phc | SPHYGMOMANOMETER(BP APPRATUS) | MODEL NOT AVAILABLE | 18373 | Functional | Others
23666 | Lassani Phc | SPHYGMOMANOMETER(BP APPRATUS) | MODEL NOT AVAILABLE | 3000262694 | Functional | Others
23667 | Vijypur Chc | Syringe Needle Destroyer | Microsil ND 20 | 3000208189 | Functional | Others
23668 | Deogarh U Chc | Centrifuge Machine ( 8 Tube) | Model Not Available | 3000209681 | Not in use | Others
23669 | Dhaneriya Phc | Blood Bank Refrigerator | Model not available | 3000209494 | Functional | Others
23670 | Urban Phc | Sahlis HB Meter | Model not available | 3000080106 | Functional | Others
23671 | Sadar Hospital Dholpur Dh | Syringe Needle Destroyer | Model not available | 3000218073 | Functional | Robonik India Pvt Ltd
23672 | Talwara Chc | Radiant Heat Warmer | Model Not Available | 3000207319 | Functional | Others
23673 | Talwara Chc | Suction Machine | Model Not Available | 3000207320 | Functional | Others
23674 | Bharni Phc | Glucometer | Model not available | 1011A006076 | Functional | Others
23675 | Sadar Hospital Dholpur Dh | Oxygen Concentrator | Model Not Available | 20414 | Functional | Others
23676 | B.D.K. Hospital Jhunjhunu Dh | Autoclave | Model not available | 2000021620 | Non Functional Repairable | Others
23677 | Deogarh U Chc | Incubator | MODEL NOT AVAILABLE | 3000209689 | Functional | Others
23678 | Rarah Chc | Nebulizer | MODEL NOT AVAILABLE | 2999 | Functional | Medicaid Systems
23679 | Sadar Hospital Dholpur Dh | Pulse Oxymeter | Model Not Available | 306 | Functional | Others
23680 | Talwara Chc | Radiant Heat Warmer | Model Not Available | 3000207323 | Functional | Others
23681 | Mavli Chc | FOOT OPERATED SUCTION MACHINE | MODEL NOT AVAILABLE | 3000205243 | Functional | Others
23682 | Kherwada Chc | Monocular Microscope | Model not available | 3000204444 | Functional | Others
23683 | Kherwada Chc | Monocular Microscope | Model not available | 3000204448 | Functional | Others
23684 | Kherwada Chc | Monocular Microscope | Model not available | 3000204457 | Functional | Others
23685 | Maharana Bhopal Govt Hospital Medical Collage | Ventilator | Model Not Available | 3510103188 | Functional | Others
23686 | Anandpuri Chc | Radiant Heat Warmer | Zeal - RHW 2101A | 3000207611 | Functional | Others
23687 | Niwana Phc | Syringe Needle Destroyer | Model not available | 3000222432 | Functional | Cmho Supply
23688 | Govindgarh Chc Jaipur | SPHYGMOMANOMETER(BP APPRATUS) | MODEL NOT AVAILABLE | 3000222814 | Functional | Cmho Supply
23689 | Khemli Chc | ECG Machine (Single Channel) | BPL - Cardiart 108T | 3000198008 | Functional | Others
23690 | Govindgarh Chc Jaipur | SPHYGMOMANOMETER(BP APPRATUS) | Pagoda | 3000222820 | Functional | Horiba India Pvt Ltd
23691 | Govindgarh Chc Jaipur | Syringe Needle Destroyer | Model not available | 3000222363 | Functional | Cmho Supply
23692 | Khemli Chc | Semi Automated Chemistry Analyzer | Model not Available | 3000198015 | Functional | Others
23693 | Khemli Chc | Binocular Microscope | BG-03 | 2000037255 | Functional | Others
23694 | Govindgarh Chc Jaipur | Suction Machine | Model Not Available | 3000222379 | Functional | Others
23695 | Govindgarh Chc Jaipur | Suction Machine | HI VAC | 3000222385 | Functional | Cmho Supply
23696 | Kherwada Chc | Autoclave | Model not available | 3000204460 | Functional | Others
23697 | Kherwada Chc | O.T. Light Single Dome | MODEL NOT AVAILABLE | 3000204465 | Functional | Others
23698 | Pahada Rishabhdev Phc | Glucometer | Model not available | 3000205773 | Functional | Others
23699 | Govindgarh Chc Jaipur | Fiberoptic Laryngoscope | Model Not Available | 3000222380 | Functional | Others
23700 | Kherwada Chc | Suction Machine | Model Not Available | 3000204467 | Functional | Others
23701 | Choti Sarwan Chc | Blood Cell Counter - 3 part | Model not available | 3000207676 | Functional | Others
23702 | Andhi Chc | ECG Machine (Single Channel) | BPL - Cardiart 108T | JSD8303 | Functional | Others
23703 | Govindgarh Chc Jaipur | Fiberoptic Laryngoscope | Model Not Available | 3000222824 | Functional | Others
23704 | Andhi Chc | Incubator | MODEL NOT AVAILABLE | 3000140676 | Functional | Others
23705 | Andhi Chc | Hot Air Oven | Model not available | 3000140678 | Functional | Others
23706 | Andhi Chc | Syringe Needle Destroyer | Model not available | 636808 | Functional | Others
23707 | Lambodi Phc | Instrument Sterilizer | Model Not Available | 3000209605 | Functional | Others
23708 | Kawantia Hospital Dh | Ophthalmoscope | Heine Beta - 200 | 2000024690 | Functional | Others
23709 | Urban Phc | Binocular Microscope | Microlux - 16 | 3000080104 | Functional | Others
23710 | Khamnor Chc | FOOT OPERATED SUCTION MACHINE | MODEL NOT AVAILABLE | 3000209443 | Functional | Others
23711 | Deogarh U Chc | Binocular Microscope | Labomed - Vision 2000 | 3000209680 | Functional | Others
23712 | Talwara Chc | Blood Bank Refrigerator | Model not available | 3000207382 | Functional | Others
23713 | Dhaneriya Phc | Ice lined refrigerator | Model Not Available | 3000209493 | Functional | Others
23714 | Khamnor Chc | Syringe Needle Destroyer | Microsil ND 20 | 3000209435 | Functional | Others
23715 | Khamnor Chc | Syringe Needle Destroyer | Microsil ND 20 | 3000209438 | Functional | Others
23716 | Deogarh U Chc | Semi Automated Chemistry Analyzer | 3300 | 3000209692 | Functional | Others
23717 | Talwara Chc | Oxygen Concentrator | BPL - OG 4203 | 3000207322 | Functional | Others
23718 | Deogarh U Chc | Blood Cell Counter - 3 part | Horiba - ABX Micros ES 60 | 3000209693 | Functional | Others
23719 | Vijypur Chc | Freezes | MODEL NOT AVAILABLE | 3000208193 | Functional | Others
23720 | Nimbahera Dh Chittorgarh | Syringe Infusion Pump | Model not available | 3000121890 | Functional | Others
23721 | Nimbahera Dh Chittorgarh | Syringe Infusion Pump | Model not available | 3000121891 | Functional | Others
23722 | Sms Hospital | Blood Bank Refrigerator | Model not available | 1S02403 | Functional | Surgicoin Medequip Pvt Ltd
23723 | Deogarh U Chc | Ice lined refrigerator | HBC-70 | 3000209696 | Functional | Others
23724 | Sadar Hospital Dholpur Dh | Pulse Oxymeter | Model Not Available | 2000026062 | Functional | Others
23725 | Talwara Chc | X-Ray Viewer Box | Model Not Available | 3000207325 | Functional | Others
23726 | Khamnor Chc | 100mA X-Ray Machine | Model not available | 3000209436 | Functional | Others
23727 | Khandar Chc | Radiant Heat Warmer | Model Not Available | 2000020223 | Functional | Others
23728 | Odda Phc | Baby Weighing Machine | Docbel Braun | 3000209630 | Functional | Others
23729 | Sadar Hospital Dholpur Dh | Phototherepy Unit | MODEL NOT AVAILABLE | 2000026051 | Functional | Delta Medical Corporation
23730 | Khandar Chc | Phototherepy Unit | MODEL NOT AVAILABLE | 2000020225 | Functional | Others
23731 | Sadar Hospital Dholpur Dh | Phototherepy Unit | MODEL NOT AVAILABLE | 2000026050 | Functional | Others
23732 | Urban Phc | Syringe Needle Destroyer | Model not available | 3000080105 | Functional | Others
23733 | Seswali Chc | Binocular Microscope | Model Not Available | 3000203518 | Functional | Others
23734 | Seswali Chc | Binocular Microscope | Model Not Available | 3000203525 | Functional | Others
23735 | Kanota Phc Jaipur2 | Syringe Needle Destroyer | Model not available | 3000087356 | Non Functional Repairable | Bhasin Sons Private Limited
23736 | Intali Kheda Phc | Baby Weighing Machine | Model Not Available | 3000205877 | Functional | Others
23737 | Kalinjara Chc | 60mA X-Ray Machine | Model not available | 3000207444 | Functional | Others
23738 | Genji Chc | Ice lined refrigerator | HBC-70 | 3000210220 | Functional | Others
23739 | Partapur Chc | Pulse Oxymeter | Model Not Available | 3000207430 | Functional | Others
23740 | Seswali Chc | Semi Automated Chemistry Analyzer | Model not Available | 3000203521 | Functional | Others
23741 | Sadar Hospital Dholpur Dh | ECG Machine (Single Channel) | Model Not Available | 16090 | Functional | Bpl Medical Technologies
23742 | Jhakhal Chc | Semi Automated Chemistry Analyzer | Ark - CKK 24 | 1221100 | Functional | Others
23743 | Jhakhal Chc | ECG Machine (Single Channel) | Model Not Available | C613429 | Functional | Others
23744 | Sms Hospital | Intensive Care Bed | Model Not Available | X6A31400487 | Functional | Janak Healthcare Pvt Ltd
23745 | Sms Hospital | Intensive Care Bed | Model Not Available | X6A314100476 | Functional | Janak Healthcare Pvt Ltd
23746 | Sms Hospital | Intensive Care Bed | Model Not Available | X6A314100460 | Functional | Janak Healthcare Pvt Ltd
23747 | Sms Hospital | Intensive Care Bed | Model Not Available | 3000085075 | Functional | Janak Healthcare Pvt Ltd
23748 | Sms Hospital | Intensive Care Bed | Model Not Available | X6A314100452 | Functional | Janak Healthcare Pvt Ltd
23749 | Sms Hospital | Intensive Care Bed | Model Not Available | X6A314100421 | Functional | Janak Healthcare Pvt Ltd
23750 | Jhakhal Chc | SPHYGMOMANOMETER(BP APPRATUS) | MODEL NOT AVAILABLE | 306876 | Functional | Others
23751 | Sanbhariya Phc | Weighing Machine | MODEL NOT AVAILABLE | 3000230811 | Non Functional Repairable | Others
23752 | Jhakhal Chc | Monocular Microscope | Model not available | 2000019850 | Functional | Others
23753 | Sanbhariya Phc | Syringe Needle Destroyer | Model not available | 3000230898 | Functional | Others
23754 | Sanbhariya Phc | Syringe Needle Destroyer | Model not available | 3000230899 | Functional | Others
23755 | Jhakhal Chc | Instrument Sterilizer | Model Not Available | 2000019852 | Functional | Others
23756 | Jhakhal Chc | Baby Weighing Machine | Model Not Available | 2000019853 | Functional | Others
23757 | Banetha Phc | Centrifuge Machine ( 8 Tube) | Model Not Available | 3000088566 | Functional | Others
23758 | Banetha Phc | Binocular Microscope | Model Not Available | 3000088572 | Functional | Others
23759 | Khamnor Chc | ELECTRIC OT TABLE | MODEL NOT AVAILABLE | 3000209445 | Not in use | Others
23760 | Khamnor Chc | SPHYGMOMANOMETER(BP APPRATUS) | MODEL NOT AVAILABLE | 3000209446 | Functional | Others
23761 | Bhadesar Chc | 100mA X-Ray Machine | Model not available | 3000208101 | Functional | Others
23762 | Ghatol Chc | Binocular Microscope | Labomed - Vision 2000 | 3000124384 | Functional | Others
23763 | Neem Ka Thana Sdh | Defibrillator | MODEL NOT AVAILABLE | 3000198472 | Functional | Others
23764 | Bhadesar Chc | Ice lined refrigerator | Model Not Available | 3000208104 | Functional | Others
23765 | Bhadesar Chc | Ice lined refrigerator | Model Not Available | 3000208105 | Functional | Others
23766 | Vijypur Chc | Syringe Needle Destroyer | Model not available | 3000208200 | Functional | Others
23767 | Mohi Phc | SPHYGMOMANOMETER(BP APPRATUS) | MODEL NOT AVAILABLE | 3000262434 | Functional | Others
23768 | Ghatol Chc | Centrifuge Machine ( 4 Tube ) | Remi 4C | 3000124386 | Functional | Others
23769 | General Hospital Sawai Madhopur Dh | Spot Light ( Portable ) | Model Not Available | 2000020458 | Functional | Others
23770 | Saloda Phc | Syringe Needle Destroyer | Model not available | 3000209456 | Functional | Others
23771 | General Hospital Sawai Madhopur Dh | Autoclave | Model not available | 624 | Functional | Others
23772 | Neem Ka Thana Sdh | Syringe Needle Destroyer | Model not available | 3000198479 | Functional | Others
23773 | Saloda Phc | Ice lined refrigerator | Model Not Available | 3000209457 | Functional | Others
23774 | Ghatol Chc | Blood Bank Refrigerator | Model not available | 3000124390 | Functional | Others
23775 | General Hospital Sawai Madhopur Dh | Baby Weighing Machine | Model Not Available | 2000020464 | Functional | Others
23776 | Nikumbh Chc Chittorgarh | Syringe Needle Destroyer | Model not available | 3000208123 | Functional | Others
23777 | Ghatol Chc | Semi Automated Chemistry Analyzer | Model not Available | 3000124415 | Functional | Others
23778 | Ghatol Chc | Nebulizer | MODEL NOT AVAILABLE | 3000124391 | Functional | Others
23779 | Alooda Phc | Centrifuge Machine ( 8 Tube) | Model Not Available | 3000081108 | Functional | Others
23780 | Ghatol Chc | VDRL Rotator (Rotor and Shaker) | Model Not Available | 3000124392 | Functional | Others
23781 | Neem Ka Thana Sdh | Hemoglobin meter | Model Not Available | 3000198488 | Functional | Others
23782 | Alooda Phc | Binocular Microscope | Model Not Available | 3000081109 | Functional | Others
23783 | Gosunda Chc Chittorgarh | Centrifuge Machine ( 4 Tube ) | Model not available | 3000208366 | Functional | Others
23784 | Kelwara Chc | Syringe Needle Destroyer | Model not available | 3000209302 | Functional | Others
23785 | Govindgarh Chc Jaipur | SPHYGMOMANOMETER(BP APPRATUS) | MODEL NOT AVAILABLE | 9813441 | Functional | Cmho Supply
23786 | Seriya Phc | Baby Weighing Machine | Model Not Available | 3000205833 | Functional | Others
23787 | Gari Chc | 100mA X-Ray Machine | Model not available | 3000124441 | Functional | Others
23788 | Gari Chc | Water Bath | Model not available | 3000124460 | Functional | Others
23789 | Govindgarh Chc Jaipur | Cautry Machine | Model Not Available | 3000222822 | Functional | Cmho Supply
23790 | Chani Phc | Centrifuge Machine ( 8 Tube) | Model Not Available | 3000205735 | Functional | Others
23791 | Chani Phc | Fetal Doppler | MODEL NOT AVAILABLE | 3000205750 | Functional | Others
23792 | Andhi Chc | Oxygen Concentrator | Model Not Available | AXTCLG6846 | Functional | Others
23793 | Maharana Bhopal Govt Hospital Medical Collage | Phototherepy Unit | MODEL NOT AVAILABLE | 3000040197 | Functional | Others
23794 | Govindgarh Chc Jaipur | Fiberoptic Laryngoscope | Model Not Available | 3000222825 | Functional | Cmho Supply
23795 | Govindgarh Chc Jaipur | Fiberoptic Laryngoscope | Model Not Available | 3000222826 | Functional | Cmho Supply
23796 | Bhabrana Phc | Syringe Needle Destroyer | Model not available | 3000205850 | Functional | Others
23797 | Mcwc Ramganj Jaipur | Baby Weighing Machine | Model Not Available | 3000140631 | Functional | Others
23798 | Mcwc Ramganj Jaipur | Suction Machine | Model Not Available | c-37-000 | Functional | Others
23799 | Palodada Phc | Glucometer | Model not available | 3000198179 | Functional | Others
23800 | Mcwc Chora Rasta Jaipur | SPHYGMOMANOMETER(BP APPRATUS) | MODEL NOT AVAILABLE | 3000086957 | Functional | Others
23801 | Amet Chc | Syringe Needle Destroyer | Microsil ND 20 | 3000209339 | Functional | Others
23802 | Rbm Hospital Bharatpur Dh | Double Puncture Laparoscope with Console Unit | Model Not Available | 2000003002 | Functional | Others
23803 | Jetana Phc | Syringe Needle Destroyer | Model not available | 3000205873 | Functional | Others
23804 | Amet Chc | O.T. Light Single Dome | MODEL NOT AVAILABLE | 3000209335 | Functional | Others
23805 | Amet Chc | Pulse Oxymeter | Model Not Available | 3000209338 | Functional | Others
23806 | Mcwc Chora Rasta Jaipur | Hydraulic Operation Table | MODEL NOT AVAILABLE | 62373 | Functional | Others
23807 | Bhainslana Phc | O.T. Light Single Dome | MODEL NOT AVAILABLE | 3000222479 | Functional | Cmho Supply
23808 | Mcwc Chora Rasta Jaipur | Ice lined refrigerator | Model Not Available | 91208963 | Functional | Others
23809 | Balicha Phc | Centrifuge Machine ( 8 Tube) | Model Not Available | 3000205792 | Functional | Others
23810 | Balicha Phc | Instrument Sterilizer | Model Not Available | 3000205793 | Functional | Others
23811 | General Hospital Sawai Madhopur Dh | Radiant Heat Warmer | Meditrin - Heat Warmer | 2000020804 | Functional | Others
23812 | General Hospital Sawai Madhopur Dh | Radiant Heat Warmer | Meditrin - Heat Warmer | 2000020805 | Functional | Others
23813 | Bassi Chc Jaipur | ECG Machine (Single Channel) | BPL - Cardiart 108T | BAMA4B3279 | Functional | Bpl Medical Technologies
23814 | Amer Chc | Radiant Heat Warmer | Zeal - RHW 2101A | RHW2101A0913/9114 | Functional | Others
23815 | Dardahind Phc | Hemoglobin meter | Model Not Available | 3000080123 | Functional | Others
23816 | Bambori Phc | Labour Table | Model Not Available | 3000135190 | Functional | Others
23817 | Dariba Chc | Ice lined refrigerator | Model Not Available | 3000209522 | Functional | Others
23818 | Khandar Chc | Water Bath | Model not available | 2000020226 | Functional | Others
23819 | Khandar Chc | Centrifuge Machine ( 8 Tube) | Model Not Available | 2000020227 | Functional | Others
23820 | Khandar Chc | Blood Bank Refrigerator | MRL 280 Electrolux | 2000020228 | Functional | Others
23821 | Vijypur Chc | Suction Machine | Model Not Available | 3000208199 | Functional | Others
23822 | Mohi Phc | Suction Machine | Model Not Available | 3000262431 | Functional | Others
23823 | Mohi Phc | Suction Machine | Model Not Available | 3000262432 | Functional | Others
23824 | General Hospital Sawai Madhopur Dh | Multi-Para Monitor | Model not available | 2000020456 | Functional | Others
23825 | General Hospital Sawai Madhopur Dh | Spot Light ( Portable ) | Model Not Available | 2000020457 | Functional | Others
23826 | Neem Ka Thana Sdh | Syringe Infusion Pump | Model not available | 3000198474 | Functional | Others
23827 | Saloda Phc | Syringe Needle Destroyer | Microsil ND 20 | 3000209452 | Functional | Others
23828 | Neem Ka Thana Sdh | FOOT OPERATED SUCTION MACHINE | MODEL NOT AVAILABLE | 3000198476 | Functional | Others
23829 | Bhadesar Chc | Syringe Needle Destroyer | Model not available | 3000208108 | Functional | Others
23830 | Saloda Phc | Labour Table | Model Not Available | 3000209453 | Functional | Others
23831 | Saloda Phc | Baby Weighing Machine | Model Not Available | 3000209454 | Functional | Others
23832 | Vijypur Chc | 100mA X-Ray Machine | Allengers - MARS-6R | 3000208203 | Functional | Others
23833 | Nikumbh Chc Chittorgarh | Centrifuge Machine ( 4 Tube ) | Model not available | 3000208122 | Functional | Others
23834 | General Hospital Sawai Madhopur Dh | Autoclave | Model not available | 2000020462 | Functional | Others
23835 | Neem Ka Thana Sdh | Syringe Needle Destroyer | Model not available | 3000198480 | Functional | Others
23836 | Neem Ka Thana Sdh | Anesthesia Machine | MODEL NOT AVAILABLE | 3000198481 | Functional | Others
23837 | Genji Chc | Incubator | MODEL NOT AVAILABLE | 3000210226 | Functional | Others
23838 | Gangatalai Chc | Centrifuge Machine ( 4 Tube ) | Model not available | 3000207492 | Functional | Others
23839 | Jalwara Phc | FOOT OPERATED SUCTION MACHINE | MODEL NOT AVAILABLE | 3000208474 | Functional | Others
23840 | Jalwara Phc | FOOT OPERATED SUCTION MACHINE | MODEL NOT AVAILABLE | 3000208475 | Functional | Others
23841 | Intali Kheda Phc | Syringe Needle Destroyer | Model not available | 3000205883 | Functional | Others
23842 | Jalwara Phc | SPHYGMOMANOMETER(BP APPRATUS) | MODEL NOT AVAILABLE | 3000208476 | Functional | Others
23843 | Jalwara Phc | SPHYGMOMANOMETER(BP APPRATUS) | MODEL NOT AVAILABLE | 3000208480 | Functional | Others
23844 | Kapasan Chc | Freezes | MODEL NOT AVAILABLE | 3000203170 | Functional | Others
23845 | Intali Kheda Phc | Syringe Needle Destroyer | Model not available | 3000205884 | Not in use | Others
23846 | Jalwara Phc | Instrument Sterilizer | Model Not Available | 3000208477 | Functional | Others
23847 | Kapasan Chc | Hemoglobin meter | Model Not Available | 3000203172 | Functional | Others
23848 | Mahatma Ghandhi Hospital Jodhpur | Defibrillator with Cardiac Monitor | Model Not Available | CLMHIK4451 | Functional | Others
23849 | Partapur Chc | Nebulizer | MODEL NOT AVAILABLE | 3000207453 | Functional | Others
23850 | Jalwara Phc | Binocular Microscope | Model Not Available | 3000208468 | Functional | Others
23851 | Kapasan Chc | Blood Bank Refrigerator | Model not available | 3000203174 | Functional | Others
23852 | Jalwara Phc | Centrifuge Machine ( 12 Tube ) | Model Not Available | 3000208469 | Functional | Others
23853 | Kapasan Chc | 100mA X-Ray Machine | Elpro - Stallion 100 Simplex Table | 3000203175 | Functional | Others
23854 | Intali Kheda Phc | Binocular Microscope | Model Not Available | 3000205886 | Functional | Others
23855 | Niwana Phc | Keratometer | Model Not Available | 3000222762 | Functional | Others
23856 | Amarsar Chc | Hemoglobin meter | Model Not Available | 2000022581 | Functional | Ark Diagnostics Bangalore
23857 | Sadar Hospital Dholpur Dh | Autoclave | Model not available | 3000218148 | Functional | Others
23858 | Intali Kheda Phc | Syringe Needle Destroyer | Model not available | 3000205889 | Functional | Others
23859 | Intali Kheda Phc | Glucometer | Model not available | 3000205890 | Functional | Others
23860 | Narwali Chc | Centrifuge Machine ( 4 Tube ) | Model not available | 3000207187 | Functional | Others
23861 | Intali Kheda Phc | Glucometer | Model not available | 3000205901 | Functional | Others
23862 | Narwali Chc | Binocular Microscope | Model Not Available | 3000207189 | Functional | Others
23863 | Neem Ka Thana Sdh | Hemoglobin meter | Model Not Available | 3000198489 | Functional | Others
23864 | B.D.K. Hospital Jhunjhunu Dh | Spot Light ( Portable ) | Model Not Available | 2000019161 | Functional | Medicaid Systems
23865 | Kelwara Chc | Baby Weighing Machine | Model Not Available | 3000209303 | Functional | Others
23866 | Neem Ka Thana Sdh | 300mA X-Ray Machine | Model not available | 3000198490 | Functional | Others
23867 | Alooda Phc | Glucometer | Model not available | 3000081110 | Functional | Others
23868 | Kundwa Phc | Baby Weighing Machine | Docbel Braun | 3000209702 | Functional | Others
23869 | Kelwara Chc | SPHYGMOMANOMETER(BP APPRATUS) | MODEL NOT AVAILABLE | 3000209304 | Functional | Others
23870 | Kelwara Chc | Spot Light ( Portable ) | Model Not Available | 30002096306 | Functional | Others
23871 | Kundwa Phc | Labour Table | Model Not Available | 3000209704 | Functional | Others
23872 | Ghatol Chc | Cautry Machine | Model Not Available | 3000124393 | Functional | Others
23873 | Gosunda Chc Chittorgarh | Syringe Needle Destroyer | Model not available | 3000208368 | Functional | Others
23874 | Kelwara Chc | Weighing Machine | MODEL NOT AVAILABLE | 3000209296 | Functional | Others
23875 | Kelwara Chc | Weighing Machine | MODEL NOT AVAILABLE | 3000203295 | Functional | Others
23876 | Kelwara Chc | Semi Automated Chemistry Analyzer | Model not Available | 3000209292 | Functional | Others
23877 | Kelwara Chc | Semi Automated Chemistry Analyzer | Model not Available | 3000209294 | Functional | Others
23878 | Gosunda Chc Chittorgarh | SPHYGMOMANOMETER(BP APPRATUS) | MODEL NOT AVAILABLE | 3000208370 | Functional | Others
23879 | Kelwara Chc | Nebulizer | MODEL NOT AVAILABLE | 3000209287 | Functional | Others
23880 | Kelwara Chc | Binocular Microscope | Model Not Available | 3000209290 | Functional | Others
23881 | Kundwa Phc | FOOT OPERATED SUCTION MACHINE | MODEL NOT AVAILABLE | 3000209709 | Functional | Others
23882 | Kundwa Phc | Binocular Microscope | Microlux - 16 | 3000209710 | Functional | Others
23883 | Ghatol Chc | O.T. Light Double Dome | MODEL NOT AVAILABLE | 3000124397 | Functional | Others
23884 | Kundwa Phc | Sahlis HB Meter | Model not available | 3000209712 | Functional | Others
23885 | Ghatol Chc | O.T. Light Double Dome | MODEL NOT AVAILABLE | 3000124398 | Functional | Others
23886 | Kundwa Phc | Glucometer | Model not available | 3000209714 | Functional | Others
23887 | Machind Phc | FOOT OPERATED SUCTION MACHINE | MODEL NOT AVAILABLE | 3000209475 | Functional | Others
23888 | Ghatol Chc | O.T. Light Double Dome | MODEL NOT AVAILABLE | 3000124400 | Functional | Others
23889 | Chc Sambhar | Fiberoptic Laryngoscope | Model Not Available | 3000089304 | Functional | Cmho Supply
23890 | Anandpuri Chc | Freezes | MODEL NOT AVAILABLE | 3000207624 | Functional | Others
23891 | Anandpuri Chc | Water Bath | Model not available | 3000207625 | Functional | Others
23892 | Anandpuri Chc | Radiant Heat Warmer | Zeal - RHW 2101A | 3000207612 | Functional | Others
23893 | Anandpuri Chc | Radiant Heat Warmer | Zeal - RHW 2101A | 3000207614 | Functional | Others
23894 | Surwania Chc | Binocular Microscope | Model Not Available | 3000207665 | Functional | Others
23895 | Niwana Phc | Syringe Needle Destroyer | Model not available | 3000222804 | Functional | Cmho Supply
23896 | Govindgarh Chc Jaipur | SPHYGMOMANOMETER(BP APPRATUS) | MODEL NOT AVAILABLE | 3000222812 | Functional | Cmho Supply
23897 | Choti Sarwan Chc | Binocular Microscope | Model Not Available | 3000207824 | Functional | Others
23898 | Govindgarh Chc Jaipur | Blood Cell Counter - 3 part | Horiba - ABX Micros ES 60 | 3000222388 | Functional | Horiba India Pvt Ltd
23899 | Gari Chc | Monocular Microscope | Model not available | 3000124463 | Not in use | Others
23900 | Chanderwada Phc | Freezes | MODEL NOT AVAILABLE | 3000207745 | Functional | Others
23901 | Kelwa Chc | Binocular Microscope | Microlux - 16 | 3000209290 | Functional | Others
23902 | Bedla Phc | Fetal Doppler | MODEL NOT AVAILABLE | 3000205133 | Functional | Others
23903 | Kelwa Chc | Syringe Needle Destroyer | Model not available | 3000209202 | Functional | Others
23904 | Bagidora Chc | Suction Machine | Model Not Available | 3000207657 | Not in use | Others
23905 | Bhadaruna Phc | Freezes | MODEL NOT AVAILABLE | 3000197142 | Functional | Others
23906 | Kelwa Chc | SPHYGMOMANOMETER(BP APPRATUS) | MODEL NOT AVAILABLE | 3000209305 | Functional | Others
23907 | Bagidora Chc | 100mA X-Ray Machine | Model not available | 3000207685 | Functional | Others
23908 | Kelwa Chc | Radiant Heat Warmer | Model Not Available | 3000209298 | Functional | Others
23909 | Sanchor Chc | Binocular Microscope | Labomed - Vision 2000 | 3564 | Functional | Others
23910 | Sanchor Chc | Binocular Microscope | Labomed - Vision 2000 | 3000119963 | Functional | Others
23911 | Amet Chc | Radiant Heat Warmer | Model Not Available | 3000209321 | Functional | Others
23912 | Bichiwara Chc | Semi Automated Chemistry Analyzer | Model not Available | 3000210176 | Functional | Others
23913 | Kelwa Chc | Ice lined refrigerator | Model Not Available | 3000209307 | Functional | Others
23914 | Bichiwara Chc | Blood Cell Counter - 3 part | Horiba - ABX Micros ES 60 | 3000210178 | Functional | Others
23915 | Sms Hospital | Monocular Microscope | Model not available | 1S0378435 | Functional | Labomed
23916 | Neem Ka Thana Sdh | Radiant Heat Warmer | Meditrin - Heat Warmer | 3000198485 | Functional | Others
23917 | Neem Ka Thana Sdh | Hemoglobin meter | Model Not Available | 3000198487 | Functional | Others
23918 | Gosunda Chc Chittorgarh | Suction Machine | Model Not Available | 3000208367 | Functional | Others
23919 | Sms Hospital | Defibrillator with Cardiac Monitor | Model Not Available | 50050936 | Non Functional Repairable | Schiller Healthcare India Pvt Ltd
23920 | Gosunda Chc Chittorgarh | Freezes | MODEL NOT AVAILABLE | 3000208369 | Functional | Others
23921 | Kundwa Phc | Fetal Doppler | MODEL NOT AVAILABLE | 3000209706 | Functional | Others
23922 | Ghatol Chc | Pulse Oxymeter | Comet - P (L and T) | 3000124395 | Functional | Others
23923 | Singhpur Phc | Radiant Heat Warmer | Model Not Available | 3000199184 | Functional | Others
23924 | Gosunda Chc Chittorgarh | Glucometer | Model not available | 3000208371 | Functional | Others
23925 | Gosunda Chc Chittorgarh | Glucometer | Model not available | 3000208372 | Functional | Others
23926 | Khandar Chc | Hemoglobin meter | Model Not Available | 2000020234 | Functional | Others
23927 | Sms Hospital | SPHYGMOMANOMETER(BP APPRATUS) | MODEL NOT AVAILABLE | 3000085031 | Functional | Others
23928 | Kundwa Phc | Centrifuge Machine ( 4 Tube ) | Model not available | 2000029129 | Non Functional Not Repairable | Paras Enterprises
23929 | Machind Phc | Labour Table | Model Not Available | 3000209474 | Functional | Others
23930 | Kundwa Phc | Sahlis HB Meter | Model not available | 3000209713 | Functional | Others
23931 | Abhaneri Phc | Monocular Microscope | Model not available | 3000081226 | Functional | Others
23932 | Ghatol Chc | O.T. Light Double Dome | MODEL NOT AVAILABLE | 3000124399 | Functional | Others
23933 | Kundwa Phc | Ice lined refrigerator | HBC-70 | 3000209717 | Functional | Others
23934 | Khandar Chc | SPHYGMOMANOMETER(BP APPRATUS) | MODEL NOT AVAILABLE | 2000020237 | Functional | Others
23935 | Khandar Chc | SPHYGMOMANOMETER(BP APPRATUS) | MODEL NOT AVAILABLE | 2000020239 | Functional | Others
23936 | Abhaneri Phc | Hemoglobin meter | Model Not Available | 3000081227 | Functional | Others
23937 | Gosunda Chc Chittorgarh | SPHYGMOMANOMETER(BP APPRATUS) | MODEL NOT AVAILABLE | 3000208389 | Functional | Others
23938 | Gosunda Chc Chittorgarh | SPHYGMOMANOMETER(BP APPRATUS) | MODEL NOT AVAILABLE | 3000208390 | Functional | Others
23939 | Gosunda Chc Chittorgarh | SPHYGMOMANOMETER(BP APPRATUS) | MODEL NOT AVAILABLE | 3000208391 | Functional | Others
23940 | Gosunda Chc Chittorgarh | SPHYGMOMANOMETER(BP APPRATUS) | MODEL NOT AVAILABLE | 3000208392 | Functional | Others
23941 | Narwali Chc | Suction Machine | Model Not Available | 3000207190 | Functional | Others
23942 | Samod Chc | Autoclave | Model not available | 3000222743 | Functional | Cmho Supply
23943 | Intali Kheda Phc | SPHYGMOMANOMETER(BP APPRATUS) | MODEL NOT AVAILABLE | 14K9689 | Functional | Others
23944 | Samod Chc | Instrument Sterilizer | Model Not Available | 3000222781 | Functional | Cmho Supply
23945 | Sadar Hospital Dholpur Dh | Keratometer | Model Not Available | 904227 | Functional | Others
23946 | Genji Chc | 300mA X-Ray Machine | Model not available | 3000210230 | Functional | Others
23947 | Kapasan Chc | Fetal Doppler | MODEL NOT AVAILABLE | 3000203186 | Functional | Others
23948 | Genji Chc | Freezes | MODEL NOT AVAILABLE | 3000210231 | Functional | Others
23949 | Genji Chc | Radiant Heat Warmer | Zeal - RHW 2101A | 3000210232 | Functional | Others
23950 | Samod Chc | SPHYGMOMANOMETER(BP APPRATUS) | MODEL NOT AVAILABLE | 3000222768 | Functional | Industrial Electronic And Allied Products
23951 | Rajeev Gandhi Govt General Hospital Alwar Dh | Indirect Ophthalmoscope | Model Not Available | 2000023126 | Functional | Others
23952 | Intali Kheda Phc | Defibrillator | MODEL NOT AVAILABLE | 3000205893 | Functional | Others
23953 | Samod Chc | SPHYGMOMANOMETER(BP APPRATUS) | MODEL NOT AVAILABLE | 3000222739 | Functional | Others
23954 | Sadar Hospital Dholpur Dh | Ophthalmoscope | Model Not Available | 25009 | Functional | Others
23955 | Genji Chc | Autoclave | Model not available | 3000210235 | Functional | Others
23956 | Paloda Chc | Suction Machine | Model Not Available | 3000207287 | Functional | Others
23957 | Genji Chc | Baby Weighing Machine | Model Not Available | 3000210236 | Functional | Others
23958 | Paloda Chc | ECG Machine (Single Channel) | Medicaid - Cardio Fax | 3000207290 | Functional | Others
23959 | Paloda Chc | Hot Air Oven | Model not available | 3000207207 | Not in use | Others
23960 | Sabli Phc | Monocular Microscope | Monocular - M L W | 3000210269 | Functional | Others
23961 | Samod Chc | Suction Machine | Surgivac | 3000222782 | Functional | Anand Surgical Industries (India)
23962 | Sadar Hospital Dholpur Dh | SPHYGMOMANOMETER(BP APPRATUS) | Pagoda | 3000218160 | Functional | Others
23963 | Intali Kheda Phc | Fetal Doppler | MODEL NOT AVAILABLE | FQ018 | Functional | Others
23964 | Sabli Phc | Blood Bank Refrigerator | Model not available | 25011476 | Functional | Others
23965 | Kapasan Chc | Radiant Heat Warmer | Zeal - RHW 2101A | 3000203189 | Functional | Others
23966 | Intali Kheda Phc | Syringe Needle Destroyer | Model not available | 3000205896 | Functional | Others
23967 | Abhaneri Phc | Freezes | MODEL NOT AVAILABLE | 3000081224 | Non Functional Repairable | Others
23968 | Machind Phc | Centrifuge Machine ( 4 Tube ) | Model not available | 3000209448 | Functional | Others
23969 | Ghatol Chc | Ventilator | Model Not Available | 3000124401 | Functional | Others
23970 | Gosunda Chc Chittorgarh | Instrument Sterilizer | Model Not Available | 3000208385 | Functional | Others
23971 | Khandar Chc | SPHYGMOMANOMETER(BP APPRATUS) | MODEL NOT AVAILABLE | 2000020240 | Functional | Others
23972 | Machind Phc | Instrument Sterilizer | Model Not Available | 3000209449 | Functional | Others
23973 | Gosunda Chc Chittorgarh | Syringe Needle Destroyer | Model not available | 3000208386 | Functional | Others
23974 | Machind Phc | Micropipettes | MODEL NOT AVAILABLE | 3000209450 | Functional | Others
23975 | Khandar Chc | Weighing Machine | MODEL NOT AVAILABLE | 2000020243 | Functional | Others
23976 | Khandar Chc | Weighing Machine | MODEL NOT AVAILABLE | 2000020244 | Functional | Others
23977 | Ghatol Chc | 300mA X-Ray Machine | Model not available | 3000124402 | Functional | Others
23978 | Ghatol Chc | Oxygen Concentrator | BPL - OG 4203 | 3000124403 | Functional | Others
23979 | Ghatol Chc | Suction Machine | Model Not Available | 3000124404 | Functional | Others
23980 | Ghatol Chc | Suction Machine | Model Not Available | 3000124405 | Functional | Others
23981 | Sms Hospital | Defibrillator with Cardiac Monitor | Model Not Available | M014E005681 | Functional | Schiller Healthcare India Pvt Ltd
23982 | Sms Hospital | Defibrillator with Cardiac Monitor | Model Not Available | ME014E004318 | Functional | Schiller Healthcare India Pvt Ltd
23983 | Sms Hospital | Defibrillator with Cardiac Monitor | Model Not Available | ME014E005675 | Functional | Schiller Healthcare India Pvt Ltd
23984 | Sms Hospital | Ventilator | Model Not Available | THC12677 | Functional | Schiller Healthcare India Pvt Ltd
23985 | Sms Hospital | Ventilator | Model Not Available | THC12682 | Functional | Schiller Healthcare India Pvt Ltd
23986 | Sms Hospital | Syringe Infusion Pump | MODEL NOT AVAILABLE | 0 | Functional | Cmho Supply
23987 | Relawan Phc | Centrifuge Machine ( 8 Tube) | Model Not Available | 3000208635 | Functional | Others
23988 | Machind Phc | Instrument Sterilizer | Model Not Available | 3000209481 | Functional | Others
23989 | Sms Hospital | Syringe Infusion Pump | Allied - Syrn 200 | ASSVRN201420006 | Functional | Alleid Medical Limited
23990 | Machind Phc | Freezes | MODEL NOT AVAILABLE | 3000209483 | Functional | Others
23991 | Machind Phc | Glucometer | Model not available | 3000209484 | Functional | Others
23992 | Begun Chc | 300mA X-Ray Machine | Model not available | 3000203277 | Functional | Others
23993 | Kaladera Chc | SPHYGMOMANOMETER(BP APPRATUS) | MODEL NOT AVAILABLE | 3000222544 | Functional | Ajay Optical India
23994 | Kaladera Chc | SPHYGMOMANOMETER(BP APPRATUS) | Model Not Available | 3000259044 | Functional | Others
23995 | Kherwada Chc | SPHYGMOMANOMETER(BP APPRATUS) | MODEL NOT AVAILABLE | 3000204441 | Functional | Others
23996 | Dispensary Malviya Nagar Sec6 City | Binocular Microscope | Model Not Available | 27581 | Functional | Others
23997 | Surata Phc | Instrument Sterilizer | Model Not Available | 3000210064 | Functional | Others
23998 | Dispensary Malviya Nagar Sec6 City | Syringe Needle Destroyer | Model not available | 3000140752 | Functional | Others
23999 | Surata Phc | SPHYGMOMANOMETER(BP APPRATUS) | MODEL NOT AVAILABLE | 3000210067 | Functional | Others
24000 | Surata Phc | SPHYGMOMANOMETER(BP APPRATUS) | MODEL NOT AVAILABLE | 3000210068 | Functional | Others
24001 | Govindgarh Chc Jaipur | Blood Bank Refrigerator | Model not available | 25011537 | Functional | Cmho Supply
24002 | Kherwada Chc | SPHYGMOMANOMETER(BP APPRATUS) | MODEL NOT AVAILABLE | 3000204461 | Functional | Others
24003 | Andhi Chc | Suction Machine | Model Not Available | 3000140681 | Functional | Others
24004 | Andhi Chc | 150 mA X-Ray Machine | MARS 6R | 2K13060238XLHF | Functional | Others
24005 | Govindgarh Chc Jaipur | Fiberoptic Laryngoscope | Model Not Available | 3000222823 | Functional | Others
24006 | Bhainsada Khurd Phc | Syringe Needle Destroyer | Model not available | 3000205159 | Functional | Others
24007 | Bhainsada Khurd Phc | Fetal Doppler | MODEL NOT AVAILABLE | 3000205162 | Functional | Others
24008 | Govindgarh Chc Jaipur | Spot Light ( Portable ) | Model Not Available | 3000222377 | Functional | Cmho Supply
24009 | Govindgarh Chc Jaipur | Semi Automated Chemistry Analyzer | Model not Available | 3000222390 | Functional | Others
24010 | Bhabrana Phc | Baby Weighing Machine | Model Not Available | 3000205844 | Functional | Others
24011 | Govindgarh Chc Jaipur | Instrument Sterilizer | Model Not Available | 3000222381 | Functional | Others
24012 | Bhabrana Phc | Syringe Needle Destroyer | Microsil ND 20 | 3000205845 | Functional | Others
24013 | Nayagaon Udaipur_Phc | SPHYGMOMANOMETER(BP APPRATUS) | MODEL NOT AVAILABLE | 3000047581 | Functional | Others
24014 | Nayagaon Udaipur_Phc | SPHYGMOMANOMETER(BP APPRATUS) | MODEL NOT AVAILABLE | 3000205767 | Functional | Others
24015 | Nayagaon Udaipur_Phc | SPHYGMOMANOMETER(BP APPRATUS) | MODEL NOT AVAILABLE | 3000205768 | Functional | Others
24016 | Nayagaon Udaipur_Phc | SPHYGMOMANOMETER(BP APPRATUS) | MODEL NOT AVAILABLE | 3000205769 | Functional | Others
24017 | Bhabrana Phc | Syringe Needle Destroyer | Model not available | 3000205846 | Functional | Others
24018 | Bhadaruna Phc | Spot Light ( Portable ) | Model Not Available | 3000197134 | Non Functional Repairable | Others
24019 | Paota Chc | Binocular Microscope | Redical - RLX 48 | 27031 | Functional | Radical Scientific Instruments Pvt Ltd
24020 | Chotisadadi Chc | SPHYGMOMANOMETER(BP APPRATUS) | MODEL NOT AVAILABLE | 3000130835 | Functional | Others
24021 | Bambori Phc | Baby Weighing Machine | Model Not Available | 3000135188 | Functional | Others
24022 | Bagadmev Phc Alwar | SPHYGMOMANOMETER(BP APPRATUS) | MODEL NOT AVAILABLE | 2000021350 | Functional | Others
24023 | Bambori Phc | Syringe Needle Destroyer | Model not available | 3000135197 | Functional | Others
24024 | Bambori Phc | Freezes | MODEL NOT AVAILABLE | 3000135198 | Functional | Others
24025 | Avleshwar Phc | Syringe Needle Destroyer | Model not available | 3000130647 | Functional | Others
24026 | Digawara Phc Alwar | Nebulizer | MODEL NOT AVAILABLE | 2000021417 | Functional | Others
24027 | Sms Hospital | COOLING CENTRIFUGE | ID CENTRIFUGE 12 S II AND ID INCUBATOR | 20002167 | Functional | Bio-Rad Laboratories India Pvt Ltd
24028 | Rajmahal Phc | FOOT OPERATED SUCTION MACHINE | MODEL NOT AVAILABLE | 3000088531 | Functional | Others
24029 | Khamnor Chc | Binocular Microscope | Model Not Available | 3000209417 | Functional | Others
24030 | Baar Phc | Autoclave | Model not available | 3000209790 | Functional | Others
24031 | Gosunda Chc Chittorgarh | ECG Machine (Single Channel) | Model Not Available | 3000208395 | Functional | Others
24032 | City Dispensary Karoli | SPHYGMOMANOMETER(BP APPRATUS) | MODEL NOT AVAILABLE | 2296087-06 | Functional | Cmho Supply
24033 | Sardargarh Phc Rajsamand | Spot Light ( Portable ) | Model Not Available | 3000209389 | Functional | Others
24034 | Malana Choor Phc | O.T. Light Single Dome | MODEL NOT AVAILABLE | 2000020289 | Functional | Cmho Supply
24035 | Relawan Phc | Syringe Needle Destroyer | Model not available | 3000208645 | Functional | Others
24036 | General Hospital Sawai Madhopur Dh | SPHYGMOMANOMETER(BP APPRATUS) | MODEL NOT AVAILABLE | 842832634 | Functional | Others
24037 | Sadar Hospital Dholpur Dh | Suction Machine | Model Not Available | 3000218076 | Functional | Others
24038 | General Hospital Sawai Madhopur Dh | Suction Machine | Model Not Available | IS45331978 | Functional | Others
24039 | Sardargarh Phc Rajsamand | Binocular Microscope | Model Not Available | 3000209394 | Functional | Others
24040 | Bamori Phc Kota | Suction Machine | Model Not Available | 3000088400 | Functional | Others
24041 | General Hospital Sawai Madhopur Dh | Nebulizer | MODEL NOT AVAILABLE | 2013010040737 | Functional | Others
24042 | Sms Hospital | Intensive Care Bed | Model Not Available | X6A314031607 | Functional | Janak Healthcare Pvt Ltd
24043 | Sardargarh Phc Rajsamand | Sahlis HB Meter | Model not available | 3000209396 | Functional | Others
24044 | Begun Chc | Incubator | MODEL NOT AVAILABLE | 3000203283 | Functional | Others
24045 | Samod Chc | Suction Machine | Model Not Available | 3000222764 | Functional | Others
24046 | Kapasan Chc | Radiant Heat Warmer | Zeal - RHW 2101A | 3000203190 | Functional | Others
24047 | Paloda Chc | Binocular Microscope | Microlux - 16 | 3000207199 | Not in use | Others
24048 | Palayatha Phc | Radiant Heat Warmer | Model Not Available | 3000199536 | Functional | Others
24049 | Samod Chc | Suction Machine | Model Not Available | 3000222765 | Functional | Others
24050 | Intali Kheda Phc | Syringe Needle Destroyer | Model not available | 3000205898 | Functional | Others
24051 | Sadar Hospital Dholpur Dh | Ophthalmoscope | Model Not Available | 3000218161 | Functional | Others
24052 | Sabli Phc | STABILIZER | MODEL NOT AVAILABLE | 3000210273 | Functional | Others
24053 | Intali Kheda Phc | Syringe Needle Destroyer | Model not available | 3000205899 | Functional | Others
24054 | Sabli Phc | Spot Light ( Portable ) | Model Not Available | 3000210274 | Functional | Others
24055 | Palayatha Phc | Syringe Needle Destroyer | Model not available | 3000199539 | Functional | Others
24056 | Palayatha Phc | Syringe Needle Destroyer | Model not available | 3000199541 | Functional | Others
24057 | Palayatha Phc | Syringe Needle Destroyer | Model not available | 3000199546 | Functional | Others
24058 | Sabli Phc | Syringe Needle Destroyer | Model not available | 3000210275 | Functional | Others
24059 | Sadar Hospital Dholpur Dh | Indirect Ophthalmoscope | Model Not Available | 3000218163 | Functional | Others
24060 | Paloda Chc | Semi Automated Chemistry Analyzer | CPC - STAT FAX 3300 | 3000207201 | Not in use | Others
24061 | Dangarthal Phc | Glucometer | Model not available | 103E000367 | Functional | Others
24062 | Kanod Chc | Blood Bank Refrigerator | Model not available | 3000204875 | Functional | Others
24063 | Samod Chc | Monocular Microscope | Model not available | 3000222775 | Functional | Cmho Supply
24064 | Palayatha Phc | SPHYGMOMANOMETER(BP APPRATUS) | MODEL NOT AVAILABLE | 3000199547 | Functional | Others
24065 | Samod Chc | Monocular Microscope | Model not available | 3000222777 | Non Functional Repairable | Cmho Supply
24066 | Kapasan Chc | Phototherepy Unit | Fenam, Bilitron Sky 5006 | 3000203195 | Functional | Others
24067 | Samod Chc | Semi Automated Chemistry Analyzer | CPC - STAT FAX 3300 | 6670 | Functional | Cpc Diagnostics Pvt Ltd
24068 | Kanod Chc | Binocular Microscope | Model Not Available | 3000204876 | Not in use | Others
24069 | Kanod Chc | Binocular Microscope | Model Not Available | 3000204877 | Not in use | Others
24070 | Rajeev Gandhi Govt General Hospital Alwar Dh | O.T. Light Single Dome | MODEL NOT AVAILABLE | 2000023101 | Functional | Surgicoin Medequip Pvt Ltd
24071 | Nagarfort Phc | Syringe Needle Destroyer | Model not available | 3000080318 | Functional | Others
24072 | Paota Chc | Syringe Needle Destroyer | Model not available | C327/07-08 | Functional | Cmho Supply
24073 | Bagadmev Phc Alwar | FOOT OPERATED SUCTION MACHINE | SU-101 | 2000021343 | Functional | Niscomed Electro Medical Devices
24074 | Bambori Phc | Defibrillator | MODEL NOT AVAILABLE | 3000135196 | Functional | Others
24075 | Digawara Phc Alwar | SPHYGMOMANOMETER(BP APPRATUS) | MODEL NOT AVAILABLE | 2000021419 | Functional | Others
24076 | Shankhana Phc | Syringe Needle Destroyer | Model not available | 3000080151 | Functional | Medical Engineers Delhi
24077 | Rajmahal Phc | Centrifuge Machine ( 8 Tube) | Model Not Available | 3000088533 | Functional | Others
24078 | Amer Chc | Phototherepy Unit | Fenam, Bilitron Sky 5006 | 506/000/900 | Functional | Rhsdp Supply
24079 | Hameerpura Phc | Glucometer | BG-03 | 3000080192 | Functional | Others
24080 | Machind Phc | SPHYGMOMANOMETER(BP APPRATUS) | MODEL NOT AVAILABLE | 3000209485 | Functional | Others
24081 | Sardargarh Phc Rajsamand | Instrument Sterilizer | Model Not Available | 3000209391 | Functional | Others
24082 | Bhopalsagar Chc | Centrifuge Machine ( 6 Tube ) | Model Not Available | 3000203228 | Functional | Others
24083 | Modi Phc | Multi-Para Monitor | Model not available | 3000204219 | Functional | Others
24084 | General Hospital Sawai Madhopur Dh | Nebulizer | MODEL NOT AVAILABLE | 2013010040599 | Functional | Others
24085 | Begun Chc | Centrifuge Machine ( 4 Tube ) | Model not available | 3000203282 | Functional | Others
24086 | Ghatol Chc | Freezes | MODEL NOT AVAILABLE | 3000124408 | Functional | Others
24087 | Ghatol Chc | ECG Machine (Single Channel) | Medicaid - Cardio Fax | 3000124411 | Functional | Others
24088 | Bamori Phc Kota | FOOT OPERATED SUCTION MACHINE | MODEL NOT AVAILABLE | 3000088401 | Functional | Others
24089 | Anta Chc | Centrifuge Machine ( 12 Tube ) | Model Not Available | 3000199489 | Functional | Others
24090 | Anta Chc | Centrifuge Machine ( 12 Tube ) | Model Not Available | 3000199533 | Functional | Others
24091 | Begun Chc | Hydraulic Operation Table | MODEL NOT AVAILABLE | 3000203294 | Functional | Others
24092 | Anta Chc | Semi Automated Chemistry Analyzer | Model not Available | 3000199491 | Functional | Others
24093 | Anta Chc | Blood Cell Counter - 3 part | Model not available | 3000199494 | Functional | Others
24094 | Anta Chc | Blood Bank Refrigerator | Model not available | 3000199497 | Functional | Others
24095 | Talwara Chc | Centrifuge Machine ( 4 Tube ) | Model not available | 3000207668 | Functional | Others
24096 | Bamori Phc Kota | Fetal Doppler | MODEL NOT AVAILABLE | 3000088402 | Functional | Others
24097 | Chanderwada Phc | Spot Light ( Portable ) | Model Not Available | 3000207748 | Functional | Others
24098 | Damri Chc | Binocular Microscope | Model Not Available | 3000207967 | Functional | Others
24099 | Choti Sarwan Chc | Phototherepy Unit | MODEL NOT AVAILABLE | 3000207873 | Functional | Others
24100 | Bhadaruna Phc | Syringe Needle Destroyer | Nulife - Dots | MBSD0716683 | Functional | Mrk Healthcare Pvt Ltd Delhi
24101 | Damri Chc | 300mA X-Ray Machine | Model not available | 3000207974 | Functional | Others
24102 | Bagidora Chc | Radiant Heat Warmer | Model Not Available | 3000207703 | Functional | Others
24103 | Bagidora Chc | Radiant Heat Warmer | Model Not Available | 3000207702 | Functional | Others
24104 | Kelwa Chc | Syringe Needle Destroyer | Model not available | 3000209295 | Functional | Others
24105 | Kelwa Chc | Baby Weighing Machine | Model Not Available | 3000209203 | Functional | Others
24106 | Bichiwara Chc | Binocular Microscope | Model Not Available | 3000210175 | Functional | Others
24107 | Bagidora Chc | Radiant Heat Warmer | Model Not Available | 3000207709 | Functional | Others
24108 | Jetana Phc | Fetal Doppler | MODEL NOT AVAILABLE | 3000205864 | Functional | Others
24109 | Jetana Phc | SPHYGMOMANOMETER(BP APPRATUS) | MODEL NOT AVAILABLE | 3000205872 | Functional | Others
24110 | Bhainslana Phc | Instrument Sterilizer | Model Not Available | 3000222484 | Functional | Others
24111 | Bhainslana Phc | Autoclave | Model not available | 3000222487 | Functional | Cmho Supply
24112 | Tambesra Phc | Incubator | MODEL NOT AVAILABLE | 3000207725 | Functional | Others
24113 | Raniwada Chc | Spot Light ( Portable ) | Model Not Available | 3000119840 | Functional | Cognate India
24114 | Tambesra Phc | Centrifuge Machine ( 4 Tube ) | Model not available | 3000207726 | Functional | Others
24115 | Palana Kala Phc | Radiant Heat Warmer | Model Not Available | 3000205190 | Functional | Others
24116 | Palana Kala Phc | Instrument Sterilizer | Model Not Available | 3000205193 | Functional | Others
24117 | Palana Kala Phc | FOOT OPERATED SUCTION MACHINE | MODEL NOT AVAILABLE | 3000205194 | Functional | Others
24118 | Bichiwara Chc | Water Bath | Model not available | 3000210181 | Functional | Others
24119 | Palana Kala Phc | Glucometer | Model not available | 3000205201 | Functional | Others
24120 | Dunguriya Phc | Centrifuge Machine ( 4 Tube ) | Model not available | 3000207196 | Functional | Others
24121 | Bichiwara Chc | Monocular Microscope | Monocular - M L W | 3000210194 | Functional | Others
24122 | Bawal Wara Phc | Radiant Heat Warmer | Model Not Available | 3000205937 | Functional | Others
24123 | S K Hospital Sikar Dh | Autoclave | Model not available | 3000204676 | Functional | Others
24124 | General Hospital Sawai Madhopur Dh | Phototherepy Unit | MODEL NOT AVAILABLE | 2000020807 | Functional | Others
24125 | Parsola Phc | Radiant Heat Warmer | Zeal - RHW 2101A | 3000135088 | Functional | Others
24126 | General Hospital Sawai Madhopur Dh | SPHYGMOMANOMETER(BP APPRATUS) | MODEL NOT AVAILABLE | 2000020712 | Functional | Others
24127 | Kulthana Phc | Weighing Machine | MODEL NOT AVAILABLE | 3000135040 | Functional | Others
24128 | Kulthana Phc | Monocular Microscope | Model not available | 3000135044 | Functional | Others
24129 | Nasirda Phc | Binocular Microscope | Model Not Available | 3000080293 | Functional | Others
24130 | Raholi Phc | Binocular Microscope | Model Not Available | 3000080335 | Functional | Others
24131 | Avleshwar Phc | Centrifuge Machine ( 8 Tube) | Model Not Available | 3000130646 | Functional | Others
24132 | Digawara Phc Alwar | Syringe Needle Destroyer | Model not available | 2000021414 | Functional | Others
24133 | Shankhana Phc | Centrifuge Machine ( 8 Tube) | Model Not Available | 3000080142 | Functional | Others
24134 | Bharawanda Phc | Stethoscope | Model Not Available | 2000020365 | Functional | Others
24135 | Dispensary Gandhi Nagar City | Dental X-Ray Machine | X-Mind | D27714 | Functional | Others
24136 | Avleshwar Phc | Ice lined refrigerator | HBC-70 | 3000130649 | Functional | Others
24137 | Sms Hospital | O.T. Light Double Dome | MODEL NOT AVAILABLE | 100000000076281 | Functional | Others
24138 | Avleshwar Phc | Freezes | MODEL NOT AVAILABLE | 3000130652 | Functional | Others
24139 | Dispensary Gandhi Nagar City | SPHYGMOMANOMETER(BP APPRATUS) | MODEL NOT AVAILABLE | 2000024238 | Functional | Cmho Supply
24140 | Bharawanda Phc | Suction Machine | Model Not Available | 2000020354 | Functional | Others
24141 | Sms Hospital | Defibrillator with Cardiac Monitor | Model Not Available | M014E004320 | Functional | Schiller Healthcare India Pvt Ltd
24142 | Sms Hospital | Defibrillator with Cardiac Monitor | Model Not Available | M014E004307 | Functional | Schiller Healthcare India Pvt Ltd
24143 | General Hospital Sawai Madhopur Dh | Radiant Heat Warmer | Meditrin - Heat Warmer | 2000020627 | Functional | Others
24144 | General Hospital Sawai Madhopur Dh | Radiant Heat Warmer | Meditrin - Heat Warmer | 2000020631 | Functional | Others
24145 | Tal Phc | Binocular Microscope | Model Not Available | 3000262700 | Functional | Others
24146 | Richead Phc | Syringe Needle Destroyer | Microsil ND 20 | 3000209561 | Functional | Others
24147 | Modi Phc | Pulse Oxymeter | Model Not Available | 3000204220 | Functional | Others
24148 | General Hospital Sawai Madhopur Dh | Syringe Needle Destroyer | Microsil ND 20 | 2000020688 | Functional | Others
24149 | Rajeev Gandhi Govt General Hospital Alwar Dh | O.T. Light Single Dome | MODEL NOT AVAILABLE | 2000023102 | Functional | Surgicoin Medequip Pvt Ltd
24150 | Paloda Chc | STABILIZER | MODEL NOT AVAILABLE | 3000207291 | Functional | Others
24151 | Samod Chc | Blood Cell Counter - 3 part | Model not available | 3000222772 | Functional | Horiba India Pvt Ltd
24152 | Sakatpura Phc | Syringe Needle Destroyer | Model not available | 3000203801 | Functional | Others
24153 | Sakatpura Phc | Syringe Needle Destroyer | Model not available | 3000203804 | Functional | Others
24154 | Rajeev Gandhi Govt General Hospital Alwar Dh | Syringe Infusion Pump | Model Not Available | 3000218574 | Functional | Others
24155 | Rajeev Gandhi Govt General Hospital Alwar Dh | Syringe Infusion Pump | Model not available | 21270283 | Functional | Rhsdp Supply
24156 | Rajeev Gandhi Govt General Hospital Alwar Dh | Syringe Infusion Pump | Model not available | 21249677 | Functional | Rhsdp Supply
24157 | Rajeev Gandhi Govt General Hospital Alwar Dh | Syringe Infusion Pump | Model not available | 21249651 | Functional | Rhsdp Supply
24158 | Rajeev Gandhi Govt General Hospital Alwar Dh | Syringe Infusion Pump | Model not available | 21270336 | Functional | Rhsdp Supply
24159 | Rajeev Gandhi Govt General Hospital Alwar Dh | Syringe Infusion Pump | Model not available | 21249818 | Functional | Rhsdp Supply
24160 | Semari Chc | Centrifuge Machine ( 4 Tube ) | Model not available | 3000198255 | Functional | Others
24161 | Sadar Hospital Dholpur Dh | Baby Weighing Machine | Crown | 3000218088 | Functional | Others
24162 | Sabli Phc | Spot Light ( Portable ) | Model Not Available | 3000210278 | Functional | Others
24163 | Kushalgarh Chc | Phototherepy Unit | MODEL NOT AVAILABLE | 3000207775 | Functional | Others
24164 | Kapasan Chc | Binocular Microscope | Model Not Available | 3000203208 | Functional | Others
24165 | Sabli Phc | Syringe Needle Destroyer | Model not available | 3000210279 | Functional | Others
24166 | Amarsar Chc | ECG Machine (Three Channel ) | Model Not Available | CGMG909145 | Functional | Others
24167 | Sabli Phc | FOOT OPERATED SUCTION MACHINE | MODEL NOT AVAILABLE | 3000210280 | Functional | Others
24168 | Dangarthal Phc | Syringe Needle Destroyer | Model not available | 3000088584 | Functional | Others
24169 | Kapasan Chc | Dental X-Ray Machine | GME - Dentex 7008/1.5 | 3000203210 | Functional | Others
24170 | Kapasan Chc | Incubator | MODEL NOT AVAILABLE | 3000203212 | Functional | Others
24171 | Sadar Hospital Dholpur Dh | STABILIZER | MODEL NOT AVAILABLE | 3000218084 | Functional | Others
24172 | Kishangarh Renwal Chc | Spot Light ( Portable ) | Model Not Available | 3000089533 | Functional | Cmho Supply
24173 | Govt Hospital Sagwara Sdh | Anesthesia Machine | MODEL NOT AVAILABLE | 3000210422 | Functional | Others
24174 | Kanod Chc | Hot Air Oven | YSI-431 | 3000204884 | Functional | Others
24175 | General Hospital Sawai Madhopur Dh | ECG Machine (Single Channel) | Model Not Available | 2000020671 | Functional | Others
24176 | Anta Chc | Sahlis HB Meter | Model not available | 3000199499 | Functional | Others
24177 | Khandar Chc | Hydraulic Operation Table | MODEL NOT AVAILABLE | 2000020250 | Functional | Others
24178 | Mandawar Chc | Defibrillator with Cardiac Monitor | Model Not Available | 3000081612 | Functional | Schiller Healthcare India Pvt Ltd
24179 | Jhalo Ki Madar Chc | Labour Table | Model Not Available | 3000262468 | Functional | Others
24180 | Kawantia Hospital Dh | Ventilator | Model Not Available | 12734 | Functional | Schiller Healthcare India Pvt Ltd
24181 | Anta Chc | 60mA X-Ray Machine | Model not available | 3000199501 | Functional | Others
24182 | Devpura Phc | SPHYGMOMANOMETER(BP APPRATUS) | MODEL NOT AVAILABLE | 3000198199 | Functional | Others
24183 | Anta Chc | Radiant Heat Warmer | Model Not Available | 3000199504 | Functional | Others
24184 | Anta Chc | Radiant Heat Warmer | Model Not Available | 3000199505 | Functional | Others
24185 | Anta Chc | Radiant Heat Warmer | Model Not Available | 3000199506 | Functional | Others
24186 | Anta Chc | Radiant Heat Warmer | Model Not Available | 3000199507 | Functional | Others
24187 | Anta Chc | Radiant Heat Warmer | Model Not Available | 3000199508 | Functional | Others
24188 | Bamori Phc Kota | Autoclave | Model not available | 3000088404 | Functional | Others
24189 | Agria Phc | Sahlis HB Meter | Model not available | 3000209373 | Functional | Others
24190 | Agria Phc | Glucometer | Accu Chek Performa | 3000209374 | Functional | Others
24191 | Agria Phc | Syringe Needle Destroyer | Model not available | 3000209376 | Functional | Others
24192 | Agria Phc | SPHYGMOMANOMETER(BP APPRATUS) | MODEL NOT AVAILABLE | 3000209377 | Functional | Others
24193 | Talwara Chc | Freezes | MODEL NOT AVAILABLE | 3000207861 | Functional | Others
24194 | Kawantia Hospital Dh | Oxygen Concentrator | BPL - OG 4203 | axtc16295 | Functional | Others
24195 | Sishoda Phc | Instrument Sterilizer | Model Not Available | 3000262482 | Functional | Others
24196 | Bamori Phc Kota | Centrifuge Machine ( 8 Tube) | Model Not Available | 3000088407 | Functional | Others
24197 | Talwara Chc | Radiant Heat Warmer | Model Not Available | 3000207863 | Functional | Others
24198 | Hasteda Phc | Blood Bank Refrigerator | Model not available | 3000222842 | Functional | Others
24199 | Talwara Chc | Radiant Heat Warmer | Model Not Available | 3000207864 | Functional | Others
24200 | Agria Phc | Weighing Machine | Crown | 3000209384 | Functional | Others
24201 | Manda Bindha Phc | Syringe Needle Destroyer | Model not available | 8996 | Functional | Others
24202 | Anandpuri Chc | Centrifuge Machine ( 4 Tube ) | Model not available | 3000207616 | Functional | Others
24203 | Anandpuri Chc | Blood Cell Counter - 3 part | Horiba - ABX Micros ES 60 | 3000207618 | Functional | Others
24204 | Khemli Chc | Radiant Heat Warmer | Meditrin - Heat Warmer | 3000198001 | Functional | Others
24205 | Khemli Chc | Fetal Doppler | MODEL NOT AVAILABLE | 3000198003 | Functional | Others
24206 | Biliya Badgama Phc | Spot Light ( Portable ) | Model Not Available | 3000210389 | Functional | Others
24207 | Govindgarh Chc Jaipur | SPHYGMOMANOMETER(BP APPRATUS) | MODEL NOT AVAILABLE | 3000222813 | Functional | Cmho Supply
24208 | Govindgarh Chc Jaipur | Suction Machine | Model Not Available | 3000222376 | Functional | Cmho Supply
24209 | Govindgarh Chc Jaipur | HUMIDIFIER | ALPHA | 3000222830 | Functional | Others
24210 | Andhi Chc | Radiant Heat Warmer | Zeal - RHW 2101A | RHW-2101A/09131934 | Functional | Others
24211 | Govindgarh Chc Jaipur | Phototherepy Unit | Fenam, Bilitron Sky 5006 | 3000222373 | Functional | Neonatal Innovations
24212 | Bhabrana Phc | Binocular Microscope | Model Not Available | 3000205849 | Functional | Others
24213 | Bhutala Phc | Glucometer | Model not available | 3000205119 | Functional | Others
24214 | Mcwc Ramganj Jaipur | SPHYGMOMANOMETER(BP APPRATUS) | MODEL NOT AVAILABLE | 896172 | Functional | Others
24215 | Maharana Bhopal Govt Hospital Medical Collage | FOGGING MACHINE | MODEL NOT AVAILABLE | 3000052502 | Non Functional Not Repairable | Others
24216 | Palodada Phc | Glucometer | Model not available | 3000198180 | Functional | Others
24217 | Mcwc Ramganj Jaipur | Freezes | MODEL NOT AVAILABLE | B53C2E8400P1B73007 | Functional | Others
24218 | Bedla Phc | SPHYGMOMANOMETER(BP APPRATUS) | MODEL NOT AVAILABLE | 3000205129 | Functional | Others
24219 | Bedla Phc | SPHYGMOMANOMETER(BP APPRATUS) | MODEL NOT AVAILABLE | 3000205130 | Functional | Others
24220 | Bedla Phc | Baby Weighing Machine | Model Not Available | 3000205132 | Functional | Others
24221 | Amet Chc | FOOT OPERATED SUCTION MACHINE | SU-101 | 11562 | Functional | Others
24222 | Bhainslana Phc | Weighing Machine | Crown | 3000222473 | Functional | Others
24223 | Sanchor Chc | Blood Cell Counter - 3 part | Model not available | 3000119954 | Functional | Others
24224 | Bagidora Chc | Suction Machine | Model Not Available | 3000207699 | Functional | Others
24225 | Bhainslana Phc | Weighing Machine | Crown | 3000222474 | Functional | Others
24226 | Sanchor Chc | SPHYGMOMANOMETER(BP APPRATUS) | MODEL NOT AVAILABLE | 3000119950 | Functional | Others
24227 | Chotisadadi Chc | Autoclave | Model not available | 3000130834 | Functional | Others
24228 | Dispensary Gandhi Nagar City | Centrifuge Machine ( 6 Tube ) | REMI - C 854/6 | 3000087036 | Functional | Others
24229 | Dispensary Gandhi Nagar City | Hemoglobin meter | Model Not Available | 3000087041 | Functional | Cmho Supply
24230 | Dispensary Gandhi Nagar City | Weighing Machine | MODEL NOT AVAILABLE | 3000087043 | Functional | Ajay Optical India
24231 | Bharawanda Phc | Syringe Needle Destroyer | Microsil - ND350 | 2000020364 | Functional | Others
24232 | Raholi Phc | Sahlis HB Meter | Model not available | 3000080338 | Functional | Others
24233 | Bharawanda Phc | Instrument Sterilizer | Model Not Available | 2000020363 | Functional | Others
24234 | Bharawanda Phc | SPHYGMOMANOMETER(BP APPRATUS) | MODEL NOT AVAILABLE | 2000020368 | Functional | Others
24235 | Sms Hospital | Cautry Machine | Model Not Available | 3000084889 | Functional | Others
24236 | District Sahadat Hospital Tonk Dh | Hydraulic Operation Table | MODEL NOT AVAILABLE | 3000088090 | Functional | Others
24237 | Dispensary Gandhi Nagar City | Syringe Needle Destroyer | Microsil - ND350 | 2000024240 | Functional | Cmho Supply
24238 | General Hospital Sawai Madhopur Dh | Radiant Heat Warmer | Meditrin - Heat Warmer | 2000020624 | Functional | Others
24239 | General Hospital Sawai Madhopur Dh | Radiant Heat Warmer | Meditrin - Heat Warmer | 2000020628 | Functional | Others
24240 | Richead Phc | Glucometer | Model not available | 3000209557 | Functional | Others
24241 | Begun Chc | FOGGING MACHINE | MODEL NOT AVAILABLE | 3000203286 | Functional | Others
24242 | General Hospital Sawai Madhopur Dh | SPHYGMOMANOMETER(BP APPRATUS) | MODEL NOT AVAILABLE | 2000020675 | Functional | Others
24243 | Bamori Phc Kota | STABILIZER | MODEL NOT AVAILABLE | 3000088400 | Functional | Others
24244 | Khandar Chc | Blood Bank Refrigerator | Model not available | 2000020246 | Functional | Others
24245 | Khandar Chc | Instrument Sterilizer | Model Not Available | 2000020248 | Functional | Others
24246 | General Hospital Sawai Madhopur Dh | ECG Machine (Single Channel) | Model Not Available | 2000020670 | Functional | Others
24247 | Khandar Chc | Anesthesia Machine | MODEL NOT AVAILABLE | 2000020249 | Functional | Others
24248 | Talwara Chc | Binocular Microscope | Model not available | 1 | Functional | Cmho Supply
24249 | Agria Phc | Binocular Microscope | Microlux - 16 | 3000209371 | Functional | Others
24250 | Hasteda Phc | Binocular Microscope | Model Not Available | 3000222838 | Functional | Others
24251 | Khandar Chc | Instrument Sterilizer | Model Not Available | 2000020253 | Functional | Others
24252 | Talwara Chc | ECG Machine (Single Channel) | Model Not Available | 3000207860 | Functional | Others
24253 | Dangarthal Phc | Syringe Needle Destroyer | Model not available | 3000088555 | Functional | Others
24254 | Kapasan Chc | Colorimeter | MODEL NOT AVAILABLE | 3000203216 | Functional | Others
24255 | Kishangarh Renwal Chc | Ice lined refrigerator | HBC-70 | BE07FOB2A5CO625 | Functional | Haier Appliances India Pvt
24256 | Sadar Hospital Dholpur Dh | Syringe Needle Destroyer | Model not available | 3000218086 | Functional | Others
24257 | Dangarthal Phc | Blood Bank Refrigerator | Model not available | 3000088556 | Functional | Others
24258 | Kapasan Chc | Defibrillator | MODEL NOT AVAILABLE | 3000203219 | Functional | Others
24259 | Mohanbari Phc Jhunjhunu | Sahlis HB Meter | Model not available | 3000141006 | Functional | Others
24260 | Sadar Hospital Dholpur Dh | Spot Light ( Portable ) | Model Not Available | 3000218089 | Non Functional Not Repairable | Others
24261 | Govt Hospital Sagwara Sdh | Multi-Para Monitor | Model not available | 3000210421 | Functional | Others
24262 | Dangarthal Phc | Hemoglobin meter | Model Not Available | 3000088557 | Functional | Others
24263 | Malwa Ka Chora Phc | Binocular Microscope | Model Not Available | 3000205646 | Functional | Others
24264 | Malwa Ka Chora Phc | Binocular Microscope | Model Not Available | 3000205667 | Functional | Others
24265 | Malwa Ka Chora Phc | Centrifuge Machine ( 8 Tube) | Model Not Available | 3000205647 | Functional | Others
24266 | Kushalgarh Chc | Semi Automated Chemistry Analyzer | Model not Available | 3000207795 | Functional | Others
24267 | Malwa Ka Chora Phc | Radiant Heat Warmer | Model Not Available | 3000205649 | Functional | Others
24268 | Dangarthal Phc | Hemoglobin meter | Model Not Available | 3000088559 | Functional | Others
24269 | Kanod Chc | Autoclave | Model not available | 3000204889 | Not in use | Others
24270 | Malwa Ka Chora Phc | SPHYGMOMANOMETER(BP APPRATUS) | MODEL NOT AVAILABLE | 3000205652 | Functional | Others
24271 | Mahatma Ghandhi Hospital Jodhpur | Multi-Para Monitor | Model not available | CLMH1K4452 | Functional | Others
24272 | Kanod Chc | Freezes | MODEL NOT AVAILABLE | 3000204893 | Not in use | Others
24273 | Sadar Hospital Dholpur Dh | Suction Machine | Model Not Available | 3000218091 | Functional | Others
24274 | Malwa Ka Chora Phc | Instrument Sterilizer | Model Not Available | 3000205653 | Functional | Others
24275 | Rajeev Gandhi Govt General Hospital Alwar Dh | C R System | Classic CR+DV 6850 Printer | K-5296-3368 | Functional | Carestream Health India Pvt Ltd
24276 | Malwa Ka Chora Phc | Syringe Needle Destroyer | Model not available | 3000205654 | Functional | Others
24277 | Malwa Ka Chora Phc | Syringe Needle Destroyer | Model not available | 3000205656 | Functional | Others
24278 | Govt Hospital Sagwara Sdh | Autoclave | Model not available | 2186 | Functional | Others
24279 | Khandar Chc | Cold Light Source | MODEL NOT AVAILABLE | 2000020257 | Functional | Others
24280 | Dudu Chc | Hydraulic Operation Table | MODEL NOT AVAILABLE | 2000024890 | Functional | Surgi Sun
24281 | Masaro Ki Ovri Phc | Glucometer | Model not available | 3000198153 | Functional | Others
24282 | Begun Chc | Baby Weighing Machine | Model Not Available | 3000203316 | Functional | Others
24283 | Gudhakatla Phc | SPHYGMOMANOMETER(BP APPRATUS) | MODEL NOT AVAILABLE | 67412 | Functional | Others
24284 | Kawantia Hospital Dh | Fetal Doppler | MODEL NOT AVAILABLE | 2000024607 | Functional | Others
24285 | Masaro Ki Ovri Phc | Binocular Microscope | Microlux - 16 | 3000198154 | Functional | Others
24286 | Kheroda Phc | Binocular Microscope | Model Not Available | 390138 | Functional | Others
24287 | Kheroda Phc | Binocular Microscope | Model Not Available | 3000052866 | Functional | Others
24288 | Begun Chc | SPHYGMOMANOMETER(BP APPRATUS) | MODEL NOT AVAILABLE | 3000203327 | Functional | Others
24289 | Sms Hospital | Semi Automated Chemistry Analyzer | 3300 | 33007678 | Functional | Awarness Technologies
24290 | Balaheri Phc | Blood Bank Refrigerator | Model not available | m0691 | Functional | Others
24291 | Kawantia Hospital Dh | Water Bath | Model not available | 2000024536 | Functional | Metro Traiding Corporation
24292 | Kelwara Chc | Freezes | MODEL NOT AVAILABLE | 3000208539 | Functional | Others
24293 | Kelwara Chc | Freezes | MODEL NOT AVAILABLE | 3000208519 | Functional | Others
24294 | Kelwara Chc | Freezes | MODEL NOT AVAILABLE | 3000208529 | Functional | Others
24295 | Masaro Ki Ovri Phc | Instrument Sterilizer | Model Not Available | 3000198156 | Functional | Others
24296 | Kelwara Chc | Syringe Needle Destroyer | Model not available | 3000208548 | Functional | Others
24297 | Kelwara Chc | Syringe Needle Destroyer | Model not available | 3000208530 | Functional | Others
24298 | Zilola Phc | Sahlis HB Meter | Model not available | 3000209357 | Functional | Others
24299 | Sareri Badi Chc | Binocular Microscope | Model Not Available | 3000207218 | Functional | Others
24300 | Kelwara Chc | Binocular Microscope | Model Not Available | 3000208523 | Functional | Others
24301 | Sareri Badi Chc | Suction Machine | Model Not Available | 3000207235 | Functional | Others
24302 | Kelwara Chc | Semi Automated Chemistry Analyzer | Model not Available | 3000208525 | Functional | Others
24303 | Zilola Phc | Baby Weighing Machine | Docbel Braun | 3000209361 | Functional | Others
24304 | Sareri Badi Chc | Phototherepy Unit | MODEL NOT AVAILABLE | 3000207230 | Functional | Others
24305 | Kherwada Chc | ECG Machine (Single Channel) | Model Not Available | 3000204440 | Functional | Others
24306 | Kaladera Chc | Suction Machine | Model Not Available | 3000222556 | Functional | Others
24307 | Kaladera Chc | Freezes | MODEL NOT AVAILABLE | 3000222547 | Functional | Others
24308 | Kherwada Chc | Binocular Microscope | Model Not Available | 3000204443 | Functional | Others
24309 | Kherwada Chc | Binocular Microscope | Model Not Available | 3000204446 | Functional | Others
24310 | Kherwada Chc | Binocular Microscope | Model Not Available | 3000204447 | Functional | Others
24311 | Dispensary Malviya Nagar Sec6 City | Centrifuge Machine ( 8 Tube) | Model Not Available | 3000140746 | Functional | Others
24312 | Dispensary Malviya Nagar Sec6 City | Freezes | MODEL NOT AVAILABLE | 3000140749 | Functional | Others
24313 | Surata Phc | Syringe Needle Destroyer | Model not available | 3000210059 | Functional | Others
24314 | Dispensary Malviya Nagar Sec6 City | Syringe Needle Destroyer | Model not available | 3000140751 | Functional | Others
24315 | Dispensary Malviya Nagar Sec6 City | SPHYGMOMANOMETER(BP APPRATUS) | MODEL NOT AVAILABLE | 98134447 | Functional | Others
24316 | New Colony (Sagwara) Phc | Syringe Needle Destroyer | Model not available | 3000260150 | Functional | Others
24317 | Biliya Badgama Phc | Baby Weighing Machine | Model Not Available | 3000210388 | Functional | Others
24318 | Biliya Badgama Phc | SPHYGMOMANOMETER(BP APPRATUS) | MODEL NOT AVAILABLE | 1204041 | Functional | Others
24319 | Seriya Phc | Ice lined refrigerator | Model Not Available | 3000205829 | Functional | Others
24320 | Seriya Phc | FOOT OPERATED SUCTION MACHINE | MODEL NOT AVAILABLE | 3000205832 | Functional | Others
24321 | Khemli Chc | SPHYGMOMANOMETER(BP APPRATUS) | MODEL NOT AVAILABLE | 3000198009 | Functional | Others
24322 | Sadar Hospital Dholpur Dh | Water Bath | Yorco - YSI-413D | 3021 | Functional | Others
24323 | Govindgarh Chc Jaipur | Syringe Needle Destroyer | Model not available | 3000222382 | Functional | Cmho Supply
24324 | Gari Chc | Incubator | MODEL NOT AVAILABLE | 3000124461 | Functional | Others
24325 | Khemli Chc | Binocular Microscope | Model Not Available | 3000198019 | Functional | Others
24326 | Chani Phc | Weighing Machine | MODEL NOT AVAILABLE | 3000205738 | Functional | Others
24327 | Chani Phc | Weighing Machine | MODEL NOT AVAILABLE | 3000205745 | Functional | Others
24328 | Chani Phc | Ice lined refrigerator | Model Not Available | 3000205739 | Functional | Others
24329 | Chani Phc | Ice lined refrigerator | Model Not Available | 3000205740 | Functional | Others
24330 | Jk Lone Hospital Jaipur | Weighing Machine | MODEL NOT AVAILABLE | 3000230329 | Functional | Others
24331 | B.D.K. Hospital Jhunjhunu Dh | SPHYGMOMANOMETER(BP APPRATUS) | MODEL NOT AVAILABLE | 2000021642 | Functional | Bhaseen Health Products Pvt Ltd
24332 | B.D.K. Hospital Jhunjhunu Dh | SPHYGMOMANOMETER(BP APPRATUS) | MODEL NOT AVAILABLE | 2000021643 | Non Functional Repairable | Bhaseen Health Products Pvt Ltd
24333 | Panchudala Phc | Micropipettes | MODEL NOT AVAILABLE | 2000022433 | Functional | Others
24334 | Datwas Phc | Spot Light ( Portable ) | Model Not Available | 3000080350 | Functional | Others
24335 | Paota Chc | Nebulizer | MODEL NOT AVAILABLE | 61623 | Functional | Others
24336 | Paota Chc | 100mA X-Ray Machine | Allengers - MARS-6R | 2K130606269-X1HF | Functional | Allengers Medical Systems Ltd
24337 | Shankhana Phc | Binocular Microscope | Model Not Available | 3000080143 | Functional | Others
24338 | Rajmahal Phc | Syringe Needle Destroyer | Model not available | 3000088534 | Functional | Others
24339 | Relawan Phc | Autoclave | Model not available | 3000208641 | Functional | Others
24340 | Relawan Phc | Autoclave | Model not available | 3000208642 | Functional | Others
24341 | Sardargarh Phc Rajsamand | Radiant Heat Warmer | Zeal - RHW 2101A | 3000209387 | Functional | Others
24342 | Relawan Phc | Freezes | MODEL NOT AVAILABLE | 3000208649 | Functional | Others
24343 | Sardargarh Phc Rajsamand | Labour Table | Model Not Available | 3000209390 | Functional | Others
24344 | Relawan Phc | Binocular Microscope | Model Not Available | 3000208644 | Functional | Others
24345 | Relawan Phc | Binocular Microscope | Model Not Available | 3000208648 | Functional | Others
24346 | Machind Phc | Blood Bank Refrigerator | Model not available | 3000209478 | Functional | Others
24347 | Machind Phc | Syringe Needle Destroyer | Model not available | 3000209479 | Functional | Others
24348 | Mandawar Chc | Blood Mixer ( Roller Mixer ) | Model not available | 3000081609 | Functional | Unique Power Technologies
24349 | Hasteda Phc | Centrifuge Machine ( 8 Tube) | Model not available | 1 | Functional | Cmho Supply
24350 | Khandar Chc | Spot Light ( Portable ) | Model Not Available | 2000020251 | Functional | Others
24351 | Sishoda Phc | Radiant Heat Warmer | Meditrin - Heat Warmer | 3000262479 | Functional | Others
24352 | Anta Chc | Phototherepy Unit | MODEL NOT AVAILABLE | 3000199509 | Functional | Others
24353 | Anta Chc | Phototherepy Unit | MODEL NOT AVAILABLE | 3000199510 | Functional | Others
24354 | Sishoda Phc | Baby Weighing Machine | Model Not Available | 3000262481 | Functional | Others
24355 | Hasteda Phc | Glucometer | Model not available | 3000222840 | Functional | Others
24356 | Mandawar Chc | Mobile ( Portable ) X-Ray Machine | Model not available | 2K1305013S | Functional | Others
24357 | Kushalgarh Chc | O.T. Light Single Dome | MODEL NOT AVAILABLE | 3000207806 | Functional | Others
24358 | Sadar Hospital Dholpur Dh | Suction Machine | Model Not Available | 200046960 | Functional | Others
24359 | Govt Hospital Sagwara Sdh | Autoclave | Model not available | 3000210415 | Functional | Others
24360 | Kaladera Chc | Blood Cell Counter - 3 part | Horiba - ABX Micros ES 60 | 3000222514 | Functional | Horiba India Pvt Ltd
24361 | Sadar Hospital Dholpur Dh | Syringe Needle Destroyer | Model not available | 2000046959 | Non Functional Not Repairable | Others
24362 | Kaladera Chc | Semi Automated Chemistry Analyzer | Ark - CKK 24 | 3000222515 | Functional | Ark Diagnostics Bangalore
24363 | Govt Hospital Sagwara Sdh | Autoclave | Model not available | 3000210413 | Functional | Others
24364 | Malwa Ka Chora Phc | Freezes | MODEL NOT AVAILABLE | 3000205659 | Functional | Others
24365 | Malwa Ka Chora Phc | Freezes | MODEL NOT AVAILABLE | 3000205660 | Functional | Others
24366 | Rajeev Gandhi Govt General Hospital Alwar Dh | Syringe Needle Destroyer | Model not available | 1106268 | Functional | Others
24367 | Kushalgarh Chc | 100mA X-Ray Machine | Model not available | 3000207816 | Functional | Others
24368 | Sadar Hospital Dholpur Dh | Syringe Needle Destroyer | Model not available | 2000046958 | Functional | Others
24369 | Malwa Ka Chora Phc | Baby Weighing Machine | Model Not Available | 3000205665 | Functional | Others
24370 | Malwa Ka Chora Phc | Baby Weighing Machine | Model Not Available | 3000205666 | Functional | Others
24371 | Kaladera Chc | Freezes | MODEL NOT AVAILABLE | 3000222521 | Functional | Others
24372 | Aanwa Phc | Binocular Microscope | Model Not Available | 3000088545 | Functional | Others
24373 | Rajeev Gandhi Govt General Hospital Alwar Dh | Instrument Sterilizer | Model Not Available | 2000023064 | Functional | Rhsdp Supply
24374 | Kaladera Chc | Freezes | Zeal - RHW 2101A | 2000037067 | Functional | Others
24375 | Malwa Ka Chora Phc | Syringe Needle Destroyer | Model not available | 3000205669 | Functional | Others
24376 | Malwa Ka Chora Phc | Syringe Needle Destroyer | Model not available | 3000205670 | Functional | Others
24377 | Malwa Ka Chora Phc | Syringe Needle Destroyer | Model not available | 3000205671 | Functional | Others
24378 | Malwa Ka Chora Phc | Syringe Needle Destroyer | Model not available | 3000205672 | Functional | Others
24379 | Malwa Ka Chora Phc | Syringe Needle Destroyer | Model not available | 3000205673 | Functional | Others
24380 | Malwa Ka Chora Phc | Syringe Needle Destroyer | Model not available | 3000205674 | Functional | Others
24381 | Malwa Ka Chora Phc | Syringe Needle Destroyer | Model not available | 3000205675 | Functional | Others
24382 | Malwa Ka Chora Phc | Syringe Needle Destroyer | Model not available | 3000205676 | Functional | Others
24383 | Malwa Ka Chora Phc | Syringe Needle Destroyer | Model not available | 3000205677 | Functional | Others
24384 | Sms Hospital | ECG Machine (Six Channel ) | Pisces A-103 | 14110648T0043 | Functional | Allengers Medical Systems Ltd
24385 | Sms Hospital | ECG Machine (Six Channel ) | Pisces A-103 | 14110648T0046 | Functional | Allengers Medical Systems Ltd
24386 | Rojwadi Phc | Syringe Needle Destroyer | Model not available | NBSD0713848 | Functional | Mrk Healthcare Pvt Ltd Delhi
24387 | Sms Hospital | Syringe Infusion Pump | Model not available | 0 | Functional | Janak Healthcare Pvt Ltd
24388 | Kanota Phc Jaipur2 | SPHYGMOMANOMETER(BP APPRATUS) | MODEL NOT AVAILABLE | 98134262 | Functional | Omron Health Care
24389 | Jhakhal Chc | Baby Weighing Machine | Model not available | 3000218449 | Functional | Others
24390 | Banetha Phc | Labour Table | Model Not Available | 3000088571 | Functional | Others
24391 | Sanbhariya Phc | Syringe Needle Destroyer | Model not available | 3000230810 | Functional | Others
24392 | Sanbhariya Phc | SPHYGMOMANOMETER(BP APPRATUS) | MODEL NOT AVAILABLE | 3000230894 | Functional | Ajay Optical India
24393 | Jhakhal Chc | Instrument Sterilizer | Model Not Available | 2000019851 | Functional | Others
24394 | Sadar Hospital Dholpur Dh | Suction Machine | EURUVAC Elite | 3000218170 | Functional | Anand Medicaids Pvt Ltd
24395 | Genji Chc | Binocular Microscope | Microlux - 16 | 3000210225 | Functional | Others
24396 | Amarsar Chc | Centrifuge Machine ( 8 Tube) | Model Not Available | 2000022577 | Functional | Others
24397 | Jhakhal Chc | Syringe Needle Destroyer | Model not available | 2000019815 | Functional | Others
24398 | Sadar Hospital Dholpur Dh | Ultra Sonography (USG) & Colour Dopler Machine | Model not available | 83037590430167 | Functional | Others
24399 | Jalwara Phc | Radiant Heat Warmer | Model Not Available | 3000208472 | Functional | Others
24400 | Jalwara Phc | Baby Weighing Machine | Model Not Available | 3000208473 | Functional | Others
24401 | Jalwara Phc | Baby Weighing Machine | Model Not Available | 3000208481 | Functional | Others
24402 | Kapasan Chc | Hot Air Oven | Model not available | 3000203168 | Functional | Others
24403 | Banetha Phc | Monocular Microscope | Model not available | 82178 | Functional | Others
24404 | Rajeev Gandhi Govt General Hospital Alwar Dh | Slit Lamp | DEE 510 | 2000023122 | Non Functional Repairable | Rhsdp Supply
24405 | Genji Chc | Incubator | MODEL NOT AVAILABLE | 3000210228 | Functional | Others
24406 | Gangatalai Chc | Binocular Microscope | Model Not Available | 3000207489 | Functional | Others
24407 | Gangatalai Chc | Suction Machine | Model Not Available | 3000207502 | Functional | Others
24408 | Sadar Hospital Dholpur Dh | Ultra Sonography (USG) & Colour Dopler Machine | Sonalisa -32 | y06ws103 | Non Functional Not Repairable | Others
24409 | Jalwara Phc | Blood Bank Refrigerator | Model not available | 3000208479 | Functional | Others
24410 | Chotisadadi Chc | Radiant Heat Warmer | Model Not Available | 3000130845 | Functional | Others
24411 | Dispensary Mansarover Kiranpath City | Syringe Needle Destroyer | Microsil - ND350 | 9681 | Functional | Others
24412 | Nagarfort Phc | Instrument Sterilizer | Model Not Available | 1309 | Functional | Others
24413 | Dispensary Mansarover Kiranpath City | FOOT OPERATED SUCTION MACHINE | MODEL NOT AVAILABLE | 2000024269 | Functional | Others
24414 | Bharawanda Phc | Ice lined refrigerator | Model Not Available | 2000020351 | Functional | Others
24415 | Raholi Phc | Autoclave | Model not available | 3000080340 | Functional | Others
24416 | Raholi Phc | Syringe Needle Destroyer | Model not available | 3000080342 | Functional | Others
24417 | Raholi Phc | Fetal Monitor | MODEL NOT AVAILABLE | 3000080341 | Functional | Others
24418 | Dispensary Secretariat City | Binocular Microscope | Labomed - Vision 2000 | 130157131 | Functional | Cmho Supply
24419 | Dispensary Gandhi Nagar City | Weighing Machine | MODEL NOT AVAILABLE | 2000025401 | Functional | Others
24420 | Sms Hospital | Suction Machine | Model Not Available | 3000084893 | Functional | Others
24421 | Dispensary Gandhi Nagar City | Weighing Machine | MODEL NOT AVAILABLE | 2000024239 | Functional | Cmho Supply
24422 | B.D.K. Hospital Jhunjhunu Dh | Suction Machine | Model Not Available | 2000019223 | Non Functional Repairable | Anand Medicaids Pvt Ltd
24423 | Jhajhr Phc | Autoclave | Model not available | 2574 | Functional | Others
24424 | Sms Hospital | Intensive Care Bed | Model Not Available | X6A314090383 | Functional | Janak Healthcare Pvt Ltd
24425 | Sawa Chc | Sahlis HB Meter | Model not available | 3000203378 | Functional | Others
24426 | Sms Hospital | Ventilator | Model Not Available | THC1266L | Functional | Schiller Healthcare India Pvt Ltd
24427 | Sms Hospital | Defibrillator with Cardiac Monitor | Model Not Available | M014E004316 | Functional | Schiller Healthcare India Pvt Ltd
24428 | Sawa Chc | Centrifuge Machine ( 4 Tube ) | Horiba - ABX Micros ES 60 | 305ESOH05662 | Functional | Others
24429 | Amarsar Chc | Anesthesia Machine | MODEL NOT AVAILABLE | 2000022586 | Functional | Cmho Supply
24430 | Sms Hospital | Ventilator | Model Not Available | THC12716 | Functional | Schiller Healthcare India Pvt Ltd
24431 | Boheda Phc | Baby Weighing Machine | Model Not Available | 3000199047 | Functional | Others
24432 | Sms Hospital | Intensive Care Bed | Model Not Available | X6A314100445 | Functional | Janak Healthcare Pvt Ltd
24433 | Bassi Chc Chittorgarh | O.T. Light Single Dome | MODEL NOT AVAILABLE | 3000208166 | Functional | Others
24434 | Bassi Chc Chittorgarh | Autoclave | Model not available | 3000208167 | Functional | Others
24435 | Bassi Chc Chittorgarh | Sahlis HB Meter | Model not available | 3000208144 | Functional | Others
24436 | Sameecha Phc | Centrifuge Machine ( 4 Tube ) | Model not available | 3000209617 | Functional | Others
24437 | Sameecha Phc | Baby Weighing Machine | Docbel Braun | 3000209622 | Functional | Others
24438 | B.D.K. Hospital Jhunjhunu Dh | Spot Light ( Portable ) | Model Not Available | 2000021618 | Non Functional Repairable | Others
24439 | Nimbahera Dh Chittorgarh | O.T. Light Double Dome | MODEL NOT AVAILABLE | 3000203073 | Functional | Others
24440 | General Hospital Sawai Madhopur Dh | Pulse Oxymeter | Model Not Available | AES000592013 | Functional | Others
24441 | Bhadesar Chc | Radiant Heat Warmer | Model Not Available | 3000208096 | Functional | Others
24442 | Odda Phc | Labour Table | Model Not Available | 3000209629 | Functional | Others
24443 | Sms Hospital | Blood Bank Refrigerator | REMI - BR 70 | BD13867 | Functional | Remi Electrotechnik Ltd
24444 | Khandar Chc | Radiant Heat Warmer | Model Not Available | 2000020222 | Functional | Others
24445 | Khandar Chc | Phototherepy Unit | MODEL NOT AVAILABLE | 2000020224 | Functional | Others
24446 | Nikumbh Chc Chittorgarh | Radiant Heat Warmer | Model Not Available | 3000208114 | Functional | Others
24447 | Nikumbh Chc Chittorgarh | Syringe Needle Destroyer | Model not available | 3000208115 | Functional | Others
24448 | Bhadesar Chc | Freezes | MODEL NOT AVAILABLE | 3000208106 | Functional | Others
24449 | Nikumbh Chc Chittorgarh | SPHYGMOMANOMETER(BP APPRATUS) | MODEL NOT AVAILABLE | 3000208118 | Functional | Others
24450 | Sms Hospital | Blood Collection Monitor | Model Not Available | 1S031962 | Functional | Others
24451 | Nikumbh Chc Chittorgarh | Binocular Microscope | Model Not Available | 3000208119 | Functional | Others
24452 | Nikumbh Chc Chittorgarh | Binocular Microscope | Model Not Available | 3000208120 | Functional | Others
24453 | Nikumbh Chc Chittorgarh | Binocular Microscope | Model Not Available | 3000208121 | Functional | Others
24454 | Nikumbh Chc Chittorgarh | Semi Automated Chemistry Analyzer | 3300 | 3000208124 | Functional | Others
24455 | Nikumbh Chc Chittorgarh | Instrument Sterilizer | Model Not Available | 3000208129 | Functional | Others
24456 | Khandar Chc | SPHYGMOMANOMETER(BP APPRATUS) | MODEL NOT AVAILABLE | 2000020241 | Functional | Others
24457 | City Dispensary Karoli | Syringe Needle Destroyer | Microsil - ND350 | 9208 | Functional | Cmho Supply
24458 | Sms Hospital | ECG Machine (Six Channel ) | Pisces A-103 | 14110648T0047 | Functional | Allengers Medical Systems Ltd
24459 | Gudaliya Phc | Centrifuge Machine ( 4 Tube ) | Model not available | 3000081302 | Functional | Others
24460 | Jhakhal Chc | Syringe Needle Destroyer | Microsil - ND350 | 5016 | Functional | Others
24461 | Partapur Chc | Radiant Heat Warmer | Model Not Available | 3000207421 | Functional | Others
24462 | Panchudala Phc | Stethoscope | Model Not Available | 2000022450 | Functional | Others
24463 | Paota Chc | Binocular Microscope | Model Not Available | 2000022171 | Functional | Others
24464 | Gothra Phc | Syringe Needle Destroyer | Microsil - ND350 | 2000019958 | Functional | Others
24465 | Gothra Phc | SPHYGMOMANOMETER(BP APPRATUS) | MODEL NOT AVAILABLE | 2000019959 | Functional | Others
24466 | Gothra Phc | Syringe Needle Destroyer | Model not available | 5009 | Functional | Others
24467 | Nagarfort Phc | Binocular Microscope | Model Not Available | 3000080312 | Functional | Others
24468 | Hameerpura Phc | Hemoglobin meter | Model Not Available | 3000080194 | Functional | Others
24469 | Chota Dungara Chc | Incubator | MODEL NOT AVAILABLE | 3000207950 | Functional | Others
24470 | Surjagarh Chc | Centrifuge Machine ( 8 Tube) | Model Not Available | 3000141220 | Functional | Others
24471 | Chota Dungara Chc | Binocular Microscope | Labomed - Vision 2000 | 3000207953 | Functional | Others
24472 | Badgaon Jhadol Phc | Glucometer | Model not available | 3000198284 | Functional | Others
24473 | Surjagarh Chc | ECG Machine (Single Channel) | Model Not Available | c613414 | Functional | Others
24474 | Badgaon Jhadol Phc | Fetal Doppler | MODEL NOT AVAILABLE | 3000198277 | Functional | Others
24475 | Badgaon Jhadol Phc | Baby Weighing Machine | Model Not Available | 3000198278 | Functional | Others
24476 | Surjagarh Chc | Nebulizer | MODEL NOT AVAILABLE | 1209973 | Functional | Others
24477 | General Hospital Sawai Madhopur Dh | Syringe Infusion Pump | Model not available | 2000020692 | Functional | Others
24478 | Chota Dungara Chc | Blood Cell Counter - 3 part | Model not available | 3000207698 | Functional | Others
24479 | Surjagarh Chc | Hemoglobin meter | Model Not Available | 3000141227 | Functional | Others
24480 | Surjagarh Chc | Binocular Microscope | Model Not Available | 53069 | Functional | Others
24481 | Jawad Phc | Instrument Sterilizer | Model Not Available | 3000198326 | Functional | Others
24482 | Akola Chc Chittorgarh | Syringe Needle Destroyer | Model not available | 3000203408 | Functional | Others
24483 | Chavand Phc | Binocular Microscope | Model Not Available | 3000198203 | Functional | Others
24484 | Chavand Phc | Centrifuge Machine ( 4 Tube ) | Model not available | 3000198205 | Functional | Others
24485 | Dabok Phc | Binocular Microscope | Model Not Available | 300052969 | Functional | Others
24486 | Dabok Phc | Binocular Microscope | Model Not Available | 3000052970 | Functional | Others
24487 | Kali Pahari Phc | Baby Weighing Machine | Model Not Available | 3000141208 | Functional | Others
24488 | Jalwara Phc | Blood Bank Refrigerator | Model not available | 3000208478 | Functional | Others
24489 | Niwana Phc | Freezes | MODEL NOT AVAILABLE | 110610031 | Functional | Others
24490 | Partapur Chc | Suction Machine | Model Not Available | 3000207420 | Functional | Others
24491 | Jalwara Phc | Glucometer | Model not available | 3000208471 | Functional | Others
24492 | Jalwara Phc | Glucometer | Model not available | 3000208470 | Functional | Others
24493 | Sadar Hospital Dholpur Dh | Ultra Sonography (USG) & Colour Dopler Machine | Mindray - DP 2200 | 3000218174 | Non Functional Not Repairable | Mindray Medical Electronics Co Ltd
24494 | Partapur Chc | Nebulizer | MODEL NOT AVAILABLE | 3000207418 | Functional | Others
24495 | Kapasan Chc | Oxygen Concentrator | Model Not Available | 3000203179 | Functional | Others
24496 | Amarsar Chc | Micropipettes | MODEL NOT AVAILABLE | 2000022571 | Functional | Hitachi Ltd
24497 | Niwana Phc | Centrifuge Machine ( 8 Tube) | Model Not Available | 3000222793 | Functional | Others
24498 | Kapasan Chc | SPHYGMOMANOMETER(BP APPRATUS) | MODEL NOT AVAILABLE | 3000203183 | Functional | Others
24499 | Narwali Chc | Syringe Needle Destroyer | Model not available | 3000207192 | Functional | Others
24500 | Rajeev Gandhi Govt General Hospital Alwar Dh | Slit Lamp | Model Not Available | 2000023123 | Non Functional Repairable | Rhsdp Supply
24501 | Sadar Hospital Dholpur Dh | Syringe Needle Destroyer | Model not available | 3000218154 | Functional | Others
24502 | Rajeev Gandhi Govt General Hospital Alwar Dh | Slit Lamp | Model Not Available | 2000023124 | Non Functional Repairable | Rhsdp Supply
24503 | Rajeev Gandhi Govt General Hospital Alwar Dh | Slit Lamp | Model Not Available | 2000023125 | Non Functional Repairable | Appasamy Assoicates
24504 | Samod Chc | Instrument Sterilizer | Model Not Available | 3000222742 | Functional | Others
24505 | Kapasan Chc | Radiant Heat Warmer | Model Not Available | 3000203187 | Functional | Others
24506 | Genji Chc | Phototherepy Unit | Fenam, Bilitron Sky 5006 | 3000210233 | Functional | Others
24507 | Badwa Phc Baran | Glucometer | Model not available | 3000199567 | Functional | Others
24508 | Paloda Chc | 60mA X-Ray Machine | Model not available | 3000207284 | Functional | Others
24509 | Badwa Phc Baran | Weighing Machine | MODEL NOT AVAILABLE | 3000199578 | Functional | Others
24510 | Badwa Phc Baran | Weighing Machine | MODEL NOT AVAILABLE | 3000199568 | Functional | Others
24511 | Kapasan Chc | Radiant Heat Warmer | Zeal - RHW 2101A | 3000203188 | Functional | Others
24512 | Samod Chc | ECG Machine (Single Channel) | Medicaid - Cardio Fax | 3000222750 | Functional | Others
24513 | Rajeev Gandhi Govt General Hospital Alwar Dh | Indirect Ophthalmoscope | Model Not Available | 2000023127 | Functional | Others
24514 | Bassi Chc Jaipur | 300mA X-Ray Machine | GME - GMHF-32 | 3000087126 | Functional | Others
24515 | S K Hospital Sikar Dh | Binocular Microscope | Model Not Available | 3000204678 | Functional | Others
24516 | Parsola Phc | SPHYGMOMANOMETER(BP APPRATUS) | MODEL NOT AVAILABLE | 3000135094 | Functional | Others
24517 | Parsola Phc | Weighing Machine | MODEL NOT AVAILABLE | 3000135095 | Functional | Others
24518 | Sadar Hospital Dholpur Dh | Hydraulic Operation Table | MODEL NOT AVAILABLE | 3000218132 | Functional | Others
24519 | Kulthana Phc | Baby Weighing Machine | Model Not Available | 3000135039 | Functional | Others
24520 | Chotisadadi Chc | Hemoglobin meter | HB 301 | 3000130815 | Functional | Others
24521 | Chotisadadi Chc | Blood Mixer ( Roller Mixer ) | Model not available | 3000130819 | Functional | Others
24522 | Bambori Phc | Syringe Needle Destroyer | Model not available | 3000135185 | Functional | Others
24523 | Bambori Phc | Glucometer | Model not available | 4207113250016130 | Functional | Others
24524 | Nagarfort Phc | Monocular Microscope | Model not available | 3000080313 | Functional | Others
24525 | Dispensary Gandhi Nagar City | SPHYGMOMANOMETER(BP APPRATUS) | MODEL NOT AVAILABLE | 2000025381 | Functional | Ajay Optical India
24526 | Dispensary Gandhi Nagar City | Autoclave | Model not available | 265940 | Functional | Others
24527 | Raholi Phc | Glucometer | Model not available | 1013E001161 | Functional | Others
24528 | Sms Hospital | Defibrillator with Cardiac Monitor | Model Not Available | KE140714039 | Functional | Schiller Healthcare India Pvt Ltd
24529 | General Hospital Sawai Madhopur Dh | Radiant Heat Warmer | Meditrin - Heat Warmer | 2000020629 | Functional | Others
24530 | General Hospital Sawai Madhopur Dh | Radiant Heat Warmer | Meditrin - Heat Warmer | 2000020630 | Functional | Others
24531 | District Sahadat Hospital Tonk Dh | Multi-Para Monitor | Schiller - Truscope Classic | A10SR0606 | Functional | Others
24532 | Richead Phc | Binocular Microscope | Microlux - 16 | 3000209560 | Functional | Others
24533 | Rojwadi Phc | Ice lined refrigerator | HBC-70 | BE0581E0100B288J0012 | Functional | Haier Appliances India Pvt
24534 | Bada Bhanuja Phc | Baby Weighing Machine | Model Not Available | 3000209492 | Functional | Others
24535 | Baggad Phc Rajsamand | SPHYGMOMANOMETER(BP APPRATUS) | MODEL NOT AVAILABLE | 1358 | Functional | Others
24536 | Niwana Phc | Suction Machine | Model Not Available | 3000222792 | Functional | Others
24537 | Kapasan Chc | Semi Automated Chemistry Analyzer | CPC - STAT FAX 3300 | 3000203162 | Functional | Others
24538 | Kapasan Chc | Blood Cell Counter - 3 part | Horiba - ABX Micros ES 60 | 3000203163 | Functional | Others
24539 | Gangatalai Chc | Hemoglobin meter | HB 301 | 3000207495 | Functional | Others
24540 | Intali Kheda Phc | Radiant Heat Warmer | Zeal - RHW 2101A | 3000205880 | Functional | Others
24541 | Genji Chc | Binocular Microscope | Model Not Available | 3000210221 | Functional | Others
24542 | Jhakhal Chc | 100mA X-Ray Machine | Model not available | 2K130706388-X | Functional | Others
24543 | Banetha Phc | Syringe Needle Destroyer | Model not available | 3000088567 | Functional | Others
24544 | Gangatalai Chc | Blood Cell Counter - 3 part | Horiba - ABX Micros ES 60 | 3000207490 | Functional | Others
24545 | Jhakhal Chc | Sahlis HB Meter | Model not available | 1343813241 | Functional | Others
24546 | Gangatalai Chc | Semi Automated Chemistry Analyzer | CPC - STAT FAX 3300 | 3000207491 | Functional | Others
24547 | Genji Chc | Freezes | MODEL NOT AVAILABLE | 3000210227 | Functional | Others
24548 | Intali Kheda Phc | Radiant Heat Warmer | Zeal - RHW 2101A | 3000205881 | Functional | Others
24549 | Gangatalai Chc | Binocular Microscope | Model Not Available | 3000207496 | Functional | Others
24550 | Gangatalai Chc | Incubator | MODEL NOT AVAILABLE | 3000207494 | Functional | Others
24551 | Intali Kheda Phc | Binocular Microscope | Model Not Available | 3000205885 | Functional | Others
24552 | Kapasan Chc | Freezes | MODEL NOT AVAILABLE | 3000203178 | Functional | Others
24553 | Kapasan Chc | ECG Machine (Single Channel) | Model Not Available | 3000203181 | Functional | Others
24554 | Kapasan Chc | SPHYGMOMANOMETER(BP APPRATUS-Digital) | Model Not Available | 3000203182 | Functional | Others
24555 | Sadar Hospital Dholpur Dh | Slit Lamp | Model Not Available | 3000218153 | Functional | Others
24556 | Narwali Chc | Instrument Sterilizer | Model Not Available | 3000207191 | Functional | Others
24557 | Banetha Phc | Hemoglobin meter | Model Not Available | 3000088574 | Functional | Others
24558 | Kapasan Chc | Suction Machine | Model Not Available | 3000203185 | Functional | Others
24559 | Samod Chc | SPHYGMOMANOMETER(BP APPRATUS) | MODEL NOT AVAILABLE | 3000222767 | Functional | Others
24560 | Banetha Phc | Glucometer | Model not available | A006599 | Functional | Others
24561 | Samod Chc | Instrument Sterilizer | Model Not Available | 3000222741 | Functional | Cmho Supply
24562 | Intali Kheda Phc | Ice lined refrigerator | Model Not Available | 3000205892 | Functional | Others
24563 | Badwa Phc Baran | Freezes | MODEL NOT AVAILABLE | 3000199564 | Functional | Others
24564 | Badwa Phc Baran | Centrifuge Machine ( 12 Tube ) | Model Not Available | 3000199566 | Functional | Others
24565 | Dangarthal Phc | Centrifuge Machine ( 4 Tube ) | Model not available | 3000088577 | Functional | Others
24566 | Jhilay Phc | Centrifuge Machine ( 8 Tube) | Model Not Available | 3000080360 | Functional | Others
24567 | S K Hospital Sikar Dh | Bone Drill System | Manman | 3000204787 | Functional | Others
24568 | Jhilay Phc | Glucometer | Model not available | 8556962739 | Functional | Others
24569 | City Dispensary Housing Board Colony | STABILIZER | MODEL NOT AVAILABLE | 2000023269 | Functional | Others
24570 | Gothra Phc | Instrument Sterilizer | Model Not Available | 3000141030 | Functional | Others
24571 | Shuklawas Phc | ESR Stand | Model not available | 2000022256 | Functional | Others
24572 | Dabok Phc | Glucometer | Model not available | 3000052973 | Functional | Others
24573 | Dabok Phc | Glucometer | Model not available | 3000052974 | Functional | Others
24574 | Bhopalsagar Chc | FOGGING MACHINE | MODEL NOT AVAILABLE | 3000203240 | Functional | Others
24575 | General Hospital Sawai Madhopur Dh | Baby Weighing Machine | Model Not Available | 2000020790 | Functional | Others
24576 | Kali Pahari Phc | Syringe Needle Destroyer | Microsil - ND350 | 9357 | Functional | Others
24577 | Kali Pahari Phc | SPHYGMOMANOMETER(BP APPRATUS) | MODEL NOT AVAILABLE | 3000141217 | Functional | Others
24578 | Bhopalsagar Chc | 100mA X-Ray Machine | Allengers - 100 FCF | 3000203243 | Functional | Others
24579 | Kali Pahari Phc | Binocular Microscope | Labomed - Vision 2000 | 3000141202 | Functional | Others
24580 | Kali Pahari Phc | Syringe Needle Destroyer | Nulife - Dots | 25632 | Functional | Others
24581 | Bhopalsagar Chc | X-Ray Viewer Box | Model Not Available | 3000203244 | Functional | Others
24582 | Dabok Phc | Baby Weighing Machine | Model Not Available | 3000052976 | Functional | Others
24583 | Losing Phc | Neubaurs Chamber | Model not available | 3000205099 | Functional | Others
24584 | Bhopalsagar Chc | Nebulizer | MODEL NOT AVAILABLE | 3000203248 | Functional | Others
24585 | General Hospital Sawai Madhopur Dh | Nebulizer | MODEL NOT AVAILABLE | 2000020727 | Functional | Others
24586 | General Hospital Sawai Madhopur Dh | SPHYGMOMANOMETER(BP APPRATUS) | MODEL NOT AVAILABLE | 2000020723 | Functional | Others
24587 | General Hospital Sawai Madhopur Dh | SPHYGMOMANOMETER(BP APPRATUS) | MODEL NOT AVAILABLE | 2000020724 | Functional | Others
24588 | Dispensary Tilak Nagar City | Binocular Microscope | Model Not Available | 2000025251 | Functional | Others
24589 | Dispensary Tilak Nagar City | Syringe Needle Destroyer | Microsil - ND350 | 8615 | Functional | Others
24590 | Seswali Chc | Syringe Needle Destroyer | Model not available | 3000203486 | Functional | Others
24591 | Seswali Chc | Radiant Heat Warmer | Model Not Available | 3000203476 | Functional | Others
24592 | Badwa Phc Baran | SPHYGMOMANOMETER(BP APPRATUS) | MODEL NOT AVAILABLE | 3000199575 | Functional | Others
24593 | Badwa Phc Baran | SPHYGMOMANOMETER(BP APPRATUS) | MODEL NOT AVAILABLE | 3000199576 | Functional | Others
24594 | Badwa Phc Baran | SPHYGMOMANOMETER(BP APPRATUS) | MODEL NOT AVAILABLE | 3000199577 | Functional | Others
24595 | Paloda Chc | Blood Cell Counter - 3 part | Horiba - ABX Micros ES 60 | 3000207205 | Not in use | Others
24596 | Paloda Chc | FOGGING MACHINE | MODEL NOT AVAILABLE | 3000207208 | Functional | Others
24597 | Rajeev Gandhi Govt General Hospital Alwar Dh | Monocular Microscope | Model not available | 2000023130 | Non Functional Repairable | Others
24598 | Intali Kheda Phc | Blood Bank Refrigerator | Model not available | 3000205893 | Functional | Others
24599 | Sabli Phc | Centrifuge Machine ( 8 Tube) | Model Not Available | 3000210270 | Functional | Others
24600 | Amarsar Chc | Micropipettes | MODEL NOT AVAILABLE | 2000022573 | Functional | Hitachi Ltd
24601 | Intali Kheda Phc | Syringe Needle Destroyer | Model not available | 3000205897 | Functional | Others
24602 | Paloda Chc | Binocular Microscope | PZB 22 | 2000029391 | Functional | Others
24603 | Samod Chc | Suction Machine | Model Not Available | 3000222766 | Functional | Cmho Supply
24604 | Amarsar Chc | Micropipettes | MODEL NOT AVAILABLE | 2000022574 | Functional | Hitachi Ltd
24605 | Kapasan Chc | Syringe Needle Destroyer | Model not available | 3000203193 | Functional | Others
24606 | Intali Kheda Phc | Syringe Needle Destroyer | Model not available | 3000205900 | Functional | Others
24607 | Amarsar Chc | Micropipettes | MODEL NOT AVAILABLE | 2000022575 | Functional | Hitachi Ltd
24608 | Palayatha Phc | Autoclave | Model not available | 3000199545 | Functional | Others
24609 | Niwana Phc | SPHYGMOMANOMETER(BP APPRATUS) | MODEL NOT AVAILABLE | 3000222796 | Functional | Others
24610 | Samod Chc | Incubator | MODEL NOT AVAILABLE | 3000222773 | Functional | Others
24611 | Amarsar Chc | Glucometer | Model not available | 423011120000772E | Functional | Hitachi Ltd
24612 | Niwana Phc | Instrument Sterilizer | Model Not Available | 3000222797 | Functional | Cmho Supply
24613 | Rajeev Gandhi Govt General Hospital Alwar Dh | Ventilator | Model Not Available | 2000023103 | Functional | Siemens Limited
24614 | Mohanbari Phc Jhunjhunu | SPHYGMOMANOMETER(BP APPRATUS) | MODEL NOT AVAILABLE | 30000141001 | Functional | Others
24615 | Samod Chc | Glucometer | SD Check Gold | 3000222769 | Functional | Others
24616 | Kapasan Chc | STABILIZER | MODEL NOT AVAILABLE | 3000203198 | Functional | Others
24617 | Mohanbari Phc Jhunjhunu | Nebulizer | MODEL NOT AVAILABLE | NGM112246 | Functional | Others
24618 | Chotisadadi Chc | Syringe Needle Destroyer | Microsil ND 20 | 3000130833 | Functional | Others
24619 | Bagadmev Phc Alwar | Weighing Machine | Crown | 2000021344 | Functional | Crown Digital Scales Inc
24620 | Avleshwar Phc | Blood Bank Refrigerator | Model not available | 3000130650 | Functional | Others
24621 | Avleshwar Phc | Weighing Machine | MODEL NOT AVAILABLE | 3000130651 | Functional | Others
24622 | Avleshwar Phc | Labour Table | Model Not Available | 3000130655 | Functional | Others
24623 | Hameerpura Phc | Syringe Needle Destroyer | Model not available | 3000080189 | Functional | Others
24624 | Hameerpura Phc | Binocular Microscope | Model Not Available | 3000080190 | Functional | Hitachi Ltd
24625 | Sms Hospital | O.T. Light Double Dome | MODEL NOT AVAILABLE | 3000084840 | Functional | Surgicoin Medequip Pvt Ltd
24626 | Dispensary Dhahar Ka Balaji City | Blood Bank Refrigerator | Model not available | 28810259 | Functional | Cmho Supply
24627 | Dispensary Dhahar Ka Balaji City | Ice lined refrigerator | MF - 144 | 90506030 | Functional | Cmho Supply
24628 | Nimbahera Dh Chittorgarh | Binocular Microscope | MLW - Easy View | 3000203001 | Functional | Others
24629 | Dispensary Dhahar Ka Balaji City | Syringe Needle Destroyer | Nulife - Dots | 2000024800 | Functional | Cmho Supply
24630 | B.D.K. Hospital Jhunjhunu Dh | O.T. Light Single Dome | MODEL NOT AVAILABLE | 2000019168 | Functional | Others
24631 | Lambodi Phc | Binocular Microscope | Microlux - 16 | 3000209591 | Functional | Others
24632 | B.D.K. Hospital Jhunjhunu Dh | Defibrillator with Cardiac Monitor | Schiller - Defigard 400 | 2000019170 | Functional | Others
24633 | B.D.K. Hospital Jhunjhunu Dh | Suction Machine | Model Not Available | 125 | Functional | Others
24634 | B.D.K. Hospital Jhunjhunu Dh | Syringe Needle Destroyer | Model not available | 2000019088 | Functional | Life Medical Equipment
24635 | General Hospital Sawai Madhopur Dh | Phototherepy Unit | MODEL NOT AVAILABLE | 2000020615 | Functional | Others
24636 | Lambodi Phc | Labour Table | Model Not Available | 3000209603 | Functional | Others
24637 | General Hospital Sawai Madhopur Dh | Nebulizer | MODEL NOT AVAILABLE | PCB79137 | Functional | Others
24638 | Kawantia Hospital Dh | Suction Machine | Model Not Available | 2000024675 | Functional | Suprime Enterprises
24639 | General Hospital Sawai Madhopur Dh | Pulse Oxymeter | Model Not Available | 2000020427 | Functional | Others
24640 | Lambodi Phc | Blood Bank Refrigerator | Model not available | 3000209607 | Functional | Others
24641 | Dispensary Dhahar Ka Balaji City | SPHYGMOMANOMETER(BP APPRATUS) | MODEL NOT AVAILABLE | 2000024809 | Non Functional Repairable | Cmho Supply
24642 | General Hospital Sawai Madhopur Dh | Instrument Sterilizer | Model Not Available | 2000020434 | Functional | Others
24643 | B.D.K. Hospital Jhunjhunu Dh | Defibrillator | MODEL NOT AVAILABLE | 2000019006 | Functional | Schiller Healthcare India Pvt Ltd
24644 | Samod Chc | SPHYGMOMANOMETER(BP APPRATUS) | MODEL NOT AVAILABLE | 3000222745 | Functional | Others
24645 | Dangarthal Phc | Syringe Needle Destroyer | Model not available | 3000088578 | Functional | Others
24646 | Badwa Phc Baran | Syringe Needle Destroyer | Model not available | 3000199573 | Functional | Others
24647 | Samod Chc | Weighing Machine | MODEL NOT AVAILABLE | 3000222780 | Functional | Others
24648 | Dangarthal Phc | Binocular Microscope | Model Not Available | 3000088580 | Functional | Others
24649 | Sabli Phc | Binocular Microscope | Model Not Available | 3000210267 | Functional | Others
24650 | Rajeev Gandhi Govt General Hospital Alwar Dh | Indirect Ophthalmoscope | Model Not Available | B6842 | Non Functional Repairable | Others
24651 | Rajeev Gandhi Govt General Hospital Alwar Dh | Indirect Ophthalmoscope | Model Not Available | A3073 | Non Functional Repairable | Others
24652 | Dangarthal Phc | Hemoglobin meter | Model Not Available | 3000088581 | Functional | Others
24653 | Semari Chc | Binocular Microscope | Model Not Available | 3000198252 | Functional | Others
24654 | Semari Chc | Binocular Microscope | Model Not Available | 3000198253 | Functional | Others
24655 | Sabli Phc | Syringe Needle Destroyer | Model not available | 3000210268 | Functional | Others
24656 | Niwana Phc | SPHYGMOMANOMETER(BP APPRATUS) | CPC - STAT FAX 3300 | 2000029389 | Functional | Others
24657 | Rajeev Gandhi Govt General Hospital Alwar Dh | Defibrillator | MODEL NOT AVAILABLE | ABMD4L1809 | Functional | Bpl Medical Technologies
24658 | Niwana Phc | SPHYGMOMANOMETER(BP APPRATUS) | MODEL NOT AVAILABLE | 3000222795 | Functional | Cmho Supply
24659 | Rajeev Gandhi Govt General Hospital Alwar Dh | Suction Machine | Model Not Available | 2000023089 | Functional | Cmho Supply
24660 | Samod Chc | Monocular Microscope | Model not available | 27699 | Non Functional Repairable | Cmho Supply
24661 | Palayatha Phc | Binocular Microscope | Model Not Available | 3000199543 | Functional | Others
24662 | Kapasan Chc | Pulse Oxymeter | Comet - P (L and T) | 3000203194 | Functional | Others
24663 | Palayatha Phc | Ice lined refrigerator | Model Not Available | 3000199548 | Functional | Others
24664 | Palayatha Phc | Ice lined refrigerator | Model Not Available | 3000199549 | Functional | Others
24665 | Sadar Hospital Dholpur Dh | SPHYGMOMANOMETER(BP APPRATUS) | MODEL NOT AVAILABLE | 2000046953 | Functional | Others
24666 | Samod Chc | Semi Automated Chemistry Analyzer | CPC - STAT FAX 3300 | 7596 | Functional | Cpc Diagnostics Pvt Ltd
24667 | Kapasan Chc | Hydraulic Operation Table | MODEL NOT AVAILABLE | 3000203196 | Functional | Others
24668 | Sadar Hospital Dholpur Dh | Syringe Needle Destroyer | Model not available | 2000020868 | Functional | Others
24669 | Kapasan Chc | O.T. Light Double Dome | MODEL NOT AVAILABLE | 3000203197 | Functional | Others
24670 | Kushalgarh Phc Alwar | SPHYGMOMANOMETER(BP APPRATUS) | MODEL NOT AVAILABLE | 17876 | Functional | Others
24671 | Borav Phc | Binocular Microscope | Model Not Available | 3000199395 | Functional | Others
24672 | Hameerpura Phc | Autoclave | Model not available | 3000080195 | Functional | Cmho Supply
24673 | Katunda Chc | Multi-Para Monitor | Model not available | 3000203259 | Functional | Others
24674 | Lamba Harisingh Phc | Radiant Heat Warmer | Model Not Available | 3000088502 | Functional | Others
24675 | Hameerpura Phc | Syringe Needle Destroyer | Model not available | 3000080197 | Functional | Others
24676 | Khamnor Chc | Blood Bank Refrigerator | Model not available | 3000209426 | Functional | Others
24677 | Lassani Phc | Centrifuge Machine ( 4 Tube ) | Model not available | 3000262687 | Functional | Others
24678 | Katunda Chc | Semi Automated Chemistry Analyzer | Model not Available | 3000203261 | Functional | Others
24679 | Lamba Harisingh Phc | Suction Machine | Model Not Available | 3000088505 | Functional | Others
24680 | Relawan Phc | SPHYGMOMANOMETER(BP APPRATUS) | MODEL NOT AVAILABLE | 3000208647 | Functional | Others
24681 | Malana Choor Phc | Stethoscope | Model Not Available | 2000020297 | Functional | Cmho Supply
24682 | Sardargarh Phc Rajsamand | Baby Weighing Machine | Docbel Braun | 3000209393 | Functional | Others
24683 | Sardargarh Phc Rajsamand | Blood Bank Refrigerator | Model not available | 3000209400 | Functional | Others
24684 | Ghatol Chc | Freezes | MODEL NOT AVAILABLE | 3000124407 | Functional | Others
24685 | Sardargarh Phc Rajsamand | Weighing Machine | MODEL NOT AVAILABLE | 3000209401 | Functional | Others
24686 | Ghatol Chc | ECG Machine (Single Channel) | Medicaid - Cardio Fax | 3000124410 | Functional | Others
24687 | Kawantia Hospital Dh | Ventilator | Model Not Available | 12735 | Functional | Schiller Healthcare India Pvt Ltd
24688 | Agria Phc | SPHYGMOMANOMETER(BP APPRATUS) | MODEL NOT AVAILABLE | 3000209368 | Functional | Others
24689 | Talwara Chc | Freezes | MODEL NOT AVAILABLE | 3000207672 | Functional | Others
24690 | Sishoda Phc | Labour Table | Model Not Available | 3000262483 | Functional | Others
24691 | Agria Phc | Instrument Sterilizer | Model Not Available | 3000209379 | Functional | Others
24692 | Hasteda Phc | Syringe Needle Destroyer | Microsil - ND350 | 10352 | Functional | Others
24693 | Hasteda Phc | Syringe Needle Destroyer | Microsil - ND350 | 3000222848 | Functional | Others
24694 | Hasteda Phc | Suction Machine | Model Not Available | 3000222843 | Functional | Others
24695 | Hasteda Phc | Baby Weighing Machine | Model Not Available | 3000222449 | Functional | Others
24696 | Samod Chc | Baby Weighing Machine | Crown | 3000222783 | Functional | Ashok Enterprises
24697 | Niwana Phc | Instrument Sterilizer | Model Not Available | 732 | Functional | Others
24698 | Samod Chc | Baby Weighing Machine | Crown | 3000222784 | Functional | Ajay Optical India
24699 | Paloda Chc | Freezes | MODEL NOT AVAILABLE | 3000207208 | Functional | Others
24700 | Sakatpura Phc | Binocular Microscope | Model Not Available | 3000203803 | Functional | Others
24701 | Sakatpura Phc | Sahlis HB Meter | Model not available | 30002023805 | Functional | Others
24702 | Samod Chc | O.T. Light Single Dome | MODEL NOT AVAILABLE | 3000222744 | Functional | Others
24703 | Rajeev Gandhi Govt General Hospital Alwar Dh | Syringe Infusion Pump | Model not available | 21249663 | Functional | Rhsdp Supply
24704 | Rajeev Gandhi Govt General Hospital Alwar Dh | Syringe Infusion Pump | Model not available | 21249673 | Functional | Rhsdp Supply
24705 | Samod Chc | Freezes | MODEL NOT AVAILABLE | 110710284 | Functional | Others
24706 | Niwana Phc | Freezes | MODEL NOT AVAILABLE | 3000222799 | Functional | Others
24707 | Kushalgarh Chc | ECG Machine (Single Channel) | Model Not Available | 3000207784 | Functional | Others
24708 | Mohanbari Phc Jhunjhunu | Syringe Needle Destroyer | Model not available | 3000141003 | Functional | Others
24709 | Kushalgarh Chc | Radiant Heat Warmer | Zeal - RHW 2101A | 3000207776 | Functional | Others
24710 | Kushalgarh Chc | Radiant Heat Warmer | Zeal - RHW 2101A | 3000207777 | Functional | Others
24711 | Mohanbari Phc Jhunjhunu | Baby Weighing Machine | Model Not Available | 3000141004 | Functional | Others
24712 | Kapasan Chc | FOGGING MACHINE | MODEL NOT AVAILABLE | 3000203206 | Functional | Others
24713 | Rajeev Gandhi Govt General Hospital Alwar Dh | 300mA X-Ray Machine | Model not available | 2K100203100-X/HF | Functional | Rhsdp Supply
24714 | Dangarthal Phc | Suction Machine | Model Not Available | 3000088583 | Functional | Others
24715 | Kanod Chc | Radiant Heat Warmer | Model Not Available | 3000204878 | Functional | Others
24716 | Kanod Chc | FOOT OPERATED SUCTION MACHINE | MODEL NOT AVAILABLE | 3000204879 | Functional | Others
24717 | Rajeev Gandhi Govt General Hospital Alwar Dh | Syringe Needle Destroyer | Model not available | 2000023055 | Functional | Others
24718 | Dangarthal Phc | Binocular Microscope | Model Not Available | 3000088552 | Functional | Others
24719 | Govt Hospital Sagwara Sdh | 100mA X-Ray Machine | Model not available | 3000210426 | Functional | Others
24720 | Dangarthal Phc | Centrifuge Machine ( 4 Tube ) | Model not available | 3000088553 | Functional | Others
24721 | Semari Chc | ECG Machine (Single Channel) | Model Not Available | 3000198272 | Functional | Others
24722 | Sms Hospital | SPHYGMOMANOMETER(BP APPRATUS) | MODEL NOT AVAILABLE | 9813540 | Functional | Ajay Optical India
24723 | Khandar Chc | Fetal Doppler | MODEL NOT AVAILABLE | 2000020216 | Functional | Others
24724 | General Hospital Sawai Madhopur Dh | Syringe Needle Destroyer | GME - CM/I | 2000022904 | Functional | Cmho Supply
24725 | B.D.K. Hospital Jhunjhunu Dh | Pulse Oxymeter | MEDITEC P201 | 2000019010 | Functional | Medicaid Systems
24726 | B.D.K. Hospital Jhunjhunu Dh | Instrument Sterilizer | Model Not Available | 2000021619 | Non Functional Repairable | Others
24727 | Nimbahera Dh Chittorgarh | Oxygen Concentrator | Model Not Available | 3000203074 | Functional | Others
24728 | Khandar Chc | Hydraulic Operation Table | MODEL NOT AVAILABLE | 2000020218 | Functional | Others
24729 | Nimbahera Dh Chittorgarh | Hydraulic Operation Table | MODEL NOT AVAILABLE | 3000203083 | Functional | Others
24730 | Khandar Chc | Freezes | MODEL NOT AVAILABLE | 2000020219 | Functional | Others
24731 | Khandar Chc | SPHYGMOMANOMETER(BP APPRATUS) | MODEL NOT AVAILABLE | 2000020221 | Functional | Others
24732 | Odda Phc | FOOT OPERATED SUCTION MACHINE | MODEL NOT AVAILABLE | 3000209632 | Functional | Others
24733 | Sms Hospital | Monocular Microscope | Model not available | 1S0378428 | Functional | Labomed
24734 | B.D.K. Hospital Jhunjhunu Dh | Spot Light ( Portable ) | Model Not Available | 2000019160 | Functional | Medicaid Systems
24735 | Sms Hospital | Defibrillator with Cardiac Monitor | Model Not Available | 50050938 | Functional | Schiller Healthcare India Pvt Ltd
24736 | Khandar Chc | Hot Air Oven | Model not available | 2000020230 | Functional | Others
24737 | Nikumbh Chc Chittorgarh | Syringe Needle Destroyer | Model not available | 3000208128 | Functional | Others
24738 | Nikumbh Chc Chittorgarh | Ice lined refrigerator | Model Not Available | 3000208131 | Functional | Others
24739 | Sms Hospital | Defibrillator with Cardiac Monitor | Model Not Available | M014E004306004359 | Functional | Schiller Healthcare India Pvt Ltd
24740 | Khandar Chc | Colorimeter | MODEL NOT AVAILABLE | 2000020236 | Functional | Others
24741 | Sms Hospital | Defibrillator with Cardiac Monitor | Model Not Available | M014E004332 | Functional | Schiller Healthcare India Pvt Ltd
24742 | Sms Hospital | Defibrillator with Cardiac Monitor | Model Not Available | ME014E004304 | Functional | Schiller Healthcare India Pvt Ltd
24743 | Sms Hospital | Defibrillator with Cardiac Monitor | Model Not Available | ME014E04309 | Functional | Schiller Healthcare India Pvt Ltd
24744 | Modi Phc | Syringe Needle Destroyer | Model not available | 3000204208 | Functional | Others
24745 | Modi Phc | Syringe Needle Destroyer | Model not available | 3000204209 | Functional | Others
24746 | Modi Phc | Syringe Needle Destroyer | Model not available | 3000204210 | Functional | Others
24747 | Modi Phc | Syringe Needle Destroyer | Model not available | 3000204211 | Functional | Others
24748 | Kapasan Chc | Pulse Oxymeter | RMS PHOEBUS P121 | 3000203204 | Functional | Others
24749 | Amarsar Chc | 100mA X-Ray Machine | Model not available | 1407 | Functional | Siemens Limited
24750 | Kushalgarh Chc | Radiant Heat Warmer | Zeal - RHW 2101A | 485 | Functional | Others
24751 | Kapasan Chc | Defibrillator | MODEL NOT AVAILABLE | 3000203205 | Functional | Others
24752 | Sadar Hospital Dholpur Dh | Suction Machine | Model Not Available | 2000020866 | Functional | Others
24753 | Rajeev Gandhi Govt General Hospital Alwar Dh | Suction Machine | Model Not Available | 2000023085 | Functional | Cmho Supply
24754 | Niwana Phc | Ice lined refrigerator | MF - 144 | 90405911 | Functional | Others
24755 | Niwana Phc | Monocular Microscope | Model not available | 9519329 | Functional | Others
24756 | Rajeev Gandhi Govt General Hospital Alwar Dh | Centrifuge Machine ( 8 Tube) | REMI - R 8C | KKLO-8808 | Non Functional Repairable | Remi Electrotechnik Ltd
24757 | Kishangarh Renwal Chc | Radiant Heat Warmer | Meditrin - Heat Warmer | NRHM/WM09/11/30 | Functional | Cmho Supply
24758 | Mohanbari Phc Jhunjhunu | Baby Weighing Machine | Model Not Available | 3000141005 | Functional | Others
24759 | Kanod Chc | Suction Machine | Model Not Available | 3000204882 | Functional | Others
24760 | Rajeev Gandhi Govt General Hospital Alwar Dh | Hemoglobin meter | HB 301 | 1343813065 | Functional | Hemocue India
24761 | Kanod Chc | Autoclave | Model not available | 3000204885 | Not in use | Others
24762 | Dangarthal Phc | Glucometer | Model not available | 3000088558 | Functional | Others
24763 | Rajeev Gandhi Govt General Hospital Alwar Dh | 300mA X-Ray Machine | Model not available | 2K100730458-X/HF | Functional | Allengers Medical Systems Ltd
24764 | Kapasan Chc | Syringe Infusion Pump | Model not available | 3000203222 | Functional | Others
24765 | Kanod Chc | ECG Machine (Single Channel) | Model Not Available | 3000204886 | Functional | Others
24766 | Rajeev Gandhi Govt General Hospital Alwar Dh | 500mA X-Ray Machine | Model not available | 2000023068 | Functional | Rhsdp Supply
24767 | Semari Chc | Radiant Heat Warmer | Model Not Available | 3000198265 | Functional | Others
24768 | Kushalgarh Chc | Binocular Microscope | Model Not Available | 3000207793 | Functional | Others
24769 | Rajeev Gandhi Govt General Hospital Alwar Dh | Automatic Film Processor | Model not available | 2000023071 | Functional | Mex India
24770 | Kushalgarh Chc | Glucometer | Model not available | 3000207352 | Functional | Others
24771 | Kanod Chc | Freezes | MODEL NOT AVAILABLE | 3000204887 | Functional | Others
24772 | Kanod Chc | Freezes | MODEL NOT AVAILABLE | 3000204892 | Functional | Others
24773 | Dangarthal Phc | Nebulizer | MODEL NOT AVAILABLE | 3000088561 | Functional | Others
24774 | Dispensary Dhahar Ka Balaji City | SPHYGMOMANOMETER(BP APPRATUS) | MODEL NOT AVAILABLE | 2000024797 | Functional | Others
24775 | Richead Phc | Radiant Heat Warmer | Meditrin - Heat Warmer | 3000209567 | Functional | Others
24776 | General Hospital Sawai Madhopur Dh | Radiant Heat Warmer | Meditrin - Heat Warmer | 2000020632 | Functional | Others
24777 | Lambodi Phc | Freezes | MODEL NOT AVAILABLE | 3000209597 | Functional | Others
24778 | General Hospital Sawai Madhopur Dh | Spot Light ( Portable ) | Model Not Available | 2000020621 | Functional | Others
24779 | Nimbahera Dh Chittorgarh | 100mA X-Ray Machine | Allengers - MARS 3.5 | 3000203014 | Functional | Others
24780 | General Hospital Sawai Madhopur Dh | Phototherepy Unit | MODEL NOT AVAILABLE | 2000020612 | Functional | Others
24781 | Lambodi Phc | SPHYGMOMANOMETER(BP APPRATUS) | MODEL NOT AVAILABLE | 3000209600 | Functional | Others
24782 | Nimbahera Dh Chittorgarh | 100mA X-Ray Machine | Model not available | 3000203016 | Functional | Others
24783 | General Hospital Sawai Madhopur Dh | Phototherepy Unit | MODEL NOT AVAILABLE | 2000020614 | Functional | Others
24784 | Sms Hospital | O.T. Light Double Dome | MODEL NOT AVAILABLE | 880098 | Functional | Surgicoin Medequip Pvt Ltd
24785 | General Hospital Sawai Madhopur Dh | Pulse Oxymeter | Model Not Available | 303150112 | Functional | Others
24786 | General Hospital Sawai Madhopur Dh | Phototherepy Unit | MODEL NOT AVAILABLE | 2000020640 | Functional | Others
24787 | General Hospital Sawai Madhopur Dh | Syringe Infusion Pump | Model not available | 417691 | Functional | Others
24788 | Nimbahera Dh Chittorgarh | Oxygen Concentrator | Model Not Available | 3000203033 | Functional | Others
24789 | General Hospital Sawai Madhopur Dh | C-Arm Machine | Model Not Available | 2000020429 | Functional | Others
24790 | Sms Hospital | SPHYGMOMANOMETER(BP APPRATUS) | MODEL NOT AVAILABLE | 3000084813 | Functional | Others
24791 | Kawantia Hospital Dh | Ophthalmoscope | Heine Beta - 200 | 2000024691 | Functional | Others
24792 | General Hospital Sawai Madhopur Dh | Suction Machine | Model Not Available | 304459 | Functional | Others
24793 | General Hospital Sawai Madhopur Dh | Suction Machine | Model Not Available | 3721204 | Functional | Others
24794 | Kawantia Hospital Dh | Hydraulic Operation Table | MODEL NOT AVAILABLE | 2000024639 | Functional | Rhsdp Supply
24795 | Khandar Chc | Baby Weighing Machine | Docbel Braun | 2000020215 | Functional | Others
24796 | B.D.K. Hospital Jhunjhunu Dh | Defibrillator | MODEL NOT AVAILABLE | 2000019008 | Functional | Schiller Healthcare India Pvt Ltd
24797 | Nimbahera Dh Chittorgarh | Radiant Heat Warmer | Model Not Available | 3000203042 | Functional | Others
24798 | Nimbahera Dh Chittorgarh | Radiant Heat Warmer | Model Not Available | 3000203043 | Functional | Others
24799 | Kawantia Hospital Dh | Ultra Sonography (USG) & Colour Dopler Machine | Sonalisa -32 | 86102465T | Functional | Larsen And Tourbo Ltd
24800 | Kanod Chc | O.T. Light Single Dome | MODEL NOT AVAILABLE | 3000204881 | Functional | Others
24801 | Dangarthal Phc | Monocular Microscope | Model not available | 3000088554 | Functional | Others
24802 | Kapasan Chc | Nebulizer | MODEL NOT AVAILABLE | 3000203215 | Functional | Others
24803 | Govt Hospital Sagwara Sdh | Suction Machine | Model Not Available | 3000210423 | Functional | Others
24804 | Sadar Hospital Dholpur Dh | Fetal Doppler | MODEL NOT AVAILABLE | 3000218085 | Functional | Others
24805 | Niwana Phc | Monocular Microscope | Model not available | 22104 | Functional | Others
24806 | Rajeev Gandhi Govt General Hospital Alwar Dh | ECG Machine (Single Channel) | Model Not Available | AVMLOF15905 | Functional | Rhsdp Supply
24807 | Kushalgarh Chc | Binocular Microscope | Model Not Available | 3000207791 | Functional | Others
24808 | Kushalgarh Chc | Binocular Microscope | Microlux - 16 | 3000207792 | Functional | Others
24809 | Niwana Phc | Binocular Microscope | RSL - 4B | 27704 | Functional | Others
24810 | Kapasan Chc | Syringe Infusion Pump | Model not available | 3000203223 | Functional | Others
24811 | Kanod Chc | Ice lined refrigerator | HBC-70 | 300204888 | Functional | Others
24812 | Kanod Chc | Ice lined refrigerator | HBC-70 | 3000204890 | Functional | Others
24813 | Kanod Chc | Ice lined refrigerator | HBC-70 | 3000204891 | Functional | Others
24814 | Sadar Hospital Dholpur Dh | STABILIZER | MODEL NOT AVAILABLE | 3000218090 | Non Functional Not Repairable | Others
24815 | Malwa Ka Chora Phc | Baby Weighing Machine | Model Not Available | 3000205650 | Functional | Others
24816 | Govt Hospital Sagwara Sdh | Hydraulic Operation Table | MODEL NOT AVAILABLE | 3000210418 | Functional | Others
24817 | Dangarthal Phc | FOOT OPERATED SUCTION MACHINE | MODEL NOT AVAILABLE | 3000088560 | Functional | Others
24818 | Kherwada Chc | Instrument Sterilizer | Model Not Available | 3000204463 | Functional | Others
24819 | Andhi Chc | Baby Weighing Machine | Model Not Available | 38728676 | Functional | Others
24820 | Andhi Chc | Ice lined refrigerator | HBC-70 | BE0581E0100B28J0013 | Functional | Others
24821 | Bhainsada Khurd Phc | FOOT OPERATED SUCTION MACHINE | MODEL NOT AVAILABLE | 3000205151 | Functional | Others
24822 | Govindgarh Chc Jaipur | Semi Automated Chemistry Analyzer | CPC - STAT FAX 3300 | 3000222389 | Functional | Cpc Diagnostics Pvt Ltd
24823 | Amet Chc | Hot Air Oven | Model not available | 3000209314 | Functional | Others
24824 | Balicha Phc | Baby Weighing Machine | Model Not Available | 3000205794 | Functional | Others
24825 | Bhainslana Phc | Nebulizer | MODEL NOT AVAILABLE | 3000222488 | Functional | Others
24826 | Avleshwar Phc | Binocular Microscope | Model Not Available | 3000130645 | Functional | Others
24827 | Rajmahal Phc | Radiant Heat Warmer | Zeal - RHW 2101A | 3000088529 | Functional | Others
24828 | Rajmahal Phc | Monocular Microscope | Model not available | 3000088536 | Functional | Others
24829 | Khamnor Chc | Micropipettes | MODEL NOT AVAILABLE | 3000209415 | Functional | Others
24830 | Tal Phc | Sahlis HB Meter | Model not available | 3000262702 | Functional | Others
24831 | Dariba Chc | Intensive Care Bed | Janak | 3000209520 | Functional | Others
24832 | Dariba Chc | Syringe Needle Destroyer | Model not available | 3000209516 | Functional | Others
24833 | Dariba Chc | Syringe Needle Destroyer | Model not available | 3000209512 | Functional | Others
24834 | Kushalgarh Phc Alwar | Syringe Needle Destroyer | Model not available | 2000021519 | Functional | Others
24835 | Dariba Chc | Centrifuge Machine ( 12 Tube ) | Model Not Available | 3000209504 | Functional | Others
24836 | Dariba Chc | Centrifuge Machine ( 12 Tube ) | Model Not Available | 3000209507 | Functional | Others
24837 | Keli Phc | Syringe Needle Destroyer | Model not available | 3000199469 | Functional | Others
24838 | Baar Phc | Ice lined refrigerator | HBC-70 | 3000209803 | Functional | Others
24839 | Keli Phc | Weighing Machine | MODEL NOT AVAILABLE | 3000199482 | Functional | Others
24840 | Lamba Harisingh Phc | Autoclave | Model not available | 3000088503 | Functional | Others
24841 | Lassani Phc | Syringe Needle Destroyer | Microsil ND 20 | 3000262688 | Functional | Others
24842 | Barar Phc | Binocular Microscope | Labomed - Vision 2000 | 3000209769 | Functional | Others
24843 | Deogarh U Chc | Fetal Doppler | MODEL NOT AVAILABLE | 3000209668 | Functional | Others
24844 | Urban Phc | Glucometer | Model not available | 3000080100 | Functional | Others
24845 | Banedia Phc | SPHYGMOMANOMETER(BP APPRATUS) | MODEL NOT AVAILABLE | 3000209554 | Functional | Others
24846 | Banedia Phc | SPHYGMOMANOMETER(BP APPRATUS) | MODEL NOT AVAILABLE | 3000209555 | Functional | Others
24847 | Rarah Chc | Centrifuge Machine ( 6 Tube ) | Model Not Available | 2000003651 | Functional | Others
24848 | Sadar Hospital Dholpur Dh | Baby Weighing Machine | Model Not Available | 2000026065 | Functional | Others
24849 | Vijypur Chc | ECG Machine (Single Channel) | Model Not Available | 3000208188 | Functional | Others
24850 | Rarah Chc | Weighing Machine | MODEL NOT AVAILABLE | 2000003641 | Non Functional Not Repairable | Others
24851 | Deogarh U Chc | Baby Weighing Machine | Model Not Available | 3000209678 | Functional | Others
24852 | Dhaneriya Phc | Syringe Needle Destroyer | Model not available | 3000209502 | Functional | Others
24853 | Semari Chc | Phototherepy Unit | MODEL NOT AVAILABLE | 440308 | Functional | Others
24854 | Bandanwari Phc | Baby Weighing Machine | Model Not Available | 3000119270 | Functional | Others
24855 | Rajnota Phc | SPHYGMOMANOMETER(BP APPRATUS) | MODEL NOT AVAILABLE | 3000085751 | Functional | Others
24856 | Bandanwari Phc | FOOT OPERATED SUCTION MACHINE | MODEL NOT AVAILABLE | 3000119271 | Functional | Others
24857 | Bandanwari Phc | Labour Table | Model Not Available | 3000119273 | Functional | Others
24858 | Bandanwari Phc | Centrifuge Machine ( 6 Tube ) | Model Not Available | 3000119275 | Functional | Others
24859 | Danpur Phc | Centrifuge Machine (36 Tubes) | Model Not Available | 3000207878 | Functional | Others
24860 | Danpur Phc | Monocular Microscope | Model not available | 3000207912 | Functional | Others
24861 | Sayla Chc | Syringe Needle Destroyer | Nulife - Dots | NBSD0716449 | Functional | Cmho Supply
24862 | Bandanwari Phc | SPHYGMOMANOMETER(BP APPRATUS) | MODEL NOT AVAILABLE | 3000119280 | Functional | Others
24863 | Lewada Phc Bharatpur | Binocular Microscope | Model Not Available | 3000207577 | Functional | Others
24864 | Rajnota Phc | Fetal Doppler | MODEL NOT AVAILABLE | 3000085748 | Functional | Others
24865 | Bandanwari Phc | Syringe Needle Destroyer | Model not available | 3000119281 | Functional | Others
24866 | Karji Phc | Binocular Microscope | Model Not Available | 3000207837 | Functional | Others
24867 | Lewada Phc Bharatpur | Freezes | MODEL NOT AVAILABLE | 3000207579 | Functional | Others
24868 | Lewada Phc Bharatpur | Fetal Doppler | MODEL NOT AVAILABLE | F02C130604448 | Functional | Others
24869 | Mokhampura Phc | Centrifuge Machine ( 4 Tube ) | Model not available | 3000207832 | Functional | Others
24870 | Lewada Phc Bharatpur | Binocular Microscope | Model Not Available | 3000207581 | Functional | Others
24871 | Karji Phc | Syringe Needle Destroyer | Model not available | 3000207842 | Functional | Others
24872 | Kasarwadi Phc | Centrifuge Machine ( 4 Tube ) | Model not available | 3000207945 | Functional | Others
24873 | Devda Phc | Binocular Microscope | Model Not Available | 3000207309 | Functional | Others
24874 | Devda Phc | Suction Machine | Model not available | 3000197997 | Functional | Others
24875 | Kasarwadi Phc | Binocular Microscope | Leica ATC 2000 | 3000207946 | Functional | Others
24876 | Devda Phc | Suction Machine | Model Not Available | 3000207315 | Functional | Others
24877 | Devda Phc | Nebulizer | MODEL NOT AVAILABLE | 3000207316 | Functional | Others
24878 | Bandanwari Phc | SPHYGMOMANOMETER(BP APPRATUS) | MODEL NOT AVAILABLE | 3000119285 | Functional | Others
24879 | Jhilay Phc | Autoclave | Reico | 3000080369 | Functional | Others
24880 | Jhilay Phc | Syringe Needle Destroyer | Model not available | 3000080363 | Functional | Others
24881 | Gothra Phc | Baby Weighing Machine | Model Not Available | 2000019956 | Functional | Others
24882 | Chotisadadi Chc | Instrument Sterilizer | Model Not Available | 3000130844 | Functional | Others
24883 | Bharawanda Phc | Syringe Needle Destroyer | Model not available | 2000020361 | Functional | Others
24884 | Bharawanda Phc | Autoclave | Model not available | 2000020371 | Functional | Others
24885 | General Hospital Sawai Madhopur Dh | Radiant Heat Warmer | Meditrin - Heat Warmer | 2000020623 | Functional | Others
24886 | General Hospital Sawai Madhopur Dh | Radiant Heat Warmer | Meditrin - Heat Warmer | 2000020625 | Functional | Others
24887 | General Hospital Sawai Madhopur Dh | Radiant Heat Warmer | Meditrin - Heat Warmer | 2000020626 | Functional | Others
24888 | District Sahadat Hospital Tonk Dh | Freezes | MODEL NOT AVAILABLE | 3000088151 | Functional | Others
24889 | B.D.K. Hospital Jhunjhunu Dh | Oxygen Concentrator | BPL - OG 4203 | 2000019222 | Non Functional Repairable | Bpl Medical Technologies
24890 | Richead Phc | Ice lined refrigerator | HBC-70 | 3000209561 | Functional | Others
24891 | B.D.K. Hospital Jhunjhunu Dh | Pulse Oxymeter | MEDITEC P201 | 2000019225 | Functional | Meditrin Instruments
24892 | B.D.K. Hospital Jhunjhunu Dh | Spot Light ( Portable ) | Model Not Available | 2000019179 | Functional | Others
24893 | Sms Hospital | Hydraulic Operation Table | MODEL NOT AVAILABLE | 3000084841 | Functional | Others
24894 | General Hospital Sawai Madhopur Dh | Radiant Heat Warmer | Meditrin - Heat Warmer | 2000020633 | Functional | Others
24895 | Sms Hospital | Anesthesia Machine | MODEL NOT AVAILABLE | 6046 | Functional | Others
24896 | Nimbahera Dh Chittorgarh | Centrifuge Machine ( 4 Tube ) | Model not available | 3000203002 | Functional | Others
24897 | Lambodi Phc | Syringe Needle Destroyer | Microsil ND 20 | 3000209593 | Functional | Others
24898 | Dispensary Dhahar Ka Balaji City | Instrument Sterilizer | Model Not Available | 2000024803 | Functional | Cmho Supply
24899 | Nimbahera Dh Chittorgarh | Semi Automated Chemistry Analyzer | Model not Available | 3000203006 | Functional | Others
24900 | Dispensary Dhahar Ka Balaji City | Centrifuge Machine ( 8 Tube) | Model Not Available | 2000024804 | Functional | Others
24901 | Sms Hospital | Suction Machine | Model Not Available | 3000084828 | Functional | Others
24902 | Sameecha Phc | SPHYGMOMANOMETER(BP APPRATUS) | MODEL NOT AVAILABLE | 3000209614 | Functional | Others
24903 | B.D.K. Hospital Jhunjhunu Dh | Pulse Oxymeter | MEDITEC P201 | 2000019011 | Functional | Medicaid Systems
24904 | Nimbahera Dh Chittorgarh | Baby Weighing Machine | Model Not Available | 3000203047 | Functional | Others
24905 | Aanwa Phc | Glucometer | Model not available | 22131157583 | Functional | Others
24906 | Vassi Phc | Blood Bank Refrigerator | Model not available | 390638601218551 | Functional | Others
24907 | Kherwada Chc | Radiant Heat Warmer | Model Not Available | 3000204431 | Functional | Others
24908 | Rajeev Gandhi Govt General Hospital Alwar Dh | Defibrillator | MODEL NOT AVAILABLE | N2H2839 | Functional | Bpl Medical Technologies
24909 | Kaladera Chc | Glucometer | Model not available | 3000222522 | Functional | Accurex Biomedicals Pvt Ltd
24910 | Kaladera Chc | SPHYGMOMANOMETER(BP APPRATUS) | MODEL NOT AVAILABLE | 3000222536 | Functional | Ajay Optical India
24911 | Kherwada Chc | Radiant Heat Warmer | Meditrin - Heat Warmer | 3000204431 | Functional | Others
24912 | Kherwada Chc | Radiant Heat Warmer | Meditrin - Heat Warmer | 3000204434 | Functional | Others
24913 | Kaladera Chc | Syringe Needle Destroyer | Model not available | 3000222535 | Functional | Metro Traiding Corporation
24914 | Bajla Phc | Sahlis HB Meter | Model not available | 3000141171 | Functional | Others
24915 | Bajla Phc | Glucometer | Model not available | M14KPOO8342 | Functional | Others
24916 | Pohri Khaturat Phc | Syringe Needle Destroyer | Model not available | NBSD0725151 | Functional | Others
24917 | Kaladera Chc | SPHYGMOMANOMETER(BP APPRATUS) | MODEL NOT AVAILABLE | 414 | Functional | Others
24918 | Pohri Khaturat Phc | Centrifuge Machine ( 4 Tube ) | MODEL NOT AVAILABLE | 3000056231 | Functional | Others
24919 | Kaladera Chc | SPHYGMOMANOMETER(BP APPRATUS) | MODEL NOT AVAILABLE | 3000222560 | Functional | Ajay Optical India
24920 | Kherwada Chc | Blood Bank Refrigerator | Model not available | 3000204442 | Functional | Others
24921 | Dispensary Malviya Nagar Sec6 City | Binocular Microscope | PZB 22 | 67609 | Functional | Others
24922 | Surata Phc | Blood Bank Refrigerator | Model not available | 2600B2A570060 | Functional | Others
24923 | Kherwada Chc | Centrifuge Machine ( 8 Tube) | REMI - R4C | 3000204445 | Functional | Others
24924 | Kherwada Chc | Centrifuge Machine ( 8 Tube) | REMI - R4C | 3000204450 | Functional | Others
24925 | Kherwada Chc | Centrifuge Machine ( 8 Tube) | REMI - R4C | 3000204456 | Functional | Others
24926 | Kherwada Chc | Incubator | MODEL NOT AVAILABLE | 3000204454 | Functional | Others
24927 | Surata Phc | Syringe Needle Destroyer | Model not available | NBSD0725330 | Functional | Others
24928 | Dispensary Malviya Nagar Sec6 City | SPHYGMOMANOMETER(BP APPRATUS) | MODEL NOT AVAILABLE | 3000140755 | Functional | Others
24929 | Manda Bindha Phc | Binocular Microscope | Model Not Available | 3000222510 | Functional | Others
24930 | New Colony (Sagwara) Phc | Binocular Microscope | Microlux - 16 | 3000260151 | Functional | Others
24931 | Panchudala Phc | Micropipettes | MODEL NOT AVAILABLE | 2000022434 | Functional | Others
24932 | Datwas Phc | Syringe Needle Destroyer | Model not available | 3000080354 | Functional | Others
24933 | Panchudala Phc | Stethoscope | Model Not Available | 2000022448 | Functional | Others
24934 | Nasirda Phc | Syringe Needle Destroyer | Model not available | 3000080296 | Functional | Others
24935 | Nasirda Phc | FOOT OPERATED SUCTION MACHINE | MODEL NOT AVAILABLE | 3000080300 | Functional | Others
24936 | B.D.K. Hospital Jhunjhunu Dh | Ventilator | Model Not Available | 2000019224 | Functional | Others
24937 | General Hospital Sawai Madhopur Dh | Syringe Infusion Pump | Model not available | 2000020695 | Functional | Others
24938 | Sms Hospital | O.T. Light Single Dome | MODEL NOT AVAILABLE | 3000084824 | Functional | Surgicoin Medequip Pvt Ltd
24939 | General Hospital Sawai Madhopur Dh | Instrument Sterilizer | Model Not Available | 2000020431 | Functional | Others
24940 | Lambodi Phc | SPHYGMOMANOMETER(BP APPRATUS) | MODEL NOT AVAILABLE | 3000209608 | Functional | Others
24941 | Sms Hospital | SPHYGMOMANOMETER(BP APPRATUS) | MODEL NOT AVAILABLE | 3000084815 | Functional | Others
24942 | General Hospital Sawai Madhopur Dh | Suction Machine | Model Not Available | 2000020437 | Functional | Others
24943 | Sms Hospital | Fiberoptic Laryngoscope | Model Not Available | 3000084816 | Functional | Others
24944 | Khandar Chc | Fetal Doppler | MODEL NOT AVAILABLE | 2000020213 | Functional | Others
24945 | Khandar Chc | Instrument Sterilizer | Model Not Available | 2000020214 | Functional | Others
24946 | Sms Hospital | Fiberoptic Laryngoscope | Model Not Available | 3000084817 | Functional | Others
24947 | B.D.K. Hospital Jhunjhunu Dh | Defibrillator | MODEL NOT AVAILABLE | 2000019007 | Functional | Schiller Healthcare India Pvt Ltd
24948 | Sameecha Phc | Binocular Microscope | Microlux - 16 | 3000209615 | Functional | Others
24949 | Nimbahera Dh Chittorgarh | Radiant Heat Warmer | Model Not Available | 3000262246 | Functional | Others
24950 | B.D.K. Hospital Jhunjhunu Dh | Spot Light ( Portable ) | Model Not Available | 2000021616 | Non Functional Repairable | Others
24951 | Kawantia Hospital Dh | Ultra Sonography (USG) & Colour Dopler Machine | Model not available | 1252024 | Functional | Others
24952 | Vijypur Chc | Instrument Sterilizer | Model Not Available | 3000208190 | Functional | Others
24953 | Odda Phc | Centrifuge Machine ( 6 Tube ) | ECON EC-2100 | 3000209633 | Functional | Others
24954 | Nimbahera Dh Chittorgarh | Syringe Needle Destroyer | Model not available | 3000203078 | Functional | Others
24955 | Odda Phc | Glucometer | Model not available | 3000209635 | Functional | Others
24956 | Sadar Hospital Dholpur Dh | Suction Machine | Model Not Available | 3000218074 | Functional | Others
24957 | Kanod Chc | Blood Bank Refrigerator | Model not available | 3000204894 | Functional | Others
24958 | Kherwada Chc | 100mA X-Ray Machine | Model not available | 3000204430 | Functional | Others
24959 | Biliya Badgama Phc | Centrifuge Machine ( 8 Tube) | Model Not Available | 3000210392 | Functional | Others
24960 | Biliya Badgama Phc | Monocular Microscope | Model not available | 3000210391 | Functional | Others
24961 | Bargoan Phc | SPHYGMOMANOMETER(BP APPRATUS) | MODEL NOT AVAILABLE | 3000119867 | Functional | Others
24962 | Bargoan Phc | Binocular Microscope | Microlux - 16 | 12D12646 | Functional | Cmho Supply
24963 | Kanba Phc | Radiant Heat Warmer | Zeal - RHW 2101A | 3000210072 | Functional | Others
24964 | Bargoan Phc | Blood Bank Refrigerator | MF114 | 3000119876 | Functional | Cmho Supply
24965 | Kanba Phc | STABILIZER | MODEL NOT AVAILABLE | 3000210071 | Functional | Others
24966 | Koselao Chc | Spot Light ( Portable ) | Model Not Available | 3000197828 | Functional | Others
24967 | Ahore Chc | Blood Cell Counter - 3 part | Horiba - ABX Micros ES 60 | 305ESOH05589 | Functional | Horiba India Pvt Ltd
24968 | Kanba Phc | Baby Weighing Machine | Model Not Available | 3000210070 | Functional | Others
24969 | Bargoan Phc | Baby Weighing Machine | Crown | 3000119877 | Functional | Bhasin Sons Private Limited
24970 | Kanba Phc | Syringe Needle Destroyer | Model not available | 3000210069 | Functional | Others
24971 | Bali Chc | Sahlis HB Meter | Model not available | 3000197418 | Functional | Others
24972 | Bali Chc | Sahlis HB Meter | Model not available | 3000197419 | Functional | Others
24973 | Bali Chc | Sahlis HB Meter | Model not available | 3000197420 | Functional | Others
24974 | Bali Chc | Sahlis HB Meter | Model not available | 3000197421 | Functional | Others
24975 | Bali Chc | Sahlis HB Meter | Model not available | 3000197422 | Functional | Others
24976 | Koselao Chc | ECG Machine (Three Channel ) | Medicaid - CardioFax 3R | 3000197829 | Functional | Others
24977 | Gopinath Ka Gara Phc | Syringe Needle Destroyer | Model not available | 3000207561 | Functional | Others
24978 | Ahore Chc | Centrifuge Machine ( 8 Tube) | Model Not Available | 3000119393 | Functional | Cmho Supply
24979 | Kanba Phc | Monocular Microscope | Monocular - M L W | 3000210169 | Functional | Others
24980 | Khod Chc | Semi Automated Chemistry Analyzer | Model not Available | 3000197574 | Functional | Others
24981 | Koselao Chc | Syringe Needle Destroyer | Nulife - Dots | 3000197830 | Functional | Others
24982 | Kanba Phc | Centrifuge Machine ( 8 Tube) | Model Not Available | 3000210170 | Functional | Others
24983 | Khod Chc | Sahlis HB Meter | Model not available | 3000197575 | Functional | Others
24984 | General Hospital Sawai Madhopur Dh | Phototherepy Unit | MODEL NOT AVAILABLE | 2000020809 | Functional | Others
24985 | District Hospital Dausa Dh | ECG Monitor | Model not available | 288887107 | Functional | Schiller Healthcare India Pvt Ltd
24986 | General Hospital Sawai Madhopur Dh | Phototherepy Unit | MODEL NOT AVAILABLE | 2000020810 | Functional | Others
24987 | Kushalgarh Phc Alwar | Syringe Needle Destroyer | Microsil - ND350 | 2000021518 | Functional | Others
24988 | Amer Chc | FOGGING MACHINE | MODEL NOT AVAILABLE | 2000025325 | Non Functional Repairable | Others
24989 | Dariba Chc | Instrument Sterilizer | Model Not Available | 3000209517 | Functional | Others
24990 | Baar Phc | Binocular Microscope | Microlux - 16 | 3000209797 | Functional | Others
24991 | Alawada Phc Alwar | Syringe Needle Destroyer | Microsil - ND350 | 7131 | Non Functional Repairable | Others
24992 | Baar Phc | SPHYGMOMANOMETER(BP APPRATUS) | MODEL NOT AVAILABLE | 3000209805 | Functional | Others
24993 | Lassani Phc | SPHYGMOMANOMETER(BP APPRATUS) | Pagoda | 3000262684 | Functional | Others
24994 | Keli Phc | Instrument Sterilizer | Model Not Available | 3000199475 | Functional | Others
24995 | Deogarh U Chc | Baby Weighing Machine | Crown | 3000209663 | Functional | Others
24996 | Deogarh U Chc | Suction Machine | Model Not Available | 3000209664 | Functional | Others
24997 | Urban Phc | Centrifuge Machine ( 8 Tube) | Model Not Available | 3000080103 | Functional | Others
24998 | Talwara Chc | Centrifuge Machine ( 4 Tube ) | Remi 4C | 3000207376 | Not in use | Others
24999 | Urban Phc | Freezes | MODEL NOT AVAILABLE | 3000080102 | Functional | Others
25000 | Nimbahera Dh Chittorgarh | SPHYGMOMANOMETER(BP APPRATUS) | MODEL NOT AVAILABLE | 3000203048 | Functional | Others
25001 | B.D.K. Hospital Jhunjhunu Dh | Spot Light ( Portable ) | Model Not Available | 2000021617 | Non Functional Repairable | Others
25002 | Deogarh U Chc | Centrifuge Machine ( 8 Tube) | Model Not Available | 3000209682 | Functional | Others
25003 | Bhadesar Chc | Baby Weighing Machine | Model Not Available | 3000208097 | Functional | Others
25004 | Bharni Phc | Hemoglobin meter | Model Not Available | 3000080158 | Functional | B L Scientific Instruments Co
25005 | Rarah Chc | Nebulizer | MODEL NOT AVAILABLE | 2000003639 | Non Functional Repairable | Others
25006 | Sms Hospital | Blood Bank Refrigerator | Model not available | 1S03407 | Functional | Surgicoin Medequip Pvt Ltd
25007 | Deogarh U Chc | Ice lined refrigerator | MK - 142 | 3000209695 | Functional | Others
25008 | Odda Phc | SPHYGMOMANOMETER(BP APPRATUS) | MODEL NOT AVAILABLE | 3000209628 | Functional | Others
25009 | Bhadesar Chc | Instrument Sterilizer | Model Not Available | 3000208098 | Functional | Others
25010 | Manda Bindha Phc | Weighing Machine | MODEL NOT AVAILABLE | 3000222508 | Functional | Others
25011 | Manda Bindha Phc | Baby Weighing Machine | Model Not Available | 3000222509 | Functional | Others
25012 | Kaladera Chc | Weighing Machine | MODEL NOT AVAILABLE | 3000222532 | Functional | Others
25013 | Biliya Badgama Phc | Blood Bank Refrigerator | Model not available | 3000210390 | Functional | Others
25014 | Bawal Wara Phc | Fetal Doppler | MODEL NOT AVAILABLE | 3000205940 | Functional | Others
25015 | Bawal Wara Phc | Instrument Sterilizer | Model Not Available | 3000205941 | Functional | Others
25016 | Kohala Phc | Binocular Microscope | Model Not Available | 3000124423 | Not in use | Others
25017 | Bichiwara Chc | Monocular Microscope | Model not available | 3000210196 | Functional | Others
25018 | Chikhli Chc | Semi Automated Chemistry Analyzer | Model not Available | 3000260142 | Functional | Others
25019 | Raniwada Chc | Blood Cell Counter - 3 part | Horiba - ABX Micros ES 60 | 3D5ES0H05630 | Functional | Horiba India Pvt Ltd
25020 | Pai Phc | Pulse Oxymeter | Model Not Available | 3000204268 | Functional | Others
25021 | Bichiwara Chc | Spot Light ( Portable ) | Model Not Available | 3000210185 | Functional | Others
25022 | Dhodsar Phc | Weighing Machine | MODEL NOT AVAILABLE | 3000222338 | Functional | Others
25023 | Dhodsar Phc | Instrument Sterilizer | Model Not Available | 436587 | Functional | Others
25024 | Jawas Phc | Binocular Microscope | Model Not Available | 3000205719 | Functional | Others
25025 | Rampura Dabri Phc | Stethoscope | Model Not Available | 3000085665 | Functional | Others
25026 | Jawas Phc | FOOT OPERATED SUCTION MACHINE | MODEL NOT AVAILABLE | 3000205727 | Functional | Others
25027 | Sallopat Phc | Centrifuge Machine ( 4 Tube ) | Model not available | 3000207604 | Functional | Others
25028 | Rampura Dabri Phc | SPHYGMOMANOMETER(BP APPRATUS) | MODEL NOT AVAILABLE | 23036 | Functional | Others
25029 | Chikhli Chc | Radiant Heat Warmer | Model Not Available | 3000260187 | Functional | Others
25030 | Rewtra Phc | Baby Weighing Machine | Model Not Available | 3000119486 | Functional | Crown Digital Scales Inc
25031 | Bichiwara Chc | Autoclave | MODEL NOT AVAILABLE | 269612 | Non Functional Not Repairable | Others
25032 | Khodan Phc | Binocular Microscope | Model Not Available | 3000207209 | Functional | Others
25033 | Bichiwara Chc | Blood Bank Refrigerator | Model not available | 730 | Functional | Others
25034 | Chikhli Chc | Blood Bank Refrigerator | Model not available | 33456 | Functional | Others
25035 | Bichiwara Chc | Freezes | MODEL NOT AVAILABLE | 3000210198 | Functional | Others
25036 | Richead Phc | Labour Table | Model Not Available | 3000209568 | Functional | Others
25037 | B.D.K. Hospital Jhunjhunu Dh | Spot Light ( Portable ) | Model Not Available | 2000019167 | Functional | Others
25038 | B.D.K. Hospital Jhunjhunu Dh | SPHYGMOMANOMETER(BP APPRATUS) | MODEL NOT AVAILABLE | 2000019166 | Non Functional Repairable | Others
25039 | General Hospital Sawai Madhopur Dh | Radiant Heat Warmer | Meditrin - Heat Warmer | 2000020634 | Functional | Others
25040 | Sms Hospital | Cautry Machine | Model Not Available | 7V-014049 | Functional | Others
25041 | General Hospital Sawai Madhopur Dh | FOOT OPERATED SUCTION MACHINE | MODEL NOT AVAILABLE | 2000020637 | Functional | Others
25042 | General Hospital Sawai Madhopur Dh | Multi-Para Monitor | Model not available | 2000020609 | Functional | Others
25043 | B.D.K. Hospital Jhunjhunu Dh | SPHYGMOMANOMETER(BP APPRATUS) | MODEL NOT AVAILABLE | 2000019085 | Functional | Others
25044 | Nimbahera Dh Chittorgarh | Dental X-Ray Machine | Model Not Available | 3000203015 | Functional | Others
25045 | Kawantia Hospital Dh | Weighing Machine | Crown | 2000024753 | Functional | Others
25046 | General Hospital Sawai Madhopur Dh | Phototherepy Unit | MODEL NOT AVAILABLE | 2000020613 | Functional | Others
25047 | General Hospital Sawai Madhopur Dh | Phototherepy Unit | MODEL NOT AVAILABLE | 2000020639 | Functional | Others
25048 | General Hospital Sawai Madhopur Dh | Pulse Oxymeter | Model Not Available | 303001 | Functional | Others
25049 | Dispensary Dhahar Ka Balaji City | Glucometer | SD Check Gold | 7251 | Functional | Others
25050 | Nimbahera Dh Chittorgarh | Suction Machine | Model Not Available | 3000203032 | Functional | Others
25051 | Sms Hospital | O.T. Light Double Dome | MODEL NOT AVAILABLE | 3000084825 | Functional | Others
25052 | Lambodi Phc | Ice lined refrigerator | HBC-70 | 3000209606 | Functional | Others
25053 | Dispensary Dhahar Ka Balaji City | Syringe Needle Destroyer | Model not available | 4549 | Functional | Cmho Supply
25054 | Nimbahera Dh Chittorgarh | Phototherepy Unit | MODEL NOT AVAILABLE | 3000203045 | Functional | Others
25055 | B.D.K. Hospital Jhunjhunu Dh | Spot Light ( Portable ) | Model Not Available | 2000021615 | Non Functional Repairable | Others
25056 | Nimbahera Dh Chittorgarh | Autoclave | Model not available | 3000203072 | Not in use | Others
25057 | Nimbahera Dh Chittorgarh | O.T. Light Single Dome | MODEL NOT AVAILABLE | 3000203079 | Functional | Others
25058 | Khandar Chc | Fetal Doppler | MODEL NOT AVAILABLE | 2000020220 | Functional | Others
25059 | Deogarh U Chc | Blood Bank Refrigerator | Model not available | 3000209697 | Functional | Others
25060 | Bhadesar Chc | Freezes | MODEL NOT AVAILABLE | 3000208102 | Functional | Others
25061 | Talwara Chc | Phototherepy Unit | MODEL NOT AVAILABLE | 3000207324 | Functional | Others
25062 | Govt Hospital Sagwara Sdh | Suction Machine | Model Not Available | 3000210417 | Functional | Others
25063 | Mahatma Ghandhi Hospital Jodhpur | Suction Machine | Model Not Available | 300011733 | Functional | Others
25064 | Mavli Chc | Binocular Microscope | Model Not Available | 3000205223 | Functional | Others
25065 | Kushalgarh Chc | 60mA X-Ray Machine | Model not available | 3000207815 | Functional | Others
25066 | Semari Chc | ECG Machine (Single Channel) | Model Not Available | 3000198268 | Functional | Others
25067 | Mavli Chc | Centrifuge Machine ( 8 Tube) | Model Not Available | 3000205226 | Functional | Others
25068 | New Colony (Sagwara) Phc | Blood Bank Refrigerator | Model not available | 3000260152 | Functional | Others
25069 | Govindgarh Chc Jaipur | Autoclave | Model not available | 3000222383 | Functional | Cmho Supply
25070 | Khemli Chc | ECG Machine (Single Channel) | Medicaid - Cardio Fax | 3000198013 | Functional | Others
25071 | Khemli Chc | Blood Cell Counter - 3 part | Horiba - ABX Micros ES 60 | 3000198016 | Functional | Others
25072 | Simalwara Chc | 100mA X-Ray Machine | Model not available | 3000210130 | Functional | Others
25073 | Damri Chc | Blood Cell Counter - 3 part | Horiba - ABX Micros ES 60 | 3000207968 | Functional | Others
25074 | Simalwara Chc | ECG Machine (Twelve Channel ) | Model Not Available | 3000210129 | Functional | Others
25075 | Pahada Rishabhdev Phc | Binocular Microscope | Model Not Available | 3000205770 | Functional | Others
25076 | Pahada Rishabhdev Phc | Binocular Microscope | Model Not Available | 3000205784 | Functional | Others
25077 | Pahada Rishabhdev Phc | Syringe Needle Destroyer | Model not available | 3000205772 | Functional | Others
25078 | Pahada Rishabhdev Phc | Syringe Needle Destroyer | Model not available | 3000205777 | Functional | Others
25079 | Damri Chc | Semi Automated Chemistry Analyzer | Model not Available | 3000207970 | Functional | Others
25080 | Pahada Rishabhdev Phc | Radiant Heat Warmer | Model Not Available | 3000205775 | Functional | Others
25081 | Pahada Rishabhdev Phc | Radiant Heat Warmer | Model Not Available | 3000205778 | Functional | Others
25082 | Pahada Rishabhdev Phc | Baby Weighing Machine | Model Not Available | 3000205779 | Functional | Others
25083 | Choti Sarwan Chc | ECG Machine (Single Channel) | Model Not Available | 3000207674 | Functional | Others
25084 | Duni Chc | Oxygen Concentrator | Model Not Available | 3000080033 | Functional | Others
25085 | Choti Sarwan Chc | Binocular Microscope | Model Not Available | 3000207689 | Functional | Others
25086 | Choti Sarwan Chc | Freezes | MODEL NOT AVAILABLE | 3000207364 | Functional | Others
25087 | Nayagaon Udaipur_Phc | Binocular Microscope | Model Not Available | 3000205752 | Functional | Others
25088 | Avleshwar Phc | Suction Machine | Model Not Available | 3000130653 | Functional | Others
25089 | Avleshwar Phc | Baby Weighing Machine | Crown | 3000130654 | Functional | Others
25090 | Haldina Phc Alwar | Syringe Needle Destroyer | Model not available | NBSD0726041 | Functional | Others
25091 | Rajmahal Phc | Autoclave | Model not available | 3000088530 | Functional | Others
25092 | Rajmahal Phc | STABILIZER | MODEL NOT AVAILABLE | 3000088538 | Functional | Others
25093 | Dariba Chc | Blood Bank Refrigerator | Model not available | 3000209524 | Functional | Others
25094 | Dariba Chc | SPHYGMOMANOMETER(BP APPRATUS) | MODEL NOT AVAILABLE | 3000209526 | Functional | Others
25095 | Nimbahera Dh Chittorgarh | Dental X-Ray Machine | Model Not Available | 3000121892 | Functional | Others
25096 | Vijypur Chc | Baby Weighing Machine | Model Not Available | 3000208195 | Functional | Others
25097 | Khamnor Chc | Instrument Sterilizer | Model Not Available | 3000209437 | Functional | Others
25098 | Deogarh U Chc | Blood Bank Refrigerator | MF114 | 3000209698 | Functional | Others
25099 | Mohi Phc | Centrifuge Machine ( 8 Tube) | Model Not Available | 3000262426 | Functional | Others
25100 | Mohi Phc | Centrifuge Machine ( 8 Tube) | Model Not Available | 3000262430 | Functional | Others
25101 | Vijypur Chc | Baby Weighing Machine | Model Not Available | 3000208198 | Functional | Others
25102 | Neem Ka Thana Sdh | Anesthesia Machine | MODEL NOT AVAILABLE | 3000198482 | Functional | Others
25103 | Kelwara Chc | Centrifuge Machine (24 Tubes) | Model no available | 3000209307 | Functional | Others
25104 | Kelwara Chc | Centrifuge Machine (24 Tubes) | Model no available | 3000209308 | Functional | Others
25105 | Saloda Phc | SPHYGMOMANOMETER(BP APPRATUS) | MODEL NOT AVAILABLE | 3000209462 | Functional | Others
25106 | Nikumbh Chc Chittorgarh | Glucometer | Model not available | 3000208127 | Functional | Others
25107 | Kundwa Phc | SPHYGMOMANOMETER(BP APPRATUS) | MODEL NOT AVAILABLE | 3000209705 | Functional | Others
25108 | Ghatol Chc | Hot Air Oven | Model not available | 3000124396 | Functional | Others
25109 | Machind Phc | Baby Weighing Machine | Docbel Braun | 3000209471 | Functional | Others
25110 | Machind Phc | Syringe Needle Destroyer | Microsil ND 20 | 3000209472 | Functional | Others
25111 | Nikumbh Chc Chittorgarh | Freezes | MODEL NOT AVAILABLE | 3000208132 | Functional | Others
25112 | Nikumbh Chc Chittorgarh | SPHYGMOMANOMETER(BP APPRATUS-Digital) | Model Not Available | 3000208133 | Functional | Others
25113 | Kundwa Phc | Blood Bank Refrigerator | Model not available | 3000209718 | Functional | Others
25114 | Dunguriya Phc | Freezes | MODEL NOT AVAILABLE | 3000207194 | Functional | Others
25115 | Palana Kala Phc | Centrifuge Machine ( 8 Tube) | Model Not Available | 3000205199 | Functional | Others
25116 | Bawal Wara Phc | Syringe Needle Destroyer | Model not available | 3000205948 | Functional | Others
25117 | Rampura Dabri Phc | Suction Machine | Model Not Available | 11426 | Functional | Others
25118 | Bawal Wara Phc | Glucometer | Model not available | 3000205949 | Functional | Others
25119 | Rampura Dabri Phc | Binocular Microscope | Model Not Available | 27584 | Functional | Others
25120 | Rampura Dabri Phc | Syringe Needle Destroyer | Model not available | LS28/07-08 | Functional | Others
25121 | Bichiwara Chc | Radiant Heat Warmer | Model Not Available | 3000210189 | Functional | Others
25122 | Bichiwara Chc | Radiant Heat Warmer | Meditrin - Heat Warmer | 3000210190 | Functional | Others
25123 | Rewtra Phc | SPHYGMOMANOMETER(BP APPRATUS) | MODEL NOT AVAILABLE | 22994 | Functional | Others
25124 | Rewtra Phc | Labour Table | Model Not Available | 3000119488 | Functional | Others
25125 | Kagmala Phc | Syringe Needle Destroyer | Nulife - Dots | NBSD0716784 | Functional | Cmho Supply
25126 | Bichiwara Chc | Anesthesia Machine | MODEL NOT AVAILABLE | 3000210204 | Functional | Others
25127 | Damri Chc | Centrifuge Machine ( 4 Tube ) | Labomed - Vision 2000 | 13F0560188 | Functional | Others
25128 | Damri Chc | Blood Cell Counter - 3 part | Model not available | 3000207368 | Functional | Others
25129 | Bichiwara Chc | Blood Bank Refrigerator | Model not available | 3000210203 | Functional | Others
25130 | Rajnota Phc | Glucometer | Model not available | G02A12I1084629 | Functional | Others
25131 | Rajnota Phc | Monocular Microscope | RMH-4 | 21220 | Functional | Others
25132 | Bhimpur Phc | Binocular Microscope | Microlux - 16 | 3000207461 | Functional | Others
25133 | Damri Chc | Hemoglobin meter | HB 301 | 3000207978 | Functional | Others
25134 | Bhimpur Phc | Centrifuge Machine ( 4 Tube ) | Model not available | 3000207460 | Functional | Others
25135 | Kagmala Phc | Blood Bank Refrigerator | MF114 | 20053203839 | Functional | Haier Appliances India Pvt
25136 | Sayla Chc | Freezes | MODEL NOT AVAILABLE | 3000119444 | Functional | Others
25137 | Danpur Phc | Binocular Microscope | Model Not Available | 3000207876 | Functional | Others
25138 | Danpur Phc | Binocular Microscope | MLW Lab | 3000197989 | Functional | Others
25139 | Lewada Phc Bharatpur | Centrifuge Machine ( 4 Tube ) | Model not available | 3000207578 | Functional | Others
25140 | District Hospital Dausa Dh | Weighing Machine | MODEL NOT AVAILABLE | 2000029333 | Non Functional Not Repairable | Others
25141 | B.D.K. Hospital Jhunjhunu Dh | SPHYGMOMANOMETER(BP APPRATUS) | MODEL NOT AVAILABLE | 2000021644 | Non Functional Repairable | Bhaseen Health Products Pvt Ltd
25142 | S K Hospital Sikar Dh | Nebulizer | MODEL NOT AVAILABLE | 3000204689 | Functional | Others
25143 | Datwas Phc | Spot Light ( Portable ) | Model Not Available | 3000080349 | Functional | Others
25144 | Panchudala Phc | Stethoscope | Model Not Available | 2000022451 | Functional | Others
25145 | Nagarfort Phc | Syringe Needle Destroyer | Model not available | 3000080320 | Functional | Others
25146 | Chotisadadi Chc | Plasma Sterilizer | MODEL NOT AVAILABLE | 3000130841 | Functional | Others
25147 | Paota Chc | Ice lined refrigerator | Model Not Available | BE07F-4E00B246B0027 | Functional | Haier Appliances India Pvt
25148 | Raholi Phc | Syringe Needle Destroyer | Model not available | 3000080343 | Functional | Others
25149 | B.D.K. Hospital Jhunjhunu Dh | Oxygen Concentrator | BPL - OG 4203 | 2000019221 | Non Functional Repairable | Bpl Medical Technologies
25150 | Bharawanda Phc | Syringe Needle Destroyer | Model not available | 2000020370 | Functional | Others
25151 | Bharawanda Phc | Freezes | MODEL NOT AVAILABLE | 2000020360 | Functional | Others
25152 | Bharawanda Phc | Autoclave | Model not available | 2000020369 | Functional | Others
25153 | Bhadesar Chc | O.T. Light Double Dome | MODEL NOT AVAILABLE | 3000208103 | Functional | Others
25154 | General Hospital Sawai Madhopur Dh | SPHYGMOMANOMETER(BP APPRATUS) | MODEL NOT AVAILABLE | 2000020446 | Functional | Others
25155 | Nikumbh Chc Chittorgarh | Baby Weighing Machine | Crown | 3000208113 | Functional | Others
25156 | General Hospital Sawai Madhopur Dh | SPHYGMOMANOMETER(BP APPRATUS) | MODEL NOT AVAILABLE | 28660 | Functional | Others
25157 | Sms Hospital | Blood Collection Monitor | Model Not Available | 1S031960 | Functional | Others
25158 | Khandar Chc | Binocular Microscope | Model Not Available | 2000020229 | Functional | Others
25159 | Nikumbh Chc Chittorgarh | Instrument Sterilizer | Model Not Available | 3000208116 | Functional | Others
25160 | Neem Ka Thana Sdh | FOOT OPERATED SUCTION MACHINE | MODEL NOT AVAILABLE | 3000198475 | Functional | Others
25161 | Sms Hospital | Blood Collection Monitor | Model Not Available | 1S031952 | Functional | Others
25162 | General Hospital Sawai Madhopur Dh | Spot Light ( Portable ) | Model Not Available | 2000020459 | Functional | Others
25163 | Sms Hospital | Blood Collection Monitor | Model Not Available | 1S031968 | Functional | Others
25164 | Saloda Phc | FOOT OPERATED SUCTION MACHINE | MODEL NOT AVAILABLE | 3000209455 | Functional | Others
25165 | Sms Hospital | Monocular Microscope | Model not available | 150378425 | Non Functional Repairable | Labomed
25166 | Dispensary Malviya Nagar Sec6 City | Baby Weighing Machine | Model Not Available | 3000140756 | Functional | Others
25167 | Khemli Chc | Incubator | MODEL NOT AVAILABLE | 3000198022 | Functional | Others
25168 | Khemli Chc | Binocular Microscope | Model Not Available | 3000198018 | Functional | Others
25169 | Andhi Chc | Syringe Needle Destroyer | Model not available | 369510708 | Functional | Others
25170 | Simalwara Chc | Centrifuge Machine ( 8 Tube) | Model Not Available | 3000210127 | Functional | Others
25171 | Choti Sarwan Chc | 100mA X-Ray Machine | Model not available | 3000207875 | Functional | Others
25172 | Choti Sarwan Chc | Semi Automated Chemistry Analyzer | CPC - STAT FAX 3300 | 3000207680 | Functional | Others
25173 | Choti Sarwan Chc | Binocular Microscope | Model Not Available | 3000207677 | Functional | Others
25174 | Choti Sarwan Chc | Hemoglobin meter | HB 301 | 3000207683 | Functional | Others
25175 | Sankar Phc | Syringe Needle Destroyer | Nulife - Dots | NBSD0716692 | Functional | Mrk Healthcare Pvt Ltd Delhi
25176 | Sanchor Chc | Centrifuge Machine ( 4 Tube ) | Model not available | EPLC3792 | Functional | Others
25177 | Sanchor Chc | Glucometer | Model not available | MO/EO8AA6438 | Functional | Others
25178 | Bichiwara Chc | Centrifuge Machine ( 8 Tube) | Model Not Available | 3000210174 | Functional | Others
25179 | Kelwa Chc | Blood Bank Refrigerator | Model not available | 3000209308 | Functional | Others
25180 | Palana Kala Phc | Autoclave | Model not available | 3000205196 | Functional | Others
25181 | Palana Kala Phc | Freezes | MODEL NOT AVAILABLE | 3000205197 | Functional | Others
25182 | Bawal Wara Phc | SPHYGMOMANOMETER(BP APPRATUS) | MODEL NOT AVAILABLE | 3000205936 | Functional | Others
25183 | Chikhli Chc | Binocular Microscope | Model Not Available | 3000260137 | Functional | Cmho Supply
25184 | Chikhli Chc | Binocular Microscope | Model Not Available | 3670 | Functional | Cmho Supply
25185 | Chikhli Chc | Centrifuge Machine ( 4 Tube ) | Model not available | 3000260143 | Functional | Others
25186 | Bawal Wara Phc | Freezes | MODEL NOT AVAILABLE | 3000205942 | Functional | Others
25187 | Kohala Phc | Syringe Needle Destroyer | Model not available | 3000124422 | Functional | Others
25188 | Bawal Wara Phc | Blood Bank Refrigerator | Model not available | 3000205944 | Functional | Others
25189 | Pai Phc | Baby Weighing Machine | Model Not Available | 3000204267 | Functional | Others
25190 | Pai Phc | Baby Weighing Machine | Model Not Available | 3000204265 | Functional | Others
25191 | Chikhli Chc | Hemoglobin meter | Model Not Available | 134813256 | Functional | Others
25192 | Sms Hospital | Defibrillator with Cardiac Monitor | Model Not Available | 3000085026 | Functional | Schiller Healthcare India Pvt Ltd
25193 | Khandar Chc | SPHYGMOMANOMETER(BP APPRATUS) | MODEL NOT AVAILABLE | 2000020238 | Functional | Others
25194 | Machind Phc | BLOOD DONOR COUCH | MODEL NOT AVAILABLE | 3000209447 | Functional | Others
25195 | Abhaneri Phc | Glucometer | Model not available | 3000081225 | Non Functional Repairable | Others
25196 | Kundwa Phc | SPHYGMOMANOMETER(BP APPRATUS) | MODEL NOT AVAILABLE | 3000209720 | Functional | Others
25197 | Gosunda Chc Chittorgarh | Suction Machine | Model Not Available | 3000208387 | Functional | Others
25198 | Machind Phc | Sahlis HB Meter | Model not available | 3000209451 | Functional | Others
25199 | Bassi Chc Chittorgarh | Radiant Heat Warmer | Model Not Available | 3000208158 | Functional | Others
25200 | Bassi Chc Chittorgarh | Radiant Heat Warmer | Model Not Available | 3000208159 | Functional | Others
25201 | Bassi Chc Chittorgarh | Radiant Heat Warmer | Model Not Available | 3000208160 | Functional | Others
25202 | Bassi Chc Chittorgarh | Radiant Heat Warmer | Model Not Available | 3000208161 | Functional | Others
25203 | Khandar Chc | Blood Bank Refrigerator | Model not available | 2000020245 | Functional | Others
25204 | City Dispensary Karoli | Centrifuge Machine ( 4 Tube ) | Model not available | 3000138312 | Functional | Cmho Supply
25205 | City Dispensary Karoli | Glucometer | BG-03 | 3000138313 | Functional | Cmho Supply
25206 | City Dispensary Karoli | Binocular Microscope | Model Not Available | 3000138315 | Functional | Cmho Supply
25207 | Gudaliya Phc | Binocular Microscope | Model Not Available | 3000081300 | Functional | Others
25208 | Gudaliya Phc | Glucometer | Model not available | 3000081301 | Functional | Unique Power Technologies
25209 | General Hospital Sawai Madhopur Dh | ECG Machine (Six Channel ) | Model Not Available | JBHI6494 | Functional | Others
25210 | General Hospital Sawai Madhopur Dh | ECG Machine (Six Channel ) | Model Not Available | J5A7797 | Functional | Others
25211 | Sardargarh Phc Rajsamand | SPHYGMOMANOMETER(BP APPRATUS) | MODEL NOT AVAILABLE | 3000209386 | Functional | Others
25212 | Machind Phc | Binocular Microscope | Model Not Available | 3000209482 | Functional | Others
25213 | General Hospital Sawai Madhopur Dh | SPHYGMOMANOMETER(BP APPRATUS) | MODEL NOT AVAILABLE | 62392 | Functional | Others
25214 | Relawan Phc | Blood Bank Refrigerator | Model not available | 3000208643 | Functional | Others
25215 | Sms Hospital | Intensive Care Bed | Model Not Available | X6A314031652 | Functional | Janak Healthcare Pvt Ltd
25216 | Machind Phc | Ice lined refrigerator | HBC-70 | 3000209477 | Functional | Others
25217 | Ghatol Chc | Suction Machine | Model Not Available | 3000124406 | Functional | Others
25218 | Sadar Hospital Dholpur Dh | Nebulizer | MODEL NOT AVAILABLE | 102134 | Non Functional Not Repairable | Others
25219 | Mavli Chc | Blood Cell Counter - 3 part | Horiba - ABX Micros ES 60 | 3000205231 | Functional | Others
25220 | Mavli Chc | Freezes | MODEL NOT AVAILABLE | 3000205233 | Functional | Others
25221 | Railmagra Chc | Radiant Heat Warmer | Model Not Available | 3000262548 | Functional | Others
25222 | Railmagra Chc | Multi-Para Monitor | Model not available | 3000262549 | Functional | Others
25223 | Railmagra Chc | Radiant Heat Warmer | Model Not Available | 0713/848 | Functional | Others
25224 | Railmagra Chc | Radiant Heat Warmer | Model Not Available | 0113/649 | Functional | Others
25225 | Maharana Bhopal Govt Hospital Medical Collage | Syringe Infusion Pump | SIMTEK - Infutek 405 | 2409104 | Functional | Simtek Medico Systems Pvt Ltd
25226 | Kotda Chc | Freezes | MODEL NOT AVAILABLE | 3000205553 | Functional | Others
25227 | Anandpuri Chc | Phototherepy Unit | MODEL NOT AVAILABLE | 3000207613 | Functional | Others
25228 | Surwania Chc | Binocular Microscope | Model Not Available | 3000207660 | Functional | Others
25229 | Surwania Chc | Semi Automated Chemistry Analyzer | Model not Available | 3000207661 | Functional | Others
25230 | Surwania Chc | Syringe Needle Destroyer | Nulife - Dots | 3000207663 | Functional | Others
25231 | Surwania Chc | Freezes | MODEL NOT AVAILABLE | 3000207664 | Functional | Others
25232 | Nayagaon Udaipur_Phc | Centrifuge Machine ( 8 Tube) | Model Not Available | 3000205753 | Functional | Others
25233 | Sankar Phc | SPHYGMOMANOMETER(BP APPRATUS) | MODEL NOT AVAILABLE | 484 | Functional | Others
25234 | Nayagaon Udaipur_Phc | Radiant Heat Warmer | Model Not Available | 3000205757 | Functional | Others
25235 | Nayagaon Udaipur_Phc | FOOT OPERATED SUCTION MACHINE | MODEL NOT AVAILABLE | 3000205758 | Functional | Others
25236 | Nayagaon Udaipur_Phc | Instrument Sterilizer | Model Not Available | 3000205761 | Functional | Others
25237 | Simalwara Chc | Monocular Microscope | Model not available | 3000210121 | Functional | Others
25238 | Damri Chc | Binocular Microscope | Model Not Available | 3000207976 | Functional | Others
25239 | Damri Chc | Monocular Microscope | Model not available | 3000207977 | Functional | Others
25240 | Bagidora Chc | Fetal Doppler | MODEL NOT AVAILABLE | 3000207705 | Functional | Others
25241 | Bagidora Chc | Phototherepy Unit | MODEL NOT AVAILABLE | 3000207701 | Functional | Others
25242 | Bhadaruna Phc | Hemoglobin meter | Model Not Available | 3000197141 | Functional | Others
25243 | Bagidora Chc | Suction Machine | Model Not Available | 3000207656 | Not in use | Others
25244 | General Hospital Sawai Madhopur Dh | Syringe Needle Destroyer | Microsil - ND350 | 2000020783 | Functional | Others
25245 | District Hospital Dausa Dh | Ventilator | Model Not Available | 798 | Functional | Schiller Healthcare India Pvt Ltd
25246 | Sadar Hospital Dholpur Dh | Hydraulic Operation Table | MODEL NOT AVAILABLE | 3000218131 | Non Functional Not Repairable | Others
25247 | Kulthana Phc | Blood Bank Refrigerator | Model not available | 24121364 | Functional | Others
25248 | Kulthana Phc | Glucometer | Model not available | 4207113250016140 | Functional | Others
25249 | Chotisadadi Chc | Blood Cell Counter - 3 part | Model not available | 3000130817 | Functional | Others
25250 | Kulthana Phc | SPHYGMOMANOMETER(BP APPRATUS) | MODEL NOT AVAILABLE | 3000135045 | Functional | Others
25251 | Chotisadadi Chc | Freezes | MODEL NOT AVAILABLE | 3000130820 | Functional | Others
25252 | Bambori Phc | Binocular Microscope | AMT 5A | 3000135184 | Functional | Others
25253 | Bagadmev Phc Alwar | Radiant Heat Warmer | Zeal - RHW 2101A | RHW2101A/0913/1782 | Functional | Cmho Supply
25254 | Nasirda Phc | Spot Light ( Portable ) | Model Not Available | 3000080301 | Functional | Others
25255 | Bhadesar Chc | Nebulizer | MODEL NOT AVAILABLE | 3000208109 | Functional | Others
25256 | Saloda Phc | Weighing Machine | Victoria DX | 3000209459 | Functional | Others
25257 | Sadar Hospital Dholpur Dh | Phototherepy Unit | MODEL NOT AVAILABLE | 2000026052 | Functional | Others
25258 | Bhadesar Chc | SPHYGMOMANOMETER(BP APPRATUS) | MODEL NOT AVAILABLE | 3000208110 | Functional | Others
25259 | Bhadesar Chc | SPHYGMOMANOMETER(BP APPRATUS) | MODEL NOT AVAILABLE | 3000208111 | Functional | Others
25260 | B.D.K. Hospital Jhunjhunu Dh | SPHYGMOMANOMETER(BP APPRATUS) | MODEL NOT AVAILABLE | 2000019162 | Functional | Others
25261 | Ghatol Chc | Pulse Oxymeter | Comet - P (L and T) | 3000124394 | Functional | Others
25262 | Khandar Chc | Semi Automated Chemistry Analyzer | Model not Available | 2000020232 | Functional | Others
25263 | Nikumbh Chc Chittorgarh | Freezes | MODEL NOT AVAILABLE | 3000208130 | Functional | Others
25264 | B.D.K. Hospital Jhunjhunu Dh | SPHYGMOMANOMETER(BP APPRATUS) | MODEL NOT AVAILABLE | 2000019165 | Functional | Others
25265 | Khandar Chc | ECG Machine (Single Channel) | Medicaid - Cardio Fax | 2000020235 | Functional | Others
25266 | Singhpur Phc | Freezes | MODEL NOT AVAILABLE | 3000199187 | Functional | Others
25267 | Singhpur Phc | Freezes | MODEL NOT AVAILABLE | 3000199189 | Functional | Others
25268 | Singhpur Phc | SPHYGMOMANOMETER(BP APPRATUS) | MODEL NOT AVAILABLE | 3000199188 | Functional | Others
25269 | Singhpur Phc | Binocular Microscope | Model Not Available | 3000199192 | Functional | Others
25270 | Kushalgarh Chc | Hot Air Oven | Model not available | 3000207809 | Functional | Others
25271 | Railmagra Chc | Phototherepy Unit | Fenam, Bilitron Sky 5006 | 3000262556 | Functional | Others
25272 | Railmagra Chc | Blood Cell Counter - 3 part | Model not available | 3000262566 | Functional | Others
25273 | Kushalgarh Chc | Autoclave | Model not available | 3000207802 | Functional | Others
25274 | Kotda Chc | ECG Machine (Single Channel) | MODEL NOT AVAILABLE | 98134271 | Functional | Others
25275 | Kushalgarh Chc | Pulse Oxymeter | Model Not Available | 3000207804 | Functional | Others
25276 | Kotda Chc | Phototherepy Unit | MODEL NOT AVAILABLE | 3000205571 | Functional | Others
25277 | Kotda Chc | Fetal Doppler | MODEL NOT AVAILABLE | 3000205562 | Functional | Others
25278 | Anandpuri Chc | Binocular Microscope | Model Not Available | 3000207619 | Functional | Others
25279 | Anandpuri Chc | Binocular Microscope | Model Not Available | 3000207620 | Functional | Others
25280 | Anandpuri Chc | Binocular Microscope | Model Not Available | 3000207621 | Functional | Others
25281 | Anandpuri Chc | Incubator | MODEL NOT AVAILABLE | 3000207622 | Functional | Others
25282 | Khemli Chc | Syringe Needle Destroyer | Model not available | 3000198006 | Functional | Others
25283 | Choti Sarwan Chc | Freezes | MODEL NOT AVAILABLE | 3000207823 | Functional | Others
25284 | Seriya Phc | Freezes | MODEL NOT AVAILABLE | 3000205826 | Functional | Others
25285 | Seriya Phc | Freezes | MODEL NOT AVAILABLE | 3000205836 | Functional | Others
25286 | Khemli Chc | Weighing Machine | MODEL NOT AVAILABLE | 3000198010 | Functional | Others
25287 | Gari Chc | Centrifuge Machine ( 4 Tube ) | Model not available | 3000124462 | Functional | Others
25288 | Kherwada Chc | Autoclave | Model not available | 3000204459 | Functional | Others
25289 | Govindgarh Chc Jaipur | Ice lined refrigerator | Model Not Available | BC07C06245 | Functional | Cmho Supply
25290 | Andhi Chc | Freezes | MODEL NOT AVAILABLE | 91009897 | Functional | Others
25291 | Govindgarh Chc Jaipur | Hemoglobin meter | HB 301 | 3000222395 | Functional | Cmho Supply
25292 | Govindgarh Chc Jaipur | Oxygen Concentrator | Model Not Available | AXTC0B4834 | Functional | Cmho Supply
25293 | Bhainsada Khurd Phc | Binocular Microscope | Model Not Available | 3000205157 | Functional | Others
25294 | Amet Chc | Monocular Microscope | Model not available | 3000209309 | Functional | Others
25295 | Jhilay Phc | Spot Light ( Portable ) | Model Not Available | 3000080372 | Functional | Others
25296 | S K Hospital Sikar Dh | Syringe Needle Destroyer | Model not available | 3000204777 | Functional | Others
25297 | Nagarfort Phc | FOOT OPERATED SUCTION MACHINE | MODEL NOT AVAILABLE | 3000080319 | Functional | Others
25298 | Bagadmev Phc Alwar | Syringe Needle Destroyer | Microsil ND 20 | 2000021347 | Functional | Others
25299 | Bambori Phc | Ice lined refrigerator | Model Not Available | 90506641 | Functional | Others
25300 | Bambori Phc | Defibrillator | MODEL NOT AVAILABLE | 3000135195 | Functional | Others
25301 | Haldina Phc Alwar | SPHYGMOMANOMETER(BP APPRATUS) | MODEL NOT AVAILABLE | 60056 | Functional | Bhasin Sons Private Limited
25302 | Rajmahal Phc | Binocular Microscope | Model Not Available | 3000088532 | Functional | Others
25303 | Rajmahal Phc | Hemoglobin meter | Model Not Available | 3000088535 | Functional | Others
25304 | Rajmahal Phc | Glucometer | Model not available | 3000088537 | Functional | Others
25305 | Dariba Chc | Baby Weighing Machine | Model Not Available | 3000209519 | Functional | Others
25306 | Dariba Chc | Baby Weighing Machine | Model Not Available | 3000209522 | Functional | Others
25307 | Khamnor Chc | Micropipettes | MODEL NOT AVAILABLE | 3000209416 | Functional | Others
25308 | General Hospital Sawai Madhopur Dh | Nebulizer | MODEL NOT AVAILABLE | PCB102060 | Functional | Others
25309 | Begun Chc | Glucometer | Model not available | 3000203289 | Functional | Others
25310 | Dudu Chc | 100mA X-Ray Machine | Model not available | 2000024874 | Functional | Others
25311 | Sardargarh Phc Rajsamand | Freezes | MODEL NOT AVAILABLE | 3000209403 | Functional | Others
25312 | Jhalo Ki Madar Chc | SPHYGMOMANOMETER(BP APPRATUS) | MODEL NOT AVAILABLE | 3000262475 | Functional | Others
25313 | Anta Chc | Glucometer | Model not available | 3000199500 | Functional | Others
25314 | Anta Chc | Glucometer | Model not available | 3000199526 | Functional | Others
25315 | Agria Phc | Freezes | MODEL NOT AVAILABLE | 3000209369 | Functional | Others
25316 | Khandar Chc | Autoclave | Model not available | 2000020252 | Functional | Others
25317 | Agria Phc | Binocular Microscope | Model Not Available | 3000209372 | Functional | Others
25318 | Dudu Chc | SPHYGMOMANOMETER(BP APPRATUS) | MODEL NOT AVAILABLE | 57594109 | Functional | Others
25319 | Kawantia Hospital Dh | Suction Machine | Model Not Available | 2000024716 | Functional | Others
25320 | Agria Phc | Syringe Needle Destroyer | Microsil ND 20 | 3000209385 | Functional | Others
25321 | Kaladera Chc | Incubator | MODEL NOT AVAILABLE | 3000222520 | Functional | Metro Traiding Corporation
25322 | Aanwa Phc | Centrifuge Machine ( 4 Tube ) | Model not available | 3000088546 | Functional | Others
25323 | Vassi Phc | Syringe Needle Destroyer | Model not available | 3000260008 | Functional | Others
25324 | Vassi Phc | Syringe Needle Destroyer | Model not available | 3000260009 | Functional | Others
25325 | Vassi Phc | Binocular Microscope | Model Not Available | 3000260015 | Functional | Others
25326 | Kherwada Chc | Blood Bank Refrigerator | Model not available | 3000204433 | Functional | Others
25327 | Seriya Phc | Binocular Microscope | Model Not Available | 3000205822 | Functional | Others
25328 | Seriya Phc | Binocular Microscope | Model Not Available | 3000205824 | Functional | Others
25329 | Simalwara Chc | Blood Bank Refrigerator | Model not available | 0732-01 | Functional | Others
25330 | Simalwara Chc | Blood Bank Refrigerator | Model not available | 3000210115 | Functional | Others
25331 | Chani Phc | Syringe Needle Destroyer | Model not available | 3000205736 | Functional | Others
25332 | Chani Phc | Syringe Needle Destroyer | Model not available | 3000205749 | Functional | Others
25333 | Chani Phc | Radiant Heat Warmer | Model Not Available | 3000205744 | Functional | Others
25334 | Chanderwada Phc | Syringe Needle Destroyer | Model not available | 3000207744 | Functional | Others
25335 | Kherwada Chc | Freezes | VKE204 | 3000204458 | Functional | Others
25336 | Chikhli Chc | Blood Bank Refrigerator | Model not available | 3000260148 | Functional | Others
25337 | Bawal Wara Phc | Weighing Machine | MODEL NOT AVAILABLE | 3000205950 | Functional | Others
25338 | Bawal Wara Phc | Autoclave | Model not available | 3000205952 | Functional | Others
25339 | Jawas Phc | Radiant Heat Warmer | Model Not Available | 3000205724 | Functional | Others
25340 | Rewtra Phc | Centrifuge Machine ( 4 Tube ) | Model not available | 3000119478 | Functional | Remi Electrotechnik Ltd
25341 | Rampura Dabri Phc | Baby Weighing Machine | Model Not Available | 3000085666 | Functional | Others
25342 | Jawas Phc | Instrument Sterilizer | Model Not Available | 3000205732 | Functional | Others
25343 | Bichiwara Chc | Radiant Heat Warmer | Zeal - RHW 2101A | 3000210188 | Functional | Others
25344 | Rampura Dabri Phc | Ice lined refrigerator | Model Not Available | 90406022 | Functional | Others
25345 | Rewtra Phc | Blood Bank Refrigerator | Model not available | BE04G4E2600B2A800092 | Functional | Haier Appliances India Pvt
25346 | Kagmala Phc | SPHYGMOMANOMETER(BP APPRATUS) | MODEL NOT AVAILABLE | 31541 | Functional | Others
25347 | Singhpur Phc | Binocular Microscope | Model Not Available | 3000199194 | Functional | Others
25348 | Singhpur Phc | Glucometer | Model not available | 3000199195 | Functional | Others
25349 | Singhpur Phc | Glucometer | Model not available | 3000199196 | Functional | Others
25350 | Nikumbh Chc Chittorgarh | SPHYGMOMANOMETER(BP APPRATUS) | MODEL NOT AVAILABLE | 3000208134 | Functional | Others
25351 | Khandar Chc | Labour Table | Model Not Available | 2000020242 | Functional | Others
25352 | Nikumbh Chc Chittorgarh | Baby Weighing Machine | Model Not Available | 3000208135 | Functional | Others
25353 | Gosunda Chc Chittorgarh | Ice lined refrigerator | Model Not Available | 3000208393 | Functional | Others
25354 | Gosunda Chc Chittorgarh | Freezes | MODEL NOT AVAILABLE | 3000208394 | Functional | Others
25355 | Bassi Chc Chittorgarh | Phototherepy Unit | MODEL NOT AVAILABLE | 3000208162 | Functional | Others
25356 | City Dispensary Karoli | Hemoglobin meter | Model Not Available | 3000138310 | Functional | Cmho Supply
25357 | City Dispensary Karoli | Hemoglobin meter | Model Not Available | 3000138311 | Functional | Cmho Supply
25358 | City Dispensary Karoli | Glucometer | BG-03 | 3000138314 | Non Functional Repairable | Cmho Supply
25359 | Kawantia Hospital Dh | Hydraulic Operation Table | MODEL NOT AVAILABLE | 2000024620 | Functional | Rhsdp Supply
25360 | Sms Hospital | Suction Machine | Model Not Available | 3000085025 | Functional | Others
25361 | Sms Hospital | Defibrillator with Cardiac Monitor | Model Not Available | ME014E004308 | Functional | Schiller Healthcare India Pvt Ltd
25362 | Kawantia Hospital Dh | ECG Machine (Twelve Channel ) | Welch Allyn CP-200 | sl2012030lrt | Functional | Labindia Healthcare India Pvt Ltd
25363 | Sms Hospital | Defibrillator with Cardiac Monitor | Model Not Available | ME014E04311 | Functional | Schiller Healthcare India Pvt Ltd
25364 | General Hospital Sawai Madhopur Dh | ECG Machine (Six Channel ) | Model Not Available | AVMLOGI6036 | Functional | Others
25365 | Relawan Phc | Radiant Heat Warmer | Model Not Available | 3000208637 | Functional | Others
25366 | Relawan Phc | Radiant Heat Warmer | Model Not Available | 3000208638 | Functional | Others
25367 | Sms Hospital | Syringe Infusion Pump | Model not available | 20049 | Functional | Others
25368 | Relawan Phc | Glucometer | Model not available | 3000208636 | Functional | Others
25369 | General Hospital Sawai Madhopur Dh | ECG Machine (Six Channel ) | Model Not Available | EISHSO0003 | Functional | Others
25370 | Sms Hospital | Syringe Infusion Pump | Allied - Syrn 200 | ASSVRN201420014 | Functional | Alleid Medical Limited
25371 | Modi Phc | Syringe Needle Destroyer | Model not available | 3000204212 | Functional | Others
25372 | Modi Phc | Syringe Needle Destroyer | Model not available | 3000204213 | Functional | Others
25373 | Bhabrana Phc | SPHYGMOMANOMETER(BP APPRATUS) | MODEL NOT AVAILABLE | 3000205857 | Functional | Others
25374 | Mcwc Ramganj Jaipur | Syringe Needle Destroyer | Model not available | 0728071-08 | Functional | Others
25375 | Mcwc Ramganj Jaipur | Binocular Microscope | Model Not Available | 3000140635 | Functional | Others
25376 | Mcwc Ramganj Jaipur | Glucometer | Model not available | GO2A1211804378 | Functional | Others
25377 | Bedla Phc | SPHYGMOMANOMETER(BP APPRATUS) | MODEL NOT AVAILABLE | 3000205131 | Functional | Others
25378 | Rbm Hospital Bharatpur Dh | Ultra Sonography (USG) & Colour Dopler Machine | Median - Sono Scape A - 8 | 18009893 | Functional | Medion Healthcare Pvt Ltd
25379 | Bagidora Chc | ECG Machine (Single Channel) | Model Not Available | 3000207704 | Functional | Others
25380 | Sanchor Chc | Hemoglobin meter | Model Not Available | 1342813040 | Functional | Others
25381 | Kelwa Chc | Spot Light ( Portable ) | Model Not Available | 3000209306 | Functional | Others
25382 | Bhadaruna Phc | Ice lined refrigerator | HBC-70 | BE07F4E0N00B2A8P0004 | Functional | Haier Appliances India Pvt
25383 | Bhadaruna Phc | Blood Bank Refrigerator | Model not available | 3000197144 | Functional | Haier Appliances India Pvt
25384 | Sanchor Chc | Freezes | MODEL NOT AVAILABLE | 54013 | Functional | Others
25385 | Nogama Phc | Centrifuge Machine ( 4 Tube ) | Model not available | 3000207719 | Functional | Others
25386 | Jetana Phc | Centrifuge Machine ( 4 Tube ) | Model not available | 3000205859 | Functional | Others
25387 | Amet Chc | Fetal Doppler | MODEL NOT AVAILABLE | 3000209326 | Functional | Others
25388 | Chandu Ji Ka Gara Phc | Centrifuge Machine ( 4 Tube ) | Model not available | 3000207465 | Functional | Others
25389 | Chandu Ji Ka Gara Phc | Syringe Needle Destroyer | Nulife - Dots | 29249 | Functional | Others
25390 | Chandu Ji Ka Gara Phc | Suction Machine | Model Not Available | 3000207467 | Functional | Others
25391 | Karana Phc | Baby Weighing Machine | Model Not Available | 2000021554 | Functional | Surgicoin Medequip Pvt Ltd
25392 | Amet Chc | FOGGING MACHINE | MODEL NOT AVAILABLE | 3000209340 | Functional | Others
25393 | Mcwc Chora Rasta Jaipur | Hydraulic Operation Table | MODEL NOT AVAILABLE | 3000086960 | Functional | Others
25394 | Balicha Phc | SPHYGMOMANOMETER(BP APPRATUS-Digital) | Model Not Available | 3000205795 | Functional | Others
25395 | Tambesra Phc | Colorimeter | MODEL NOT AVAILABLE | 3000207351 | Functional | Others
25396 | Bichiwara Chc | Hot Air Oven | Model not available | 3000210180 | Functional | Others
25397 | Tambesra Phc | Monocular Microscope | Model not available | 3000207728 | Functional | Others
25398 | Dunguriya Phc | Monocular Microscope | Model not available | 3000207193 | Functional | Others
25399 | Hasteda Phc | Baby Weighing Machine | Model Not Available | 3000222450 | Functional | Others
25400 | Masaro Ki Ovri Phc | Syringe Needle Destroyer | Model not available | 3000198155 | Functional | Others
25401 | Khandar Chc | Cold Light Source | MODEL NOT AVAILABLE | 905075 | Functional | Others
25402 | Sirsi Phc | Syringe Needle Destroyer | Nulife - Dots | NBSDO7255446 | Functional | Mrk Healthcare Pvt Ltd Delhi
25403 | Sareri Badi Chc | Centrifuge Machine ( 4 Tube ) | Model not available | 3000207219 | Functional | Others
25404 | Zilola Phc | SPHYGMOMANOMETER(BP APPRATUS) | MODEL NOT AVAILABLE | 3000209353 | Functional | Others
25405 | Sareri Badi Chc | Sahlis HB Meter | Model not available | 3000207231 | Functional | Others
25406 | Kelwara Chc | Radiant Heat Warmer | Model Not Available | 3000208543 | Functional | Others
25407 | Kelwara Chc | Radiant Heat Warmer | Model Not Available | 3000208536 | Functional | Others
25408 | Kelwara Chc | Radiant Heat Warmer | Model Not Available | 3000208534 | Functional | Others
25409 | Kelwara Chc | Phototherepy Unit | MODEL NOT AVAILABLE | 3000208537 | Functional | Others
25410 | Kelwara Chc | Phototherepy Unit | MODEL NOT AVAILABLE | 3000208538 | Functional | Others
25411 | Kelwara Chc | Centrifuge Machine ( 12 Tube ) | Model Not Available | 3000208521 | Functional | Others
25412 | Kelwara Chc | Centrifuge Machine ( 12 Tube ) | Model Not Available | 3000208522 | Functional | Others
25413 | Zilola Phc | Radiant Heat Warmer | Zeal - RHW 2101A | 3000209358 | Functional | Others
25414 | Kelwara Chc | Water Bath | Model not available | 3000208524 | Functional | Others
25415 | Kun Phc | Baby Weighing Machine | Model Not Available | 3000204341 | Functional | Others
25416 | Hasteda Phc | Freezes | MODEL NOT AVAILABLE | 3000222444 | Functional | Others
25417 | Hasteda Phc | SPHYGMOMANOMETER(BP APPRATUS) | MODEL NOT AVAILABLE | 3000222445 | Functional | Others
25418 | Chota Dungara Chc | Semi Automated Chemistry Analyzer | CPC - STAT FAX 3300 | 3000207934 | Functional | Others
25419 | Amer Chc | Defibrillator with Cardiac Monitor | Concept | CI0608R95 | Functional | Concept Integration
25420 | General Hospital Sawai Madhopur Dh | Pulse Oxymeter | Model Not Available | 2000020918 | Functional | Others
25421 | Chota Dungara Chc | Radiant Heat Warmer | Model Not Available | 3000207928 | Functional | Others
25422 | Chithwari Phc | Binocular Microscope | Model Not Available | 3000222401 | Functional | Others
25423 | Chithwari Phc | Suction Machine | Model Not Available | 3000222402 | Functional | Others
25424 | Sawa Chc | 100mA X-Ray Machine | Model not available | 3000203359 | Functional | Others
25425 | Niwana Phc | Syringe Needle Destroyer | Model not available | 3000222433 | Functional | Cmho Supply
25426 | Andhi Chc | Freezes | MODEL NOT AVAILABLE | BE04G4E260082A5 | Functional | Others
25427 | Govindgarh Chc Jaipur | Fiberoptic Laryngoscope | Model Not Available | 3000222832 | Functional | Others
25428 | Govindgarh Chc Jaipur | Nebulizer | MODEL NOT AVAILABLE | 3000222366 | Functional | Others
25429 | Govindgarh Chc Jaipur | Spot Light ( Portable ) | Model Not Available | 3000222400 | Functional | Cmho Supply
25430 | Bhabrana Phc | Radiant Heat Warmer | Zeal - RHW 2101A | 3000205841 | Functional | Others
25431 | Govindgarh Chc Jaipur | Instrument Sterilizer | Model Not Available | 3000222835 | Functional | Others
25432 | Bhabrana Phc | Binocular Microscope | Model Not Available | 3000205847 | Functional | Others
25433 | Bhabrana Phc | Binocular Microscope | Model Not Available | 3000205848 | Functional | Others
25434 | Bedla Phc | FOOT OPERATED SUCTION MACHINE | MODEL NOT AVAILABLE | 30000205134 | Functional | Others
25435 | Bedla Phc | Syringe Needle Destroyer | Model not available | 3000205135 | Functional | Others
25436 | Mcwc Chora Rasta Jaipur | Freezes | MODEL NOT AVAILABLE | 91005165 | Functional | Others
25437 | Mcwc Chora Rasta Jaipur | Syringe Needle Destroyer | Model not available | NBSD0725076 | Functional | Others
25438 | Balicha Phc | Binocular Microscope | Model Not Available | 3000205791 | Functional | Others
25439 | Bhainslana Phc | Syringe Needle Destroyer | Model not available | 3000222780 | Functional | Others
25440 | Bhainslana Phc | Instrument Sterilizer | Model Not Available | 3000222483 | Functional | Others
25441 | Tambesra Phc | Monocular Microscope | Model not available | 3000207727 | Functional | Others
25442 | Palana Kala Phc | SPHYGMOMANOMETER(BP APPRATUS) | MODEL NOT AVAILABLE | 3000205188 | Functional | Others
25443 | Palana Kala Phc | SPHYGMOMANOMETER(BP APPRATUS) | MODEL NOT AVAILABLE | 3000205189 | Functional | Others
25444 | Palana Kala Phc | SPHYGMOMANOMETER(BP APPRATUS) | MODEL NOT AVAILABLE | 3000205195 | Functional | Others
25445 | Bichiwara Chc | Freezes | MODEL NOT AVAILABLE | 3000210183 | Functional | Others
25446 | Dunguriya Phc | Instrument Sterilizer | Model Not Available | 3000207195 | Functional | Others
25447 | Bawal Wara Phc | Syringe Needle Destroyer | Model not available | 3000205939 | Functional | Others
25448 | Kohala Phc | Suction Machine | Model Not Available | 3000124424 | Functional | Others
25449 | Pai Phc | Ice lined refrigerator | Model Not Available | 3000204261 | Functional | Others
25450 | Chikhli Chc | Blood Cell Counter - 3 part | Horiba - ABX Micros ES 60 | 3000260141 | Functional | Others
25451 | Modi Phc | Syringe Needle Destroyer | Model not available | 3000204214 | Functional | Others
25452 | Sms Hospital | ECG Machine (Six Channel ) | Pisces A-103 | 14110648T0044 | Functional | Alleid Medical Limited
25453 | Begun Chc | Dental X-Ray Machine | Model Not Available | 3000203278 | Functional | Others
25454 | Bapi Phc | Freezes | MODEL NOT AVAILABLE | 3000081052 | Functional | Others
25455 | Sms Hospital | Syringe Infusion Pump | Allied - Syrn 200 | ASSYRN2014120015 | Functional | Alleid Medical Limited
25456 | General Hospital Sawai Madhopur Dh | Defibrillator | MODEL NOT AVAILABLE | 98101059 | Functional | Others
25457 | Sms Hospital | Intensive Care Bed | Model Not Available | X6A314031608 | Functional | Janak Healthcare Pvt Ltd
25458 | General Hospital Sawai Madhopur Dh | Syringe Needle Destroyer | Model not available | NBH5DO710469 | Functional | Others
25459 | Sms Hospital | Intensive Care Bed | Model Not Available | X6A314011145 | Functional | Janak Healthcare Pvt Ltd
25460 | Modi Phc | Binocular Microscope | Model Not Available | 3000204215 | Functional | Others
25461 | Modi Phc | Binocular Microscope | Model Not Available | 3000204216 | Functional | Others
25462 | Modi Phc | Binocular Microscope | Model Not Available | 3000204217 | Functional | Others
25463 | Modi Phc | Binocular Microscope | Model Not Available | 3000204218 | Functional | Others
25464 | Sms Hospital | Intensive Care Bed | Model Not Available | X6A314031622 | Functional | Janak Healthcare Pvt Ltd
25465 | Sms Hospital | Intensive Care Bed | Model Not Available | X6A314031616 | Functional | Janak Healthcare Pvt Ltd
25466 | Begun Chc | Pulse Oxymeter | Model Not Available | 300203298 | Functional | Others
25467 | Jhalo Ki Madar Chc | Ice lined refrigerator | MK - 142 | 3000262473 | Functional | Others
25468 | Begun Chc | Autoclave | Model not available | 3000203299 | Functional | Others
25469 | Jhalo Ki Madar Chc | Blood Bank Refrigerator | Model not available | 3000262474 | Functional | Others
25470 | Jhalo Ki Madar Chc | Radiant Heat Warmer | Meditrin - Heat Warmer | 3000262471 | Functional | Others
25471 | Anta Chc | ECG Machine (Three Channel ) | Model Not Available | 3000199502 | Functional | Others
25472 | Anta Chc | ECG Machine (Three Channel ) | Model Not Available | 3000199503 | Functional | Others
25473 | Talwara Chc | Pulse Oxymeter | Model Not Available | 3000207866 | Functional | Others
25474 | Sms Hospital | Centrifuge Machine (36 Tubes) | REMI - R 23 | VCEN-7294 | Functional | Remi Electrotechnik Ltd
25475 | Agria Phc | Baby Weighing Machine | Model Not Available | 3000209378 | Functional | Others
25476 | Sms Hospital | Fully Automated Clinical Chemistry Analyzer | Beckman Coulter - AU 680 | 2015013717 | Functional | Beckman Coulter India Pvt Ltd
25477 | Kagmala Phc | Binocular Microscope | Microlux - 16 | 12D-12627 | Functional | Cmho Supply
25478 | Bhungara Phc | Centrifuge Machine ( 4 Tube ) | Model not available | 3000207893 | Functional | Others
25479 | Kagmala Phc | Radiant Heat Warmer | Zeal - RHW 2101A | 3000119830 | Functional | Zeal Medical Pvt Ltd
25480 | Rajnota Phc | Binocular Microscope | Model Not Available | 3000085743 | Functional | Others
25481 | Damri Chc | Semi Automated Chemistry Analyzer | Model not Available | 33006753 | Functional | Others
25482 | Kagmala Phc | Labour Table | Model Not Available | 3000119833 | Functional | Cognate India
25483 | Bichiwara Chc | Ice lined refrigerator | Model Not Available | 3000210202 | Functional | Others
25484 | Kagmala Phc | Suction Machine | Model Not Available | 3000119834 | Functional | Others
25485 | Rajnota Phc | Labour Table | Model Not Available | 3000085747 | Functional | Others
25486 | Rajnota Phc | FOOT OPERATED SUCTION MACHINE | MODEL NOT AVAILABLE | 3000085748 | Functional | Others
25487 | Kagmala Phc | Syringe Needle Destroyer | Microsil - ND350 | 3000119835 | Functional | Cmho Supply
25488 | Rajnota Phc | SPHYGMOMANOMETER(BP APPRATUS) | MODEL NOT AVAILABLE | 3000085750 | Functional | Others
25489 | Bhimpur Phc | STABILIZER | MODEL NOT AVAILABLE | 3000207457 | Functional | Others
25490 | Bhimpur Phc | Suction Machine | Model Not Available | 3000207454 | Functional | Others
25491 | Bandanwari Phc | FOOT OPERATED SUCTION MACHINE | MODEL NOT AVAILABLE | 3000119272 | Functional | Others
25492 | Sayla Chc | Binocular Microscope | Model Not Available | 3000119445 | Functional | Others
25493 | Bandanwari Phc | Syringe Needle Destroyer | Model not available | 3000119276 | Functional | Others
25494 | Bandanwari Phc | Hemoglobin meter | Model Not Available | 3000119277 | Functional | Others
25495 | Sayla Chc | Blood Cell Counter - 3 part | Horiba - ABX Micros ES 60 | 305ES0H05600 | Functional | Horiba India Pvt Ltd
25496 | Bandanwari Phc | Ice lined refrigerator | Model Not Available | 25000348 | Functional | Others
25497 | Lewada Phc Bharatpur | Syringe Needle Destroyer | Model not available | 3000207580 | Functional | Others
25498 | Bandanwari Phc | Freezes | MODEL NOT AVAILABLE | 3000119284 | Functional | Others
25499 | Sayla Chc | Hemoglobin meter | HB 301 | 1342813232 | Functional | Hemocue India
25500 | Kasarwadi Phc | Binocular Microscope | Leica ATC 2000 | 3000207943 | Functional | Others
25501 | Devda Phc | Centrifuge Machine ( 4 Tube ) | Model not available | 3000207308 | Functional | Others
25502 | Devda Phc | Blood Bank Refrigerator | Model not available | 3000207314 | Functional | Others
25503 | S K Hospital Sikar Dh | Ventilator | Model Not Available | 3000204793 | Functional | Others
25504 | S K Hospital Sikar Dh | Binocular Microscope | Model Not Available | 3000204776 | Functional | Others
25505 | City Dispensary Housing Board Colony | Autoclave | Model not available | 2000023270 | Functional | Others
25506 | Datwas Phc | Monocular Microscope | Model not available | 3000080346 | Functional | Others
25507 | Gothra Phc | FOOT OPERATED SUCTION MACHINE | MODEL NOT AVAILABLE | 2000019957 | Functional | Others
25508 | Chotisadadi Chc | Suction Machine | Model Not Available | 3000130836 | Functional | Others
25509 | Chotisadadi Chc | ELECTRIC OT TABLE | MODEL NOT AVAILABLE | 3000130840 | Functional | Others
25510 | Chotisadadi Chc | Autoclave | Model not available | 3000130843 | Functional | Others
25511 | Dispensary Mansarover Kiranpath City | Syringe Needle Destroyer | Microsil - ND350 | 7218 | Functional | Others
25512 | Dispensary Mansarover Kiranpath City | Weighing Machine | Microlux - 16 | BJ13169 | Functional | Others
25513 | Dispensary Mansarover Kiranpath City | Syringe Needle Destroyer | Model not available | 2000024263 | Functional | Others
25514 | Dariba Chc | Spot Light ( Portable ) | Model Not Available | 3000209521 | Functional | Others
25515 | Sawa Chc | Freezes | MODEL NOT AVAILABLE | 3000203361 | Functional | Others
25516 | Sms Hospital | Defibrillator with Cardiac Monitor | Model Not Available | M014E004314 | Functional | Schiller Healthcare India Pvt Ltd
25517 | Sms Hospital | Syringe Infusion Pump | Allied - Syrn 200 | ASSYN2014040175 | Functional | Alleid Medical Limited
25518 | Jhajhr Phc | Syringe Needle Destroyer | Model not available | 2000019946 | Functional | Others
25519 | Sms Hospital | Intensive Care Bed | Model Not Available | X6A314100381 | Functional | Janak Healthcare Pvt Ltd
25520 | Jhajhr Phc | Syringe Needle Destroyer | Model not available | 5182 | Functional | Others
25521 | Sms Hospital | Ventilator | Model Not Available | THC12680 | Functional | Schiller Healthcare India Pvt Ltd
25522 | Jhajhr Phc | Instrument Sterilizer | Model Not Available | 0413/APRIL2009 | Functional | Others
25523 | Sms Hospital | Intensive Care Bed | Model Not Available | X6A314100488 | Functional | Janak Healthcare Pvt Ltd
25524 | Jhajhr Phc | Syringe Needle Destroyer | Model not available | 2000019933 | Functional | Others
25525 | Sms Hospital | Defibrillator with Cardiac Monitor | Model Not Available | M014E005687 | Functional | Schiller Healthcare India Pvt Ltd
25526 | Sawa Chc | Binocular Microscope | Model Not Available | 3000203375 | Functional | Others
25527 | Amarsar Chc | Suction Machine | Model Not Available | 9J1898 | Functional | Others
25528 | Boheda Phc | Suction Machine | Model Not Available | 3000199051 | Functional | Others
25529 | Semari Chc | Fetal Doppler | MODEL NOT AVAILABLE | 2012FQ373 | Functional | Others
25530 | Govt Hospital Sagwara Sdh | Autoclave | Model not available | 21a31 | Functional | Others
25531 | Kishangarh Renwal Chc | Nebulizer | Nuneb Pro | PCB120022 | Functional | Mrk Healthcare Pvt Ltd Delhi
25532 | Govt Hospital Sagwara Sdh | Hot Air Oven | Model not available | 3000210412 | Functional | Others
25533 | Kushalgarh Chc | Blood Bank Refrigerator | Model not available | 3000207810 | Functional | Others
25534 | Malwa Ka Chora Phc | Instrument Sterilizer | Model Not Available | 3000205679 | Functional | Others
25535 | Malwa Ka Chora Phc | Instrument Sterilizer | Model Not Available | 3000205680 | Functional | Others
25536 | Kushalgarh Chc | Incubator | MODEL NOT AVAILABLE | 3000207811 | Functional | Others
25537 | Govt Hospital Sagwara Sdh | Blood Cell Counter - 5 part | Model not available | 3000260240 | Functional | Others
25538 | Govt Hospital Sagwara Sdh | Hemoglobin meter | HB 301 | 13413105 | Functional | Others
25539 | Mavli Chc | Syringe Needle Destroyer | Model not available | 3000205234 | Functional | Others
25540 | Mavli Chc | Glucometer | Model not available | 3000205236 | Functional | Others
25541 | Kushalgarh Chc | Blood Bank Refrigerator | Model not available | 3000207811 | Functional | Others
25542 | Mavli Chc | Binocular Microscope | Model Not Available | 3000205237 | Functional | Others
25543 | Govt Hospital Sagwara Sdh | Blood Bank Refrigerator | Model not available | 773 | Functional | Others
25544 | Govt Hospital Sagwara Sdh | Blood Bank Refrigerator | Model not available | 3000260290 | Functional | Others
25545 | Kotda Chc | Baby Weighing Machine | Model Not Available | 3000205564 | Functional | Others
25546 | Anandpuri Chc | Semi Automated Chemistry Analyzer | CPC - STAT FAX 3300 | 3000207617 | Functional | Others
25547 | Anandpuri Chc | Hot Air Oven | Model not available | 3000207623 | Functional | Others
25548 | Palana Kala Phc | Binocular Microscope | Model Not Available | 3000205198 | Functional | Others
25549 | Palana Kala Phc | Binocular Microscope | Model Not Available | 3000205200 | Functional | Others
25550 | Raniwada Chc | O.T. Light Single Dome | BPL - OG 4203 | 3000056968 | Functional | Bpl Medical Technologies
25551 | Raniwada Chc | Autoclave | Model not available | 2210 | Functional | Others
25552 | Raniwada Chc | Defibrillator | MODEL NOT AVAILABLE | 313D394 | Functional | Others
25553 | Bichiwara Chc | Monocular Microscope | Monocular - M L W | 3000210195 | Functional | Others
25554 | Kohala Phc | Binocular Microscope | Model Not Available | 3000124420 | Functional | Others
25555 | Agria Phc | Labour Table | Model Not Available | 3000209380 | Functional | Others
25556 | Dudu Chc | Pulse Oxymeter | Comet - P (L and T) | C11P2081 | Functional | Others
25557 | Begun Chc | Baby Weighing Machine | Model Not Available | 3000203305 | Functional | Others
25558 | Dudu Chc | Blood Bank Refrigerator | MF114 | 91010610 | Functional | Vestfrost Solutions
25559 | Jolana Chc | Blood Cell Counter - 3 part | Horiba - ABX Micros ES 60 | 3000207473 | Functional | Others
25560 | Masaro Ki Ovri Phc | Syringe Needle Destroyer | Model not available | 3000198151 | Functional | Others
25561 | Gudhakatla Phc | Glucometer | Model not available | 3000081811 | Functional | Others
25562 | Dudu Chc | Boyles Apparatus | MODEL NOT AVAILABLE | 2000024892 | Functional | Medical Engineers Delhi
25563 | Hasteda Phc | Weighing Machine | MODEL NOT AVAILABLE | 3000222442 | Functional | Others
25564 | Balaheri Phc | SPHYGMOMANOMETER(BP APPRATUS) | MODEL NOT AVAILABLE | 3000081665 | Functional | Others
25565 | Balaheri Phc | Baby Weighing Machine | Model Not Available | 3000081660 | Functional | Others
25566 | Dudu Chc | Phototherepy Unit | MODEL NOT AVAILABLE | NRHM/PT09/6 | Functional | Meditrin Instruments
25567 | Begun Chc | FOGGING MACHINE | MODEL NOT AVAILABLE | 3000203340 | Functional | Others
25568 | Kelwara Chc | Fetal Doppler | MODEL NOT AVAILABLE | 3000208542 | Functional | Others
25569 | Kheroda Phc | Radiant Heat Warmer | Model Not Available | 3000052872 | Functional | Others
25570 | Zilola Phc | Spot Light ( Portable ) | Model Not Available | 3000209359 | Functional | Others
25571 | Dhamana Phc | Syringe Needle Destroyer | Model not available | 3000199161 | Functional | Others
25572 | Sms Hospital | Fully Automated Clinical Chemistry Analyzer | Randox - RX IMOLA | 72010703 | Functional | Beckman Coulter India Pvt Ltd
25573 | Sareri Badi Chc | ECG Machine (Single Channel) | Model Not Available | 3000207220 | Functional | Others
25574 | Sms Hospital | Incubator | Yorco - YSI - 438D | 1504561 | Functional | Metro Traiding Corporation
25575 | General Hospital Sawai Madhopur Dh | SPHYGMOMANOMETER(BP APPRATUS) | MODEL NOT AVAILABLE | 2000020923 | Functional | Others
25576 | Kun Phc | Freezes | MODEL NOT AVAILABLE | 3000204343 | Functional | Others
25577 | Sms Hospital | Centrifuge Machine (36 Tubes) | REMI - R 23 | ZBCN-08324 | Functional | Remi Electrotechnik Ltd
25578 | Dhamana Phc | Instrument Sterilizer | Model Not Available | 3000199168 | Functional | Others
25579 | General Hospital Sawai Madhopur Dh | Suction Machine | Model Not Available | 2000020912 | Functional | Others
25580 | Kun Phc | Centrifuge Machine ( 4 Tube ) | Model not available | 3000204345 | Functional | Others
25581 | Kaladera Chc | Freezes | MODEL NOT AVAILABLE | 3000222549 | Functional | Others
25582 | Kaladera Chc | SPHYGMOMANOMETER(BP APPRATUS) | MODEL NOT AVAILABLE | 3000222542 | Functional | Others
25583 | Dispensary Malviya Nagar Sec6 City | Glucometer | Model not available | 4241115200004470 | Functional | Others
25584 | Surata Phc | Blood Bank Refrigerator | Model not available | 3000210062 | Functional | Others
25585 | Khemli Chc | 100mA X-Ray Machine | GME - GMHF-6 | 3000198007 | Functional | Others
25586 | Govindgarh Chc Jaipur | ECG Machine (Single Channel) | Model Not Available | 3000222821 | Functional | Others
25587 | Andhi Chc | O.T. Light Single Dome | MODEL NOT AVAILABLE | 3000140682 | Functional | Others
25588 | Kherwada Chc | Ice lined refrigerator | Model Not Available | 3000204469 | Functional | Others
25589 | Kherwada Chc | Ice lined refrigerator | Model Not Available | 3000204470 | Functional | Others
25590 | Kherwada Chc | Ice lined refrigerator | Model Not Available | 3000204471 | Functional | Others
25591 | Bhainsada Khurd Phc | Baby Weighing Machine | Model Not Available | 3000205150 | Functional | Others
25592 | Bhainsada Khurd Phc | Syringe Needle Destroyer | Model not available | 3000205153 | Functional | Others
25593 | Maharana Bhopal Govt Hospital Medical Collage | Syringe Infusion Pump | Model not available | 3000040188 | Non Functional Not Repairable | Meditrin Instruments
25594 | Mcwc Ramganj Jaipur | SPHYGMOMANOMETER(BP APPRATUS) | MODEL NOT AVAILABLE | 3000140625 | Functional | Others
25595 | Amet Chc | Baby Weighing Machine | Model Not Available | 3000209329 | Functional | Others
25596 | Bhainslana Phc | FOOT OPERATED SUCTION MACHINE | MODEL NOT AVAILABLE | 3000222477 | Functional | Others
25597 | Mcwc Chora Rasta Jaipur | Freezes | MODEL NOT AVAILABLE | 3000086965 | Functional | Others
25598 | Chikhli Chc | Centrifuge Machine ( 4 Tube ) | Model not available | 3000260184 | Functional | Others
25599 | Jawas Phc | Syringe Needle Destroyer | Model not available | 3000205721 | Functional | Others
25600 | Jawas Phc | Syringe Needle Destroyer | Model not available | 3000205726 | Functional | Others
25601 | Rewtra Phc | SPHYGMOMANOMETER(BP APPRATUS) | MODEL NOT AVAILABLE | 3000119475 | Functional | Others
25602 | Jawas Phc | Glucometer | Model not available | 3000205722 | Functional | Others
25603 | Jawas Phc | Baby Weighing Machine | Model Not Available | 3000205725 | Functional | Others
25604 | Sallopat Phc | Syringe Needle Destroyer | Model not available | 3000207605 | Functional | Others
25605 | Sallopat Phc | Freezes | MODEL NOT AVAILABLE | 3000207606 | Functional | Others
25606 | Bichiwara Chc | Syringe Needle Destroyer | Microsil - ND350 | 7869 | Functional | Others
25607 | Amarsar Chc | Instrument Sterilizer | Model Not Available | 11882004 | Functional | Others
25608 | Parsoli Phc Begun | Suction Machine | Model Not Available | 3000199214 | Functional | Others
25609 | Bassi Chc Chittorgarh | SPHYGMOMANOMETER(BP APPRATUS) | MODEL NOT AVAILABLE | 3000208172 | Functional | Others
25610 | Bassi Chc Chittorgarh | Incubator | MODEL NOT AVAILABLE | 3000208139 | Functional | Others
25611 | Bassi Chc Chittorgarh | 100mA X-Ray Machine | Model not available | 3000208149 | Functional | Others
25612 | Dispensary Mansarover Sec 8 City | SPHYGMOMANOMETER(BP APPRATUS) | Pagoda | 221041 | Non Functional Repairable | Cmho Supply
25613 | Dispensary Tilak Nagar City | SPHYGMOMANOMETER(BP APPRATUS) | Pagoda | 302433 | Functional | Others
25614 | Dispensary Vidhayak Nagar Jyoti Nagar City | Syringe Needle Destroyer | Model not available | 2000024175 | Functional | Others
25615 | Dispensary Purani Basti City | Syringe Needle Destroyer | Model not available | 3000087282 | Functional | Cmho Supply
25616 | Dispensary Purani Basti City | Blood Bank Refrigerator | Model not available | 3000087284 | Functional | Others
25617 | Dispensary Purani Basti City | SPHYGMOMANOMETER(BP APPRATUS) | MODEL NOT AVAILABLE | 3000087293 | Functional | Cmho Supply
25618 | Dispensary Purani Basti City | Weighing Machine | MODEL NOT AVAILABLE | 3000087294 | Functional | Cmho Supply
25619 | Setellite Hospital Banipark Satellite | Defibrillator with Cardiac Monitor | BPL - DF 2389 | 93L6126 | Functional | Bpl Medical Technologies
25620 | Sms Hospital | 500mA X-Ray Machine | Model not available | SR2H14-12-XRHA-062 | Functional | General Medical Equipment
25621 | Nayan Phc | Suction Machine | Model Not Available | 2000022616 | Functional | Cmho Supply
25622 | Mangrol Chc | Nebulizer | MODEL NOT AVAILABLE | 3000203466 | Functional | Others
25623 | Mangrol Chc | Semi Automated Chemistry Analyzer | Model not Available | 3000203438 | Functional | Others
25624 | Mangrol Chc | Baby Weighing Machine | Nulife - Dots | 3000218192 | Functional | Mrk Healthcare Pvt Ltd Delhi
25625 | Mangrol Chc | Baby Weighing Machine | Model Not Available | 3000203449 | Functional | Others
25626 | Mangrol Chc | Baby Weighing Machine | Model Not Available | 3000203470 | Functional | Others
25627 | Mangrol Chc | Baby Weighing Machine | Model Not Available | 3000203469 | Functional | Others
25628 | Mangrol Chc | Baby Weighing Machine | Model Not Available | 3000203468 | Functional | Others
25629 | Sms Hospital | MTP Suction apparatus electrically operated | MODEL NOT AVAILABLE | 3000085129 | Functional | Others
25630 | General Hospital Sawai Madhopur Dh | Hot Air Oven | Model not available | ISD5126 | Functional | Others
25631 | General Hospital Sawai Madhopur Dh | Hot Air Oven | Model not available | ISD6121 | Functional | Others
25632 | General Hospital Sawai Madhopur Dh | Hot Air Oven | Model not available | ISD2124 | Functional | Others
25633 | Seriya Phc | Blood Bank Refrigerator | Model not available | 3000205828 | Functional | Others
25634 | Chanderwada Phc | Radiant Heat Warmer | Model Not Available | 3000207749 | Functional | Others
25635 | Simalwara Chc | Radiant Heat Warmer | Zeal - RHW 2101A | 3000210133 | Functional | Others
25636 | Simalwara Chc | Radiant Heat Warmer | Zeal - RHW 2101A | 3000210132 | Functional | Others
25637 | Simalwara Chc | Radiant Heat Warmer | Zeal - RHW 2101A | 3000210131 | Functional | Others
25638 | Choti Sarwan Chc | Incubator | MODEL NOT AVAILABLE | 3000207679 | Functional | Others
25639 | Pahada Rishabhdev Phc | Blood Bank Refrigerator | Model not available | 3000205782 | Functional | Others
25640 | Pahada Rishabhdev Phc | Blood Bank Refrigerator | Model not available | 3000205783 | Functional | Others
25641 | Choti Sarwan Chc | Blood Cell Counter - 3 part | Model not available | 3000207681 | Functional | Others
25642 | Kelwa Chc | Freezes | MODEL NOT AVAILABLE | 3000209287 | Functional | Others
25643 | Bhadaruna Phc | Binocular Microscope | Microlux - 16 | 12-D-12638 | Functional | Ajay Optical India
25644 | Kelwa Chc | Sahlis HB Meter | Model not available | 3000209292 | Functional | Others
25645 | Bagidora Chc | Phototherepy Unit | MODEL NOT AVAILABLE | 3000207700 | Functional | Others
25646 | Damri Chc | ECG Machine (Single Channel) | BPL - Cardiart 108T | 3000207979 | Functional | Others
25647 | Kunwa Phc | Radiant Heat Warmer | Model Not Available | 3000260134 | Functional | Others
25648 | Kunwa Phc | Radiant Heat Warmer | Model Not Available | 3000260136 | Functional | Others
25649 | Mewara Phc | Radiant Heat Warmer | Zeal - RHW 2101A | 3000210083 | Functional | Others
25650 | Ummedabad Phc | Spot Light ( Portable ) | Model Not Available | 3000119297 | Functional | Others
25651 | Mewara Phc | Baby Weighing Machine | Model Not Available | 3000210082 | Functional | Others
25652 | Mewara Phc | Syringe Needle Destroyer | Microsil ND 20 | 3000210081 | Functional | Others
25653 | Ummedabad Phc | Binocular Microscope | Microlux - 16 | 12-D12663 | Functional | Ajay Optical India
25654 | Mewara Phc | Blood Bank Refrigerator | Model not available | 3000210080 | Functional | Others
25655 | Brwara Rajiya Phc | Binocular Microscope | Model Not Available | 3000207868 | Functional | Others
25656 | Brwara Rajiya Phc | Centrifuge Machine ( 4 Tube ) | Model not available | 3000207869 | Functional | Others
25657 | Brwara Rajiya Phc | Syringe Needle Destroyer | Model not available | 3000207871 | Functional | Others
25658 | Ghoditejpur Phc | Binocular Microscope | Labomed - Vision 2000 | 3000207881 | Functional | Others
25659 | Chotisadadi Chc | Boyles Apparatus | MODEL NOT AVAILABLE | 3000130846 | Functional | Others
25660 | Nasirda Phc | Monocular Microscope | Monocular - M L W | 2000080294 | Functional | Others
25661 | Dispensary Gandhi Nagar City | Glucometer | Model not available | 3000087040 | Functional | Others
25662 | Nasirda Phc | Glucometer | Model not available | RMDB029031 | Functional | Others
25663 | Raholi Phc | FOOT OPERATED SUCTION MACHINE | MODEL NOT AVAILABLE | 3000080339 | Functional | Others
25664 | Dispensary Gandhi Nagar City | Dental Chair Unit | Model Not Available | D-27714 | Functional | Others
25665 | B.D.K. Hospital Jhunjhunu Dh | Suction Machine | Model Not Available | 2000019121 | Functional | Anand Medicaids Pvt Ltd
25666 | Dispensary Gandhi Nagar City | 100mA X-Ray Machine | GME - GMHF-6 | 2000025395 | Functional | Others
25667 | B.D.K. Hospital Jhunjhunu Dh | Centrifuge Machine ( 4 Tube ) | REMI - C852 | 2000019732 | Functional | Remi Electrotechnik Ltd
25668 | Dispensary Gandhi Nagar City | SPHYGMOMANOMETER(BP APPRATUS) | MODEL NOT AVAILABLE | 2000025399 | Functional | Ajay Optical India
25669 | Bharawanda Phc | Monocular Microscope | Model not available | 2000020358 | Functional | Others
25670 | B.D.K. Hospital Jhunjhunu Dh | Oxygen Concentrator | BPL - OG 4203 | 6238 | Non Functional Repairable | Bpl Medical Technologies
25671 | B.D.K. Hospital Jhunjhunu Dh | Oxygen Concentrator | BPL - OG 4203 | 200001922 | Non Functional Repairable | Bpl Medical Technologies
25672 | District Sahadat Hospital Tonk Dh | Double Puncture Laparoscope with Console Unit | Model Not Available | 3000088155 | Functional | Others
25673 | Sms Hospital | Anesthesia Machine | MODEL NOT AVAILABLE | Siri006044 | Functional | Others
25674 | District Sahadat Hospital Tonk Dh | Suction Machine | Model Not Available | 1591105 | Functional | Others
25675 | District Sahadat Hospital Tonk Dh | Hydraulic Operation Table | MODEL NOT AVAILABLE | 3000088148 | Functional | Others
25676 | District Sahadat Hospital Tonk Dh | Defibrillator | MODEL NOT AVAILABLE | 3000088150 | Functional | Others
25677 | Chithwari Phc | SPHYGMOMANOMETER(BP APPRATUS) | MODEL NOT AVAILABLE | 3000222561 | Functional | Others
25678 | Chota Dungara Chc | Hot Air Oven | Model not available | 3000207933 | Functional | Others
25679 | Kun Phc | Glucometer | Model not available | 3000204347 | Functional | Others
25680 | Kun Phc | Binocular Microscope | Model Not Available | 3000204348 | Functional | Others
25681 | Chota Dungara Chc | Freezes | MODEL NOT AVAILABLE | 3000 | Functional | Others
25682 | Kun Phc | Syringe Needle Destroyer | Model not available | 3000204349 | Functional | Others
25683 | General Hospital Sawai Madhopur Dh | Syringe Infusion Pump | Model not available | 2000020911 | Functional | Others
25684 | Kun Phc | Syringe Needle Destroyer | Model not available | 3000204351 | Functional | Others
25685 | Rajeev Gandhi Govt General Hospital Alwar Dh | Suction Machine | Model Not Available | 2000023062 | Functional | Bhasin Sons Private Limited
25686 | Bawal Wara Phc | Syringe Needle Destroyer | Model not available | 3000205943 | Functional | Others
25687 | Bichiwara Chc | SPHYGMOMANOMETER(BP APPRATUS) | MODEL NOT AVAILABLE | 3000210184 | Functional | Others
25688 | Dhodsar Phc | Binocular Microscope | PZB 22 | 3000222334 | Functional | Cmho Supply
25689 | Dhodsar Phc | Baby Weighing Machine | Model Not Available | 3000222335 | Functional | Others
25690 | Chikhli Chc | Binocular Microscope | Model Not Available | 3000260183 | Functional | Others
25691 | Dhodsar Phc | Syringe Needle Destroyer | Model not available | 3000222336 | Functional | Others
25692 | Rampura Dabri Phc | Weighing Machine | MODEL NOT AVAILABLE | 3000085654 | Functional | Others
25693 | Dhodsar Phc | Syringe Needle Destroyer | Model not available | 3000222337 | Functional | Others
25694 | Ramgarh Phc Banswara | Binocular Microscope | Model Not Available | 3369 | Functional | Others
25695 | Dhodsar Phc | Weighing Machine | MODEL NOT AVAILABLE | 3000222341 | Non Functional Repairable | Others
25696 | Rewtra Phc | Binocular Microscope | Microlux - 16 | 12661 | Functional | Cmho Supply
25697 | Rewtra Phc | Syringe Needle Destroyer | Nulife - Dots | NBSD0725197 | Functional | Mrk Healthcare Pvt Ltd Delhi
25698 | Jawas Phc | Ice lined refrigerator | Model Not Available | 3000205728 | Functional | Others
25699 | Jawas Phc | Ice lined refrigerator | Model Not Available | 3000205729 | Functional | Others
25700 | Chikhli Chc | Syringe Needle Destroyer | Microsil ND 20 | 3000260185 | Functional | Others
25701 | Jawas Phc | SPHYGMOMANOMETER(BP APPRATUS) | MODEL NOT AVAILABLE | 3000205731 | Functional | Others
25702 | Chikhli Chc | Binocular Microscope | Model Not Available | 3000260186 | Functional | Others
25703 | Rampura Dabri Phc | Hemoglobin Analyzer | Model not available | 3000085661 | Functional | Others
25704 | Bichiwara Chc | Phototherepy Unit | Fenam, Bilitron Sky 5006 | 3000210192 | Functional | Others
25705 | Rewtra Phc | FOOT OPERATED SUCTION MACHINE | MODEL NOT AVAILABLE | 3000119487 | Functional | Surgicoin Medequip Pvt Ltd
25706 | Bichiwara Chc | 100mA X-Ray Machine | Model Not Available | 3000199737 | Functional | Others
25707 | Damri Chc | Blood Bank Refrigerator | Model not available | 3000207365 | Functional | Others
25708 | Rajnota Phc | Centrifuge Machine ( 4 Tube ) | Model not available | 3000085742 | Functional | Others
25709 | Kagmala Phc | FOOT OPERATED SUCTION MACHINE | MODEL NOT AVAILABLE | 3000119831 | Functional | Surgicoin Medequip Pvt Ltd
25710 | Bichiwara Chc | Pulse Oxymeter | Model Not Available | 3000210201 | Functional | Others
25711 | Nagarfort Phc | Autoclave | Model not available | 3000080322 | Functional | Others
25712 | Dispensary Mansarover Kiranpath City | Glucometer | Model not available | 2000024267 | Functional | Others
25713 | Nasirda Phc | Centrifuge Machine ( 8 Tube) | Model Not Available | 3000080295 | Functional | Others
25714 | Nasirda Phc | Instrument Sterilizer | Model Not Available | 3000080302 | Functional | Others
25715 | Bharawanda Phc | Blood Bank Refrigerator | Model not available | 2000020350 | Functional | Others
25716 | Dispensary Gandhi Nagar City | Weighing Machine | MODEL NOT AVAILABLE | 2000025400 | Functional | Others
25717 | District Sahadat Hospital Tonk Dh | Autoclave | Model not available | 3000088092 | Functional | Others
25718 | Sms Hospital | Syringe Infusion Pump | Allied - Syrn 200 | ASSYRN2014120040 | Functional | Alleid Medical Limited
25719 | Sms Hospital | Syringe Infusion Pump | Allied - Syrn 200 | ASSYRN2014120066 | Functional | Alleid Medical Limited
25720 | Rojwadi Phc | SPHYGMOMANOMETER(BP APPRATUS) | MODEL NOT AVAILABLE | 3000230876 | Functional | Others
25721 | Ganoda Chc | Centrifuge Machine ( 8 Tube) | Model Not Available | 3000207266 | Functional | Others
25722 | Bada Bhanuja Phc | SPHYGMOMANOMETER(BP APPRATUS) | MODEL NOT AVAILABLE | 3000209486 | Functional | Others
25723 | Amarsar Chc | Suction Machine | Model Not Available | 3C4396 | Functional | Cmho Supply
25724 | Jhakhal Chc | Instrument Sterilizer | Model Not Available | 2000019827 | Functional | Others
25725 | Bada Bhanuja Phc | Sahlis HB Meter | HB Meter | 3000209487 | Functional | Others
25726 | Bassi Phc Udaipur | Instrument Sterilizer | Model Not Available | 3000205811 | Functional | Others
25727 | Seswali Chc | FOOT OPERATED SUCTION MACHINE | MODEL NOT AVAILABLE | 3000203495 | Functional | Others
25728 | Kalinjara Chc | Blood Cell Counter - 3 part | Horiba - ABX Micros ES 60 | 3000207451 | Functional | Others
25729 | Bassi Phc Udaipur | FOOT OPERATED SUCTION MACHINE | MODEL NOT AVAILABLE | 3000205815 | Functional | Others
25730 | Seswali Chc | Radiant Heat Warmer | Model Not Available | 3000203477 | Functional | Others
25731 | Seswali Chc | Radiant Heat Warmer | Model Not Available | 3000203478 | Functional | Others
25732 | Seswali Chc | Phototherepy Unit | MODEL NOT AVAILABLE | 3000203479 | Functional | Others
25733 | Seswali Chc | Glucometer | Model not available | 3000203527 | Functional | Others
25734 | Seswali Chc | Centrifuge Machine ( 12 Tube ) | Model Not Available | 3000203519 | Functional | Others
25735 | Banetha Phc | Glucometer | Model not available | 3000088576 | Functional | Others
25736 | Sadar Hospital Dholpur Dh | ECG Machine (Single Channel) | Model Not Available | 508645 | Functional | Bpl Medical Technologies
25737 | Seriya Phc | SPHYGMOMANOMETER(BP APPRATUS) | MODEL NOT AVAILABLE | 3000205837 | Functional | Others
25738 | Andhi Chc | Centrifuge Machine ( 6 Tube ) | Model Not Available | 300140675 | Functional | Others
25739 | Maharana Bhopal Govt Hospital Medical Collage | FOGGING MACHINE | MODEL NOT AVAILABLE | 3000052501 | Functional | Others
25740 | Palodada Phc | Centrifuge Machine ( 4 Tube ) | Model not available | 3000198176 | Functional | Others
25741 | Mcwc Ramganj Jaipur | Centrifuge Machine ( 4 Tube ) | Model not available | 300140634 | Functional | Others
25742 | Chitrawas Phc | SPHYGMOMANOMETER(BP APPRATUS) | MODEL NOT AVAILABLE | 3000205414 | Functional | Others
25743 | Bhainslana Phc | Baby Weighing Machine | Crown | 3000222471 | Functional | Others
25744 | Mcwc Chora Rasta Jaipur | Labour Table | Model Not Available | 3000086958 | Functional | Others
25745 | Mcwc Chora Rasta Jaipur | Weighing Machine | MODEL NOT AVAILABLE | 3000086964 | Functional | Others
25746 | Mcwc Chora Rasta Jaipur | SPHYGMOMANOMETER(BP APPRATUS) | MODEL NOT AVAILABLE | 3000085966 | Functional | Others
25747 | Bhainslana Phc | SPHYGMOMANOMETER(BP APPRATUS) | MODEL NOT AVAILABLE | 3000222478 | Functional | Others
25748 | Mcwc Chora Rasta Jaipur | Single Puncture Laparoscope with Console Unit | 26034AAV | 3000086967 | Functional | Others
25749 | Rewtra Phc | Instrument Sterilizer | Model Not Available | 823 | Functional | Others
25750 | Sallopat Phc | Suction Machine | Model Not Available | 3000207607 | Functional | Others
25751 | Rewtra Phc | Ice lined refrigerator | HBC-70 | 3000119482 | Functional | Haier Appliances India Pvt
25752 | Bichiwara Chc | Incubator | MODEL NOT AVAILABLE | 737 | Functional | Others
25753 | Bhungara Phc | BLOOD DONOR COUCH | MODEL NOT AVAILABLE | 3000207894 | Functional | Others
25754 | Bichiwara Chc | O.T. Light Double Dome | MODEL NOT AVAILABLE | 3000210200 | Functional | Others
25755 | Bandanwari Phc | Weighing Machine | MODEL NOT AVAILABLE | 3000119282 | Functional | Others
25756 | Sayla Chc | Radiant Heat Warmer | Zeal - RHW 2101A | RHW2101/0114/2847 | Functional | Cmho Supply
25757 | Mokhampura Phc | Binocular Microscope | Model Not Available | 3000207830 | Functional | Others
25758 | Mokhampura Phc | Binocular Microscope | Model Not Available | 3000207831 | Functional | Others
25759 | Mokhampura Phc | Blood Bank Refrigerator | Model not available | 3000207833 | Functional | Others
25760 | Karji Phc | Centrifuge Machine ( 4 Tube ) | Model not available | 3000207838 | Functional | Others
25761 | Bargoan Phc | Centrifuge Machine ( 4 Tube ) | Model not available | 3000119869 | Functional | Cmho Supply
25762 | Kasarwadi Phc | Incubator | MODEL NOT AVAILABLE | 3000207944 | Functional | Others
25763 | Datwas Phc | Instrument Sterilizer | Model Not Available | 1041 | Functional | Others
25764 | Datwas Phc | Sahlis HB Meter | Model not available | 3000080348 | Functional | Others
25765 | Gothra Phc | Syringe Needle Destroyer | Microsil - ND350 | 2000019954 | Functional | Others
25766 | Paota Chc | Blood Bank Refrigerator | Model not available | BE04G4E260B2A5B0187 | Functional | Haier Appliances India Pvt
25767 | Bambori Phc | SPHYGMOMANOMETER(BP APPRATUS) | MODEL NOT AVAILABLE | 3000135193 | Functional | Others
25768 | Bagadmev Phc Alwar | SPHYGMOMANOMETER(BP APPRATUS) | MODEL NOT AVAILABLE | 2000021349 | Functional | Others
25769 | Avleshwar Phc | SPHYGMOMANOMETER(BP APPRATUS) | Pagoda | 263276 | Functional | Others
25770 | Avleshwar Phc | Glucometer | Model not available | 3000130648 | Functional | Others
25771 | Digawara Phc Alwar | Baby Weighing Machine | Model Not Available | 2000021416 | Functional | Crown Digital Scales Inc
25772 | Shankhana Phc | Syringe Needle Destroyer | Model not available | 3000080144 | Functional | Cmho Supply
25773 | Rajmahal Phc | FOOT OPERATED SUCTION MACHINE | MODEL NOT AVAILABLE | 3000088539 | Functional | Others
25774 | Chithwari Phc | Glucometer | Model not available | 3000222563 | Functional | Others
25775 | Chithwari Phc | Syringe Needle Destroyer | Model not available | 3000222564 | Functional | Others
25776 | Chithwari Phc | Weighing Machine | MODEL NOT AVAILABLE | 3000222565 | Functional | Others
25777 | Amer Chc | Boyles Apparatus | MODEL NOT AVAILABLE | 2000025314 | Functional | Cmho Supply
25778 | Sms Hospital | Ventilator | Model Not Available | THC12634 | Functional | Schiller Healthcare India Pvt Ltd
25779 | Sawa Chc | Syringe Needle Destroyer | Model not available | 3000203354 | Functional | Others
25780 | Bassi Chc Chittorgarh | Suction Machine | Model Not Available | 3000208165 | Functional | Others
25781 | Mangrol Chc | Centrifuge Machine ( 12 Tube ) | Model Not Available | 3000203434 | Functional | Others
25782 | Mangrol Chc | Fetal Doppler | MODEL NOT AVAILABLE | 3000203455 | Functional | Others
25783 | Mangrol Chc | Hot Air Oven | Model not available | 3000203445 | Functional | Others
25784 | Mangrol Chc | Hot Air Oven | Model not available | 3000203440 | Functional | Others
25785 | Nayan Phc | Labour Table | Model Not Available | 2000022614 | Functional | Cmho Supply
25786 | Rojwadi Phc | Hemoglobin meter | Model Not Available | 3000230865 | Functional | Others
25787 | Mangrol Chc | Instrument Sterilizer | Model Not Available | 3000203450 | Functional | Others
25788 | Ganoda Chc | Phototherepy Unit | MODEL NOT AVAILABLE | 3000207273 | Functional | Others
25789 | Chanderwada Phc | Binocular Microscope | Model Not Available | 3000207747 | Functional | Others
25790 | Pahada Rishabhdev Phc | FOOT OPERATED SUCTION MACHINE | MODEL NOT AVAILABLE | 3000205776 | Functional | Others
25791 | Nayagaon Udaipur_Phc | Syringe Needle Destroyer | Model not available | 3000205754 | Functional | Others
25792 | Nayagaon Udaipur_Phc | Syringe Needle Destroyer | Model not available | 3000205762 | Functional | Others
25793 | Nayagaon Udaipur_Phc | Baby Weighing Machine | Model Not Available | 3000205759 | Functional | Others
25794 | Bhadaruna Phc | Spot Light ( Portable ) | Model Not Available | 3000197133 | Non Functional Repairable | Others
25795 | Damri Chc | ECG Machine (Single Channel) | BPL - Cardiart 108T | 3000207980 | Functional | Others
25796 | Bagidora Chc | Suction Machine | Osmium | 3000207699 | Functional | Others
25797 | Kelwa Chc | FOOT OPERATED SUCTION MACHINE | MODEL NOT AVAILABLE | 3000209300 | Functional | Others
25798 | Sanchor Chc | Blood Mixer ( Roller Mixer ) | Model not available | 3000119955 | Functional | Others
25799 | Sanchor Chc | Semi Automated Chemistry Analyzer | Model not Available | N111043 | Functional | Others
25800 | Jetana Phc | Syringe Needle Destroyer | Model not available | 3000205865 | Functional | Others
25801 | Jetana Phc | Syringe Needle Destroyer | Model not available | 3000205871 | Functional | Others
25802 | Mewara Phc | Ice lined refrigerator | HBC-70 | 3000210079 | Functional | Others
25803 | Khamera Phc | Syringe Needle Destroyer | Model not available | 3000207303 | Functional | Others
25804 | Ghoditejpur Phc | Freezes | MODEL NOT AVAILABLE | 3000207883 | Functional | Others
25805 | Kishangarh Renwal Chc | Baby Weighing Machine | Model Not Available | 3000089525 | Functional | Cmho Supply
25806 | Khamera Phc | Instrument Sterilizer | Model Not Available | 3000207305 | Functional | Others
25807 | Ahore Chc | Syringe Needle Destroyer | Nulife - Dots | NBSD0714683 | Functional | Mrk Healthcare Pvt Ltd Delhi
25808 | Bargoan Phc | Freezes | Kelvinator KGE 193 | 3000119874 | Functional | Others
25809 | Khamera Phc | Suction Machine | Model Not Available | 3000207307 | Functional | Others
25810 | Bargoan Phc | Weighing Machine | Victoria DX | 3000119868 | Functional | Crown Digital Scales Inc
25811 | Kanba Phc | Ice lined refrigerator | HBC-70 | 3000210074 | Functional | Others
25812 | Rajnota Phc | Stethoscope | Model Not Available | 3000085752 | Functional | Others
25813 | Kanba Phc | Blood Bank Refrigerator | Model not available | 3000210073 | Functional | Others
25814 | Rajnota Phc | Weighing Machine | MODEL NOT AVAILABLE | 3000085753 | Functional | Others
25815 | Bambori Phc | Suction Machine | Surgicoin | 3000135189 | Functional | Others
25816 | General Hospital Sawai Madhopur Dh | Instrument Sterilizer | Model Not Available | 2000020638 | Functional | Others
25817 | Surjagarh Chc | Binocular Microscope | Model Not Available | 3000141221 | Functional | Others
25818 | Badgaon Jhadol Phc | Binocular Microscope | Microlux - 16 | 3000198282 | Functional | Others
25819 | General Hospital Sawai Madhopur Dh | Suction Machine | Model Not Available | 2000020697 | Functional | Others
25820 | General Hospital Sawai Madhopur Dh | Suction Machine | Model Not Available | 2000020596 | Functional | Others
25821 | Akola Chc Chittorgarh | Semi Automated Chemistry Analyzer | CPC - STAT FAX 3300 | 3000208223 | Functional | Others
25822 | Panarwa Phc | Radiant Heat Warmer | Model Not Available | 3000205531 | Functional | Others
25823 | Bhatewar Phc | Syringe Needle Destroyer | Model not available | 3000052956 | Functional | Others
25824 | General Hospital Sawai Madhopur Dh | Weighing Machine | MODEL NOT AVAILABLE | 2000020787 | Functional | Others
25825 | Panarwa Phc | Suction Machine | Model Not Available | 3000205534 | Functional | Others
25826 | Bhopalsagar Chc | Boyles Apparatus | MODEL NOT AVAILABLE | 3000203237 | Functional | Others
25827 | Bhopalsagar Chc | Freezes | MODEL NOT AVAILABLE | 3000203246 | Functional | Others
25828 | General Hospital Sawai Madhopur Dh | Blood Bank Refrigerator | Model not available | 2000020791 | Functional | Others
25829 | Losing Phc | Micropipettes | MODEL NOT AVAILABLE | 3000205101 | Functional | Others
25830 | Thamla Phc | Binocular Microscope | Model Not Available | 3000205203 | Functional | Others
25831 | Dispensary Mansarover Sec 8 City | Syringe Needle Destroyer | Microsil ND 20 | 2000024458 | Functional | Cmho Supply
25832 | Dispensary Mansarover Sec 8 City | Instrument Sterilizer | Model Not Available | 2000024459 | Functional | Cmho Supply
25833 | Dispensary Mansarover Sec 8 City | Syringe Needle Destroyer | Model not available | 2000024462 | Functional | Cmho Supply
25834 | Dispensary Mansarover Sec 8 City | Binocular Microscope | Model Not Available | 2000024464 | Functional | Cmho Supply
25835 | Mangrol Chc | Blood Cell Counter - 3 part | Model not available | 3000203436 | Functional | Others
25836 | Mangrol Chc | Blood Cell Counter - 3 part | Model not available | 3000203437 | Functional | Others
25837 | Mangrol Chc | 60mA X-Ray Machine | Model not available | 3000203432 | Functional | Others
25838 | Mangrol Chc | Glucometer | Nulife - Dots | 3000218193 | Functional | Mrk Healthcare Pvt Ltd Delhi
25839 | Mangrol Chc | Radiant Heat Warmer | Model Not Available | 3000203456 | Functional | Others
25840 | Mangrol Chc | Radiant Heat Warmer | Model Not Available | 3000203457 | Functional | Others
25841 | Seriya Phc | Centrifuge Machine ( 12 Tube ) | Model Not Available | 3000205823 | Functional | Others
25842 | Choti Sarwan Chc | Binocular Microscope | Model Not Available | 3800 | Not in use | Others
25843 | Choti Sarwan Chc | Binocular Microscope | Model Not Available | 3000207826 | Not in use | Others
25844 | Choti Sarwan Chc | Centrifuge Machine ( 4 Tube ) | Model not available | 3000207827 | Functional | Others
25845 | Chani Phc | Glucometer | Model not available | 3000205737 | Functional | Others
25846 | Chani Phc | SPHYGMOMANOMETER(BP APPRATUS) | MODEL NOT AVAILABLE | 3000205743 | Functional | Others
25847 | Chani Phc | SPHYGMOMANOMETER(BP APPRATUS) | MODEL NOT AVAILABLE | 3000205747 | Functional | Others
25848 | Simalwara Chc | Monocular Microscope | Model not available | 3000210120 | Functional | Others
25849 | Choti Sarwan Chc | Binocular Microscope | Model Not Available | 3000207688 | Functional | Others
25850 | Damri Chc | Hemoglobin meter | HB 301 | 134581388 | Functional | Others
25851 | Damri Chc | Incubator | MODEL NOT AVAILABLE | 3000207973 | Functional | Others
25852 | Damri Chc | Spot Light ( Portable ) | Model Not Available | 3000207964 | Functional | Others
25853 | Sanchor Chc | Urine Test Strip Analyzer | Model Not Available | 39025187 | Functional | Others
25854 | Bagidora Chc | Fetal Monitor | MODEL NOT AVAILABLE | 3000207708 | Functional | Others
25855 | Bichiwara Chc | Incubator | MODEL NOT AVAILABLE | 3000210179 | Functional | Others
25856 | Nogama Phc | Colorimeter | MODEL NOT AVAILABLE | 3000207720 | Functional | Others
25857 | Nogama Phc | Freezes | MODEL NOT AVAILABLE | 3000207722 | Functional | Others
25858 | Jetana Phc | SPHYGMOMANOMETER(BP APPRATUS) | MODEL NOT AVAILABLE | 3000205870 | Functional | Others
25859 | Tambesra Phc | Binocular Microscope | Model Not Available | 3000207728 | Functional | Others
25860 | Palana Kala Phc | Fetal Doppler | MODEL NOT AVAILABLE | 3000205191 | Functional | Others
25861 | Bichiwara Chc | Hemoglobin meter | HB 301 | 3000210344 | Functional | Others
25862 | Bawal Wara Phc | Baby Weighing Machine | Model Not Available | 3000205938 | Functional | Others
25863 | Kohala Phc | Centrifuge Machine ( 4 Tube ) | Model not available | 3000124421 | Functional | Others
25864 | Chikhli Chc | Hot Air Oven | Model not available | 3000260139 | Functional | Others
25865 | Chikhli Chc | Incubator | MODEL NOT AVAILABLE | 3000260140 | Functional | Others
25866 | Kohala Phc | Freezes | MODEL NOT AVAILABLE | 3000124425 | Functional | Others
25867 | General Hospital Sawai Madhopur Dh | Fully Automated Clinical Chemistry Analyzer | ILab - 600 | 3000084534 | Functional | Others
25868 | Rojwadi Phc | Syringe Needle Destroyer | Model not available | NBSD0725242 | Non Functional Repairable | Mrk Healthcare Pvt Ltd Delhi
25869 | Ganoda Chc | Radiant Heat Warmer | Model Not Available | 3000207273 | Functional | Others
25870 | Mangrol Chc | Baby Weighing Machine | Model Not Available | 3000203463 | Functional | Others
25871 | Mangrol Chc | ECG Machine (Single Channel) | Model Not Available | 3000203464 | Functional | Others
25872 | Rojwadi Phc | Syringe Needle Destroyer | Microsil - ND350 | 9044 | Functional | Linco Scientific Instruments And Chemicals (P) Ltd
25873 | Sms Hospital | Syringe Infusion Pump | Allied - Syrn 200 | ASSYRN20140031 | Functional | Alleid Medical Limited
25874 | Sms Hospital | Syringe Infusion Pump | Allied - Syrn 200 | ASSYRN2014120010 | Functional | Alleid Medical Limited
25875 | Sms Hospital | Syringe Infusion Pump | Allied - Syrn 200 | ASSYRN201420064 | Functional | Alleid Medical Limited
25876 | Bassi Phc Udaipur | Freezes | MODEL NOT AVAILABLE | 3000205806 | Functional | Others
25877 | Ganoda Chc | Binocular Microscope | Model Not Available | 3000207254 | Functional | Others
25878 | Ganoda Chc | Blood Cell Counter - 3 part | Model not available | 3000207256 | Functional | Others
25879 | Bassi Phc Udaipur | Fetal Doppler | MODEL NOT AVAILABLE | FQ001 | Functional | Others
25880 | General Hospital Sawai Madhopur Dh | Instrument Sterilizer | Model Not Available | 2000020468 | Functional | Others
25881 | Jassa Kheda Phc | SPHYGMOMANOMETER(BP APPRATUS) | Pagoda | 3000262714 | Functional | Others
25882 | Bassi Phc Udaipur | Weighing Machine | MODEL NOT AVAILABLE | 3000205820 | Functional | Others
25883 | Seswali Chc | Sahlis HB Meter | Model not available | 3000203526 | Functional | Others
25884 | Seswali Chc | Freezes | Model not available | 3000208569 | Functional | Others
25885 | Seswali Chc | Freezes | MODEL NOT AVAILABLE | 3000203523 | Functional | Others
25886 | Seswali Chc | Instrument Sterilizer | Model Not Available | 3000203500 | Functional | Others
25887 | Seswali Chc | 100mA X-Ray Machine | Model not available | 3000203492 | Functional | Others
25888 | Jassa Kheda Phc | Weighing Machine | MODEL NOT AVAILABLE | 3000262719 | Functional | Others
25889 | Kalinjara Chc | Radiant Heat Warmer | Meditrin - Heat Warmer | 3000207443 | Functional | Others
25890 | Intali Kheda Phc | Instrument Sterilizer | Model Not Available | 3000205879 | Functional | Others
25891 | Partapur Chc | Syringe Infusion Pump | Model not available | 3000207452 | Functional | Others
25892 | Jhakhal Chc | Glucometer | Model not available | 19449 | Functional | Others
25893 | Kushalgarh Chc | Blood Bank Refrigerator | JAR -31 | 3000207808 | Functional | Others
25894 | Mavli Chc | Semi Automated Chemistry Analyzer | Model not Available | 3000205229 | Functional | Others
25895 | Maharana Bhopal Govt Hospital Medical Collage | Pulse Oxymeter | Comet - P (L and T) | C10P1759 | Functional | Others
25896 | Mavli Chc | Semi Automated Chemistry Analyzer | Model not Available | 3000205230 | Functional | Others
25897 | Mavli Chc | Blood Mixer ( Roller Mixer ) | Model not available | 3000205232 | Functional | Others
25898 | Govt Hospital Sagwara Sdh | Blood Bank Refrigerator | Model not available | 3000260292 | Functional | Others
25899 | Mavli Chc | ECG Machine (Six Channel ) | Model Not Available | 3000205235 | Functional | Others
25900 | Mavli Chc | Incubator | MODEL NOT AVAILABLE | 3000205238 | Functional | Others
25901 | Mavli Chc | 100mA X-Ray Machine | Model not available | 3000205240 | Functional | Others
25902 | Mavli Chc | Radiant Heat Warmer | Zeal - RHW 2101A | 3000205241 | Functional | Others
25903 | Mavli Chc | Suction Machine | Model Not Available | 3000205242 | Functional | Others
25904 | Govt Hospital Sagwara Sdh | Blood Bank Refrigerator | Model not available | 56dx820 | Functional | Others
25905 | Chc Sambhar | VDRL Rotator (Rotor and Shaker) | Model Not Available | 3000089250 | Functional | Rhsdp Supply
25906 | Kotda Chc | X-Ray Viewer Box | Model Not Available | 3000205568 | Functional | Others
25907 | Kotda Chc | Radiant Heat Warmer | MODEL NOT AVAILABLE | 8134493 | Functional | Others
25908 | Kushalgarh Chc | Autoclave | Model not available | 3000207803 | Functional | Others
25909 | Kotda Chc | Blood Cell Counter - 3 part | Model not available | 3000205547 | Functional | Others
25910 | Kotda Chc | Semi Automated Chemistry Analyzer | Model not Available | 3000205549 | Functional | Others
25911 | Anandpuri Chc | Hemoglobin meter | HB 301 | 3000207626 | Functional | Others
25912 | Anandpuri Chc | Autoclave | Model not available | 3000207627 | Functional | Others
25913 | Seriya Phc | Fetal Doppler | MODEL NOT AVAILABLE | 3000205838 | Functional | Others
25914 | Simalwara Chc | Radiant Heat Warmer | Model Not Available | RHW210/a/07/3/618 | Functional | Others
25915 | Gari Chc | Monocular Microscope | Model not available | 3000124456 | Functional | Others
25916 | Simalwara Chc | Binocular Microscope | Model Not Available | 3000210121 | Functional | Others
25917 | Chani Phc | Freezes | MODEL NOT AVAILABLE | 3000205751 | Functional | Others
25918 | Simalwara Chc | Centrifuge Machine ( 8 Tube) | Model Not Available | 3000210126 | Functional | Others
25919 | S K Hospital Sikar Dh | Hydraulic Operation Table | MODEL NOT AVAILABLE | 3000204785 | Functional | Others
25920 | S K Hospital Sikar Dh | Syringe Needle Destroyer | Model not available | 3000204684 | Functional | Others
25921 | S K Hospital Sikar Dh | Syringe Needle Destroyer | Model not available | 3000204685 | Functional | Others
25922 | Panchudala Phc | Stethoscope | Model Not Available | 2000022447 | Functional | Others
25923 | Paota Chc | Monocular Microscope | Model not available | 862190 | Functional | Cmho Supply
25924 | Chotisadadi Chc | Syringe Needle Destroyer | Model not available | 3000130837 | Functional | Others
25925 | Gothra Phc | Instrument Sterilizer | Model Not Available | 3000141029 | Functional | Others
25926 | Chotisadadi Chc | Hydraulic Operation Table | MODEL NOT AVAILABLE | 123 | Functional | Others
25927 | Nasirda Phc | Freezes | MODEL NOT AVAILABLE | 3000080304 | Functional | Others
25928 | Dispensary Gandhi Nagar City | Nebulizer | MODEL NOT AVAILABLE | 2000025378 | Functional | Others
25929 | Dispensary Gandhi Nagar City | SPHYGMOMANOMETER(BP APPRATUS) | MODEL NOT AVAILABLE | 2000025379 | Functional | Ajay Optical India
25930 | B.D.K. Hospital Jhunjhunu Dh | Suction Machine | Model Not Available | 2000019122 | Functional | Anand Medicaids Pvt Ltd
25931 | Bharawanda Phc | Labour Table | Model Not Available | 2000020353 | Functional | Others
25932 | B.D.K. Hospital Jhunjhunu Dh | Suction Machine | Model Not Available | 2000019123 | Functional | Anand Medicaids Pvt Ltd
25933 | B.D.K. Hospital Jhunjhunu Dh | Autoclave | Model not available | 2000019730 | Functional | Others
25934 | Bharawanda Phc | Baby Weighing Machine | Model Not Available | 2000020356 | Functional | Others
25935 | Sms Hospital | O.T. Light Double Dome | MODEL NOT AVAILABLE | 100000000050102 | Functional | Surgicoin Medequip Pvt Ltd
25936 | Bharawanda Phc | SPHYGMOMANOMETER(BP APPRATUS) | MODEL NOT AVAILABLE | 2000020367 | Functional | Others
25937 | Richead Phc | Centrifuge Machine ( 8 Tube) | Model Not Available | 3000209559 | Functional | Others
25938 | District Sahadat Hospital Tonk Dh | Radiant Heat Warmer | Model Not Available | 3000088140 | Functional | Others
25939 | Dispensary Gandhi Nagar City | Weighing Machine | MODEL NOT AVAILABLE | 2000024245 | Functional | Others
25940 | Mangrol Chc | Radiant Heat Warmer | Model Not Available | 3000203458 | Functional | Others
25941 | Mangrol Chc | Radiant Heat Warmer | Model Not Available | 3000203459 | Functional | Others
25942 | Bada Bhanuja Phc | Glucometer | Model not available | 3000209491 | Functional | Others
25943 | Ganoda Chc | Centrifuge Machine ( 8 Tube) | REMI - R4C | 3000207266 | Functional | Others
25944 | Jhakhal Chc | Incubator | MODEL NOT AVAILABLE | 2000019817 | Functional | Others
25945 | Seriya Phc | Glucometer | Model not available | 3000205825 | Functional | Others
25946 | Seriya Phc | Syringe Needle Destroyer | Model not available | 3000205827 | Functional | Others
25947 | Seriya Phc | Syringe Needle Destroyer | Model not available | 3000205830 | Functional | Others
25948 | Seriya Phc | Syringe Needle Destroyer | Model not available | 3000205834 | Functional | Others
25949 | Seriya Phc | Syringe Needle Destroyer | Model not available | 3000205835 | Functional | Others
25950 | Simalwara Chc | Autoclave | Model not available | 3000210135 | Functional | Others
25951 | Gari Chc | Hot Air Oven | Model not available | 3000124459 | Functional | Others
25952 | Damri Chc | Centrifuge Machine ( 8 Tube) | Model Not Available | 3000207966 | Functional | Others
25953 | Chani Phc | Instrument Sterilizer | Model Not Available | 3000205748 | Functional | Others
25954 | Raniwada Chc | Hot Air Oven | Model not available | 3000119839 | Functional | Rhsdp Supply
25955 | Devda Phc | Instrument Sterilizer | Model Not Available | 3000207311 | Functional | Others
25956 | Devda Phc | Instrument Sterilizer | Model Not Available | 3000207312 | Functional | Others
25957 | Devda Phc | Instrument Sterilizer | Model Not Available | 3000207313 | Functional | Others
25958 | Kunwa Phc | Binocular Microscope | Model Not Available | 3000260127 | Functional | Others
25959 | Kunwa Phc | Binocular Microscope | MODEL NOT AVAILABLE | 0 | Functional | Crown Digital Scales Inc
25960 | Kunwa Phc | Binocular Microscope | Model Not Available | 3000260130 | Functional | Others
25961 | Ummedabad Phc | SPHYGMOMANOMETER(BP APPRATUS) | MODEL NOT AVAILABLE | 85108 | Functional | Others
25962 | Ummedabad Phc | Baby Weighing Machine | Crown | 3000119294 | Functional | Ramon Surgical Company
25963 | Kunwa Phc | Centrifuge Machine ( 4 Tube ) | Model not available | 3000260128 | Functional | Others
25964 | Khamera Phc | Binocular Microscope | Model Not Available | 3000207301 | Functional | Others
25965 | Khamera Phc | Binocular Microscope | Model Not Available | 3000207306 | Functional | Others
25966 | Khamera Phc | Centrifuge Machine ( 12 Tube ) | Model Not Available | 3000207302 | Functional | Others
25967 | Khamera Phc | Freezes | MODEL NOT AVAILABLE | 3000207304 | Functional | Others
25968 | Bargoan Phc | Ice lined refrigerator | HBC-70 | 3000119875 | Functional | Cmho Supply
25969 | Gopinath Ka Gara Phc | Binocular Microscope | Model Not Available | 3000207559 | Functional | Others
25970 | Ahore Chc | Semi Automated Chemistry Analyzer | 3300 | 3300-6646 | Functional | Awarness Technologies
25971 | Parsola Phc | Blood Bank Refrigerator | Model not available | 3000135086 | Functional | Others
25972 | Sadar Hospital Dholpur Dh | Pulse Oxymeter | Model Not Available | 3000218117 | Functional | Others
25973 | General Hospital Sawai Madhopur Dh | Autoclave | Model not available | 2000020716 | Functional | Cmho Supply
25974 | Chotisadadi Chc | Blood Bank Refrigerator | JAR -31 | 3000130814 | Functional | Others
25975 | Chotisadadi Chc | Syringe Needle Destroyer | Model not available | 3000130821 | Functional | Others
25976 | Dispensary Dhahar Ka Balaji City | SPHYGMOMANOMETER(BP APPRATUS) | MODEL NOT AVAILABLE | 110999 | Functional | Cmho Supply
25977 | District Sahadat Hospital Tonk Dh | Multi-Para Monitor | Model not available | A10SR0606 | Functional | Others
25978 | Nimbahera Dh Chittorgarh | ECG Machine (Single Channel) | Model Not Available | 3000203010 | Functional | Others
25979 | Dispensary Dhahar Ka Balaji City | Weighing Machine | MODEL NOT AVAILABLE | 2000024802 | Functional | Cmho Supply
25980 | Sms Hospital | Anesthesia Machine | MODEL NOT AVAILABLE | Siri006043 | Functional | Others
25981 | B.D.K. Hospital Jhunjhunu Dh | Instrument Sterilizer | Model Not Available | 2000019084 | Functional | Others
25982 | B.D.K. Hospital Jhunjhunu Dh | Syringe Needle Destroyer | Model not available | 2000019086 | Functional | Others
25983 | Kawantia Hospital Dh | Weighing Machine | MODEL NOT AVAILABLE | 2000024739 | Functional | Others
25984 | Nimbahera Dh Chittorgarh | Freezes | MODEL NOT AVAILABLE | 3000203018 | Functional | Others
25985 | Chaksu Chc | VDRL Rotator (Rotor and Shaker) | Model Not Available | 670408 | Functional | York Scientific Industries Pvt Ltd
25986 | Sms Hospital | Anesthesia Machine | MODEL NOT AVAILABLE | 3000084831 | Functional | Others
25987 | Nimbahera Dh Chittorgarh | Multi-Para Monitor | Model not available | 3000203027 | Functional | Others
25988 | Nimbahera Dh Chittorgarh | Multi-Para Monitor | Model not available | 3000203029 | Functional | Others
25989 | Nimbahera Dh Chittorgarh | Multi-Para Monitor | Model not available | 3000203030 | Functional | Others
25990 | Lambodi Phc | Spot Light ( Portable ) | Model Not Available | 3000209604 | Functional | Others
25991 | Dispensary Dhahar Ka Balaji City | SPHYGMOMANOMETER(BP APPRATUS) | MODEL NOT AVAILABLE | 2000024808 | Non Functional Repairable | Cmho Supply
25992 | Chaksu Chc | Hemoglobin meter | HB 301 | 1342813130 | Functional | Hemocue India
25993 | General Hospital Sawai Madhopur Dh | Instrument Sterilizer | Model Not Available | 2000020430 | Functional | Others
25994 | Khandar Chc | Radiant Heat Warmer | Zeal - RHW 2101A | 2000020212 | Functional | Others
25995 | General Hospital Sawai Madhopur Dh | Suction Machine | Model Not Available | 2000020439 | Functional | Others
25996 | Bhadesar Chc | Semi Automated Chemistry Analyzer | Model not Available | 3000208090 | Functional | Others
25997 | Kherwada Chc | O.T. Light Single Dome | MODEL NOT AVAILABLE | 3000204462 | Functional | Others
25998 | Amet Chc | Monocular Microscope | Model not available | 30002309310 | Not in use | Others
25999 | Bhainslana Phc | Baby Weighing Machine | Crown | 3000222472 | Functional | Hemant Surgicals
26000 | Amet Chc | Syringe Needle Destroyer | Microsil ND 20 | 143-200 | Functional | Others
26001 | Mcwc Chora Rasta Jaipur | Double Puncture Laparoscope with Console Unit | Model Not Available | 3000086961 | Functional | Others
26002 | Pai Phc | Blood Bank Refrigerator | Model not available | 3000204262 | Functional | Others
26003 | Raniwada Chc | Freezes | MODEL NOT AVAILABLE | 3000119850 | Functional | Others
26004 | Bichiwara Chc | Monocular Microscope | Model not available | 3000210197 | Functional | Others
26005 | Pai Phc | Binocular Microscope | Model Not Available | 3000204263 | Functional | Others
26006 | Pai Phc | Binocular Microscope | Model Not Available | 3000204264 | Functional | Others
26007 | Pai Phc | Radiant Heat Warmer | Model Not Available | 3000204266 | Functional | Others
26008 | Bawal Wara Phc | Centrifuge Machine ( 4 Tube ) | Model not available | 3000205947 | Functional | Others
26009 | Raniwada Chc | Semi Automated Chemistry Analyzer | 3300 | 33006614 | Functional | Awarness Technologies
26010 | Bawal Wara Phc | SPHYGMOMANOMETER(BP APPRATUS) | MODEL NOT AVAILABLE | 3000205951 | Functional | Others
26011 | Ramgarh Phc Banswara | Freezes | MODEL NOT AVAILABLE | 3000207820 | Functional | Others
26012 | Ramgarh Phc Banswara | Centrifuge Machine ( 4 Tube ) | Model not available | 3000207821 | Functional | Others
26013 | Ramgarh Phc Banswara | Binocular Microscope | Model Not Available | 3000207822 | Not in use | Others
26014 | Bichiwara Chc | Phototherepy Unit | Fenam, Bilitron Sky 5006 | 3000210191 | Functional | Others
26015 | Rewtra Phc | Autoclave | Model not available | 2870 | Functional | Others
26016 | Bichiwara Chc | Blood Bank Refrigerator | Authentic - BBR 50 Dx R | 731 | Functional | Others
26017 | Khodan Phc | Weighing Machine | MODEL NOT AVAILABLE | 3000207213 | Functional | Others
26018 | Rajnota Phc | Glucometer | Model not available | 3000085746 | Functional | Others
26019 | Rajnota Phc | Baby Weighing Machine | Model Not Available | 3000085749 | Functional | Others
26020 | Bhimpur Phc | Syringe Needle Destroyer | Model not available | 3000207458 | Functional | Others
26021 | Kagmala Phc | Ice lined refrigerator | HBC-70 | 3000119837 | Functional | Haier Appliances India Pvt
26022 | Sayla Chc | 300mA X-Ray Machine | GME - GMHF-32 | 3000119440 | Functional | General Medical Equipment
26023 | General Hospital Sawai Madhopur Dh | Phototherepy Unit | MODEL NOT AVAILABLE | 2000020811 | Functional | Others
26024 | General Hospital Sawai Madhopur Dh | Nebulizer | MODEL NOT AVAILABLE | 2000020784 | Functional | Others
26025 | Sadar Hospital Dholpur Dh | Hydraulic Operation Table | MODEL NOT AVAILABLE | 3000218109 | Functional | Others
26026 | Bambori Phc | STABILIZER | MODEL NOT AVAILABLE | 3000135187 | Functional | Others
26027 | Bagadmev Phc Alwar | Syringe Needle Destroyer | Model not available | 2000021345 | Non Functional Repairable | Bhasin Sons Private Limited
26028 | Bambori Phc | O.T. Light Single Dome | MODEL NOT AVAILABLE | 3000135191 | Functional | Others
26029 | Bambori Phc | Autoclave | Model not available | 3000135192 | Functional | Others
26030 | Sawa Chc | Syringe Needle Destroyer | Model not available | 3000203360 | Functional | Others
26031 | Sms Hospital | Defibrillator with Cardiac Monitor | Model Not Available | M014E004360 | Functional | Schiller Healthcare India Pvt Ltd
26032 | Sawa Chc | Ice lined refrigerator | Model Not Available | 3000203362 | Functional | Others
26033 | Sms Hospital | Defibrillator with Cardiac Monitor | Model Not Available | M014E003343 | Functional | Schiller Healthcare India Pvt Ltd
26034 | Sawa Chc | Freezes | MODEL NOT AVAILABLE | 3000203373 | Functional | Others
26035 | Jhajhr Phc | Suction Machine | Model Not Available | 2000019934 | Functional | Others
26036 | Sms Hospital | Syringe Infusion Pump | Allied - Syrn 200 | ASSYRN2014040196 | Functional | Alleid Medical Limited
26037 | Sms Hospital | Defibrillator with Cardiac Monitor | Model Not Available | M014E005682 | Functional | Schiller Healthcare India Pvt Ltd
26038 | Sawa Chc | Glucometer | Model not available | 3000203379 | Functional | Others
26039 | Sms Hospital | Intensive Care Bed | Model Not Available | X6A314100425 | Functional | Janak Healthcare Pvt Ltd
26040 | Jhajhr Phc | Syringe Needle Destroyer | Model not available | 2000019927 | Functional | Others
26041 | Sms Hospital | Defibrillator with Cardiac Monitor | Model Not Available | M14E004319 | Functional | Schiller Healthcare India Pvt Ltd
26042 | Bassi Chc Chittorgarh | Centrifuge Machine ( 4 Tube ) | Model not available | 3000208138 | Functional | Others
26043 | Bassi Chc Chittorgarh | Freezes | MODEL NOT AVAILABLE | 3000208141 | Functional | Others
26044 | Bassi Chc Chittorgarh | Binocular Microscope | Model Not Available | 3000208143 | Not in use | Others
26045 | General Hospital Sawai Madhopur Dh | ELISA Washer | Model not available | 190418 | Functional | Others
26046 | Sms Hospital | 500mA X-Ray Machine | Model not available | 3000084790 | Functional | General Medical Equipment
26047 | Rojwadi Phc | Binocular Microscope | RSL - 4B | 27195 | Non Functional Repairable | Cmho Supply
26048 | Jhakhal Chc | Suction Machine | Model Not Available | 415323 | Functional | Others
26049 | Ahore Chc | Pulse Oxymeter | Comet - P (L and T) | C09P0401 | Functional | Cmho Supply
26050 | Govt Hospital Sojat Sdh | 300mA X-Ray Machine | PICKS - 3010 D | 3000214745 | Functional | Others
26051 | Aspur Chc | Blood Cell Counter - 3 part | Horiba - ABX Micros ES 60 | 3000260060 | Functional | Horiba India Pvt Ltd
26052 | Aspur Chc | Oxygen Concentrator | BPL - OG 4203 | 3000260113 | Functional | Bpl Medical Technologies
26053 | Mahatma Ghandhi Hospital Jodhpur | Suction Machine | Surgivac | c25-004 | Functional | Others
26054 | Aspur Chc | Centrifuge Machine ( 4 Tube ) | Model not available | 3000260069 | Functional | Remi Electrotechnik Ltd
26055 | Bayana Chc | Hot Air Oven | Model not available | 939 | Functional | Cmho Supply
26056 | Bayana Chc | Blood Bank Refrigerator | Model not available | R0903744 | Functional | Jove Automation Ltd
26057 | Bayana Chc | SPHYGMOMANOMETER(BP APPRATUS) | MODEL NOT AVAILABLE | 3000236486 | Functional | Cmho Supply
26058 | Bayana Chc | SPHYGMOMANOMETER(BP APPRATUS) | MODEL NOT AVAILABLE | 3000236485 | Functional | Cmho Supply
26059 | Bayana Chc | SPHYGMOMANOMETER(BP APPRATUS) | MODEL NOT AVAILABLE | 3000236484 | Functional | Cmho Supply
26060 | Bayana Chc | SPHYGMOMANOMETER(BP APPRATUS) | MODEL NOT AVAILABLE | 3000236483 | Functional | Cmho Supply
26061 | Punjpur Chc | Semi Automated Chemistry Analyzer | CPC - STAT FAX 3300 | 33006759 | Functional | Awarness Technologies
26062 | Punjpur Chc | Radiant Heat Warmer | Model Not Available | 3000260055 | Functional | Others
26063 | Kudan Chc | Centrifuge Machine ( 4 Tube ) | Model not available | 2000031788 | Functional | Others
26064 | Badakhera Phc | Incubator | MODEL NOT AVAILABLE | 3000049234 | Functional | Others
26065 | Bhopalgarh Chc | Defibrillator | MODEL NOT AVAILABLE | 3000054364 | Functional | Others
26066 | Badakhera Phc | Micropipettes | MODEL NOT AVAILABLE | 3000049237 | Functional | Others
26067 | Deeg Chc | Dental X-Ray Machine | Model Not Available | 3000236317 | Functional | General Medical Equipment
26068 | Badakhera Phc | SPHYGMOMANOMETER(BP APPRATUS) | MODEL NOT AVAILABLE | 3000049243 | Functional | Others
26069 | Kasi Ka Bas Phc | SPHYGMOMANOMETER(BP APPRATUS) | MODEL NOT AVAILABLE | 2000029589 | Functional | Others
26070 | Kasi Ka Bas Phc | SPHYGMOMANOMETER(BP APPRATUS) | MODEL NOT AVAILABLE | 2000029590 | Functional | Others
26071 | Deeg Chc | Phototherepy Unit | MODEL NOT AVAILABLE | 3000236347 | Functional | Cmho Supply
26072 | Hood Phc | Binocular Microscope | Model Not Available | 200031267 | Functional | Others
26073 | Bhopalgarh Chc | Centrifuge Machine ( 8 Tube) | Model Not Available | 3000054302 | Functional | Others
26074 | Guhala Chc | Blood Cell Counter - 3 part | Model not available | 306esoho581 | Functional | Others
26075 | 1 Lsm Phc Ganganagar | Instrument Sterilizer | Model Not Available | 3000197868 | Functional | Others
26076 | District Hospital Jalore Dh | Centrifuge Machine ( 8 Tube) | REMI - R 8C DX | 2000035997 | Functional | Others
26077 | Dhakree Phc | Freezes | MODEL NOT AVAILABLE | 3000214300 | Functional | Others
26078 | Thanwla Phc | Radiant Heat Warmer | Zeal - RHW 2101A | 2402 | Functional | Zeal Medical Pvt Ltd
26079 | Dhakree Phc | Syringe Needle Destroyer | Microsil - ND350 | 3000214299 | Functional | Others
26080 | Dhakree Phc | SPHYGMOMANOMETER(BP APPRATUS) | MODEL NOT AVAILABLE | 3000214298 | Functional | Others
26081 | Kolishiya Chc Jhunjhunu | Instrument Sterilizer | Model Not Available | 3000141075 | Functional | Others
26082 | Bagole Phc | Ice lined refrigerator | MK - 142 | 3000197713 | Functional | Others
26083 | Senavasa Phc | SPHYGMOMANOMETER(BP APPRATUS) | MODEL NOT AVAILABLE | 3000124412 | Functional | Others
26084 | Dhakree Phc | Autoclave | Model not available | 3000214286 | Functional | Others
26085 | Thanwla Phc | Baby Weighing Machine | Crown | 2000036449 | Functional | Ramon Surgical Company
26086 | Kolishiya Chc Jhunjhunu | SPHYGMOMANOMETER(BP APPRATUS) | MODEL NOT AVAILABLE | 3000141080 | Functional | Others
26087 | Senavasa Phc | Weighing Machine | MODEL NOT AVAILABLE | 3000124413 | Functional | Others
26088 | Thanwla Phc | Syringe Needle Destroyer | Nulife - Dots | NBSDQ714176 | Functional | Mrk Healthcare Pvt Ltd Delhi
26089 | Gangori Hospital | Tube Sealer for Blood bags | Model Not Available | 11021635 | Functional | Others
26090 | Pnotta Phc | Sahlis HB Meter | Model not available | 3000197729 | Functional | Others
26091 | Choru Phc | SPHYGMOMANOMETER(BP APPRATUS) | MODEL NOT AVAILABLE | 3000222726 | Functional | Others
26092 | Arthuna Chc | Suction Machine | Model Not Available | 3000207341 | Functional | Others
26093 | Kolishiya Chc Jhunjhunu | SPHYGMOMANOMETER(BP APPRATUS) | MODEL NOT AVAILABLE | 98134216 | Functional | Others
26094 | Auwa Phc | Centrifuge Machine ( 8 Tube) | Model Not Available | 3000202324 | Functional | Others
26095 | Auwa Phc | Binocular Microscope | Model Not Available | 3000202325 | Functional | Others
26096 | Auwa Phc | Freezes | Kelvinator KGE 193 | 3000202326 | Functional | Others
26097 | District Hospital Jalore Dh | ELISA Washer | Model not available | 3000045807 | Functional | Others
26098 | Arthuna Chc | Freezes | MODEL NOT AVAILABLE | 3000207350 | Functional | Others
26099 | Khudikalaan Phc | Labour Table | Model Not Available | 2000028866 | Functional | Others
26100 | Maal Phc | Binocular Microscope | Microlux - 16 | 3000260106 | Functional | Cmho Supply
26101 | Gida Phc | Nebulizer | MODEL NOT AVAILABLE | 3000117974 | Not in use | Others
26102 | Gida Phc | Radiant Heat Warmer | Meditrin - Heat Warmer | 3000117957 | Functional | Others
26103 | Gida Phc | Binocular Microscope | Labomed - Vision 2000 | 3000117950 | Functional | Others
26104 | Naredha Chc | Syringe Needle Destroyer | Microsil - ND350 | 2000022330 | Functional | Others
26105 | Timedabada Phc | Syringe Needle Destroyer | Model not available | 3000207732 | Functional | Others
26106 | Boosi Phc | Glucometer | Model not available | MDP006900 | Functional | Others
26107 | Madhorajpura Phc | Spot Light ( Portable ) | Model Not Available | 3000265066 | Functional | Others
26108 | Gangori Hospital | Glucometer | Model not available | 3000139634 | Functional | Others
26109 | Dabeech Phc Block Phagi | Syringe Needle Destroyer | Microsil ND 20 | 3000265052 | Functional | Others
26110 | Dhakree Phc | Glucometer | Model not available | 3000214289 | Functional | Others
26111 | Gangori Hospital | Centrifuge Machine ( 4 Tube ) | Model not available | 1003612 | Functional | Others
26112 | New Govt Medical College Kota | Syringe Infusion Pump | SIMTEK - Infutek 405 | 3000055163 | Functional | Others
26113 | New Govt Medical College Kota | Ventilator | Model Not Available | 3000055168 | Functional | Others
26114 | New Govt Medical College Kota | Ventilator | Model Not Available | 3000055167 | Functional | Others
26115 | Sultanpur Chc | Glucometer | Model not available | MO2091466 | Functional | Others
26116 | Beelwa Phc | Blood Cell Counter - 3 part | Model not available | 3000086842 | Functional | Deepak Enterprises
26117 | J.K.Loan Hospital, Kota | Phototherepy Unit | MODEL NOT AVAILABLE | 3000046832 | Functional | Others
26118 | J.K.Loan Hospital, Kota | Phototherepy Unit | MODEL NOT AVAILABLE | 3000046827 | Functional | Others
26119 | City Dispensary Shopping Center | SPHYGMOMANOMETER(BP APPRATUS) | MODEL NOT AVAILABLE | 7728 | Functional | Others
26120 | City Dispensary Talwandi | Blood Bank Refrigerator | Model not available | 3000130120 | Functional | Others
26121 | City Dispensary Talwandi | Blood Bank Refrigerator | Model not available | 3000130119 | Functional | Others
26122 | Dispensary Govind Nagar City | Freezes | MODEL NOT AVAILABLE | 3000086716 | Functional | Haier Appliances India Pvt
26123 | Delwara Chc | ECG Machine (Single Channel) | BPL - Cardiart 108T | 3000262529 | Functional | Others
26124 | Kankroli Chc | Glucometer | Model not available | 3000209265 | Functional | Others
26125 | Khokhawas Airport Phc Jaipur-2 | Weighing Machine | MODEL NOT AVAILABLE | 3000086929 | Functional | Others
26126 | Delwara Chc | Incubator | MODEL NOT AVAILABLE | 3000262541 | Functional | Others
26127 | Sri Dungargarh Chc | Spot Light ( Portable ) | Model Not Available | 3000042154 | Functional | Others
26128 | Khudikalaan Phc | Hemoglobin meter | Model Not Available | 2000028872 | Functional | Others
26129 | Gangori Hospital | SPHYGMOMANOMETER(BP APPRATUS) | MODEL NOT AVAILABLE | 3000139501 | Functional | Others
26130 | District Hospital Jalore Dh | Blood Collection Monitor | Model Not Available | 3000045821 | Functional | Others
26131 | Napsar Chc | Syringe Needle Destroyer | Model not available | 3000042014 | Functional | Others
26132 | J S Dam Phc | Weighing Machine | MODEL NOT AVAILABLE | 300055746 | Functional | Others
26133 | Chitalwana Phc | Labour Table | Model Not Available | 3000197048 | Functional | Others
26134 | District Hospital Jalore Dh | Centrifuge Machine ( 12 Tube ) | Model Not Available | 3000045826 | Functional | Others
26135 | Mukam Phc | Blood Bank Refrigerator | Model not available | 91010084 | Functional | Others
26136 | Sri Dungargarh Chc | Freezes | MODEL NOT AVAILABLE | 3000045041 | Functional | Others
26137 | Sri Dungargarh Chc | Freezes | MODEL NOT AVAILABLE | 3000045042 | Functional | Others
26138 | Mukam Phc | Suction Machine | Model Not Available | 3000045187 | Functional | Others
26139 | Raithal Phc Bundi | Centrifuge Machine ( 4 Tube ) | Model not available | 3000046152 | Functional | Others
26140 | Berasar Phc Bikaner | Baby Weighing Machine | Crown | 3000045226 | Functional | Others
26141 | Nathusar Phc | Ice lined refrigerator | HBC-70 | 2000035159 | Functional | Others
26142 | District Hospital Jalore Dh | Freezes | MODEL NOT AVAILABLE | 3000045831 | Functional | Others
26143 | Nathusar Phc | Hemoglobin meter | Model Not Available | 2000035150 | Functional | Others
26144 | Nathusar Phc | Binocular Microscope | BLS 116 | 6291 | Functional | Others
26145 | Gangori Hospital | Binocular Microscope | VersaMed iVent 201 | 3000121325 | Functional | Others
26146 | Tb Hospital Jodhpur Medical Collage Hospital | Blood Mixer ( Roller Mixer ) | Model not available | 3000047938 | Functional | Others
26147 | Tb Hospital Jodhpur Medical Collage Hospital | Blood Mixer ( Roller Mixer ) | Model not available | 3000047958 | Functional | Others
26148 | Gangori Hospital | Nebulizer | Model Not Available | 1201A/19 | Non Functional Repairable | Janak Healthcare Pvt Ltd
26149 | Tb Hospital Jodhpur Medical Collage Hospital | Photoelectric Calorimeter | Calorimeter - 1312 | 3000047940 | Functional | Others
26150 | Weir Chc | Instrument Sterilizer | Model Not Available | 3000236212 | Functional | Cmho Supply
26151 | Weir Chc | Freezes | MODEL NOT AVAILABLE | 64467922 | Functional | Cmho Supply
26152 | Weir Chc | Syringe Needle Destroyer | Model not available | 3000236213 | Functional | Cmho Supply
26153 | Dhanau Phc | Radiant Heat Warmer | Zeal - RHW 2101A | 3000214494 | Functional | Others
26154 | Dhanau Phc | FOGGING MACHINE | MODEL NOT AVAILABLE | 3000214492 | Functional | Others
26155 | Kawas Chc | Radiant Heat Warmer | Zeal - RHW 2101A | 3000117841 | Functional | Others
26156 | Kawas Chc | Blood Cell Counter - 3 part | Horiba - ABX Micros ES 60 | 3000117832 | Functional | Others
26157 | Shivtalab Phc | Centrifuge Machine ( 4 Tube ) | Model not available | 3000197374 | Functional | Others
26158 | Kawas Chc | 100mA X-Ray Machine | Allengers - MARS-6R | 3000117837 | Functional | Others
26159 | Bhawar Phc | Nebulizer | NE-C28 | 3000214443 | Functional | Others
26160 | Radhakisanpura Phc | SPHYGMOMANOMETER(BP APPRATUS) | MODEL NOT AVAILABLE | 461 | Functional | Ajay Optical India
26161 | Chohtan Chc | Blood Cell Counter - 3 part | Horiba - ABX Micros ES 60 | 3000117992 | Functional | Others
26162 | Bijraad Phc | Ice lined refrigerator | HBC-70 | 3000214405 | Functional | Others
26163 | Radhakisanpura Phc | Fiberoptic Laryngoscope | Model Not Available | 3000230938 | Functional | Ajay Optical India
26164 | Bhimra Phc | Instrument Sterilizer | MODEL NOT AVAILABLE | 3000202277 | Functional | Others
26165 | Bhimra Phc | Centrifuge Machine ( 8 Tube) | Model Not Available | 3000117885 | Functional | Others
26166 | Saran Phc | Binocular Microscope | Microlux - 16 | 3000202571 | Functional | Others
26167 | Saran Phc | Binocular Microscope | Microlux - 16 | 3000202572 | Functional | Others
26168 | Bhimra Phc | Syringe Needle Destroyer | Model not available | 3000117898 | Functional | Others
26169 | Radhakisanpura Phc | Syringe Needle Destroyer | Nulife - Dots | NBSD0713935 | Functional | Mrk Healthcare Pvt Ltd Delhi
26170 | Radhakisanpura Phc | Syringe Needle Destroyer | Nulife - Dots | NBSD0713933 | Functional | Mrk Healthcare Pvt Ltd Delhi
26171 | Naredha Chc | Incubator | MODEL NOT AVAILABLE | 2000022322 | Functional | Others
26172 | Radhakisanpura Phc | Nebulizer | NE-C28 | 20140300602UF | Functional | Ajay Optical India
26173 | Boosi Phc | Suction Machine | Model Not Available | 13h072029-93 | Functional | Others
26174 | City Dispensary Juna Keradu Marg | Ice lined refrigerator | MF - 144 | 3000214350 | Functional | Others
26175 | Boosi Phc | SPHYGMOMANOMETER(BP APPRATUS) | MODEL NOT AVAILABLE | 3000214228 | Not in use | Others
26176 | Budsu Phc | Syringe Needle Destroyer | Model not available | 2000028611 | Functional | Bhasin Sons Private Limited
26177 | Gangori Hospital | Fiberoptic Laryngoscope | Model Not Available | 3000139611 | Functional | Others
26178 | Gangori Hospital | Fiberoptic Laryngoscope | Model Not Available | 3000139618 | Functional | Others
26179 | Arthuna Chc | Incubator | MODEL NOT AVAILABLE | 186463 | Functional | Others
26180 | Arthuna Chc | Hot Air Oven | Model not available | 3000207344 | Functional | Others
26181 | Auwa Phc | Freezes | MODEL NOT AVAILABLE | 3000202308 | Functional | Others
26182 | Maal Phc | Freezes | MODEL NOT AVAILABLE | 39061126100120400 | Functional | Cmho Supply
26183 | Auwa Phc | Syringe Needle Destroyer | Model not available | 3000202328 | Functional | Others
26184 | Arthuna Chc | 100mA X-Ray Machine | GME - GMHF-6 | 3000207342 | Functional | Others
26185 | Sri Dungargarh Chc | Suction Machine | Model Not Available | 3000042144 | Functional | Others
26186 | Khudikalaan Phc | Baby Weighing Machine | Model Not Available | 2000036256 | Functional | Others
26187 | Sri Dungargarh Chc | Nebulizer | MODEL NOT AVAILABLE | 3000042145 | Functional | Others
26188 | Sri Dungargarh Chc | Autoclave | Model not available | 3000042147 | Functional | Others
26189 | Khudikalaan Phc | SPHYGMOMANOMETER(BP APPRATUS) | MODEL NOT AVAILABLE | 2000036257 | Functional | Ajay Optical India
26190 | Sri Dungargarh Chc | Radiant Heat Warmer | Model Not Available | 3000042157 | Functional | Others
26191 | Sri Dungargarh Chc | Radiant Heat Warmer | Model Not Available | 3000042161 | Functional | Others
26192 | Napsar Chc | 60mA X-Ray Machine | Model not available | 3000042012 | Functional | Others
26193 | Sri Dungargarh Chc | Radiant Heat Warmer | Model Not Available | 3000042162 | Functional | Others
26194 | Sri Dungargarh Chc | Sahlis HB Meter | Model not available | 3000042163 | Functional | Others
26195 | District Hospital Jalore Dh | Weighing Machine | MODEL NOT AVAILABLE | 3000045820 | Functional | Others
26196 | Mukam Phc | Centrifuge Machine ( 4 Tube ) | Model not available | 3000045174 | Functional | Others
26197 | Mukam Phc | Freezes | MODEL NOT AVAILABLE | 3000045176 | Functional | Others
26198 | Sri Dungargarh Chc | Radiant Heat Warmer | Model Not Available | 3000045029 | Functional | Others
26199 | Mukam Phc | Glucometer | Model not available | 4231113130001000 | Functional | Others
26200 | Napsar Chc | Syringe Needle Destroyer | Model not available | 2000030693 | Functional | Others
26201 | Sri Dungargarh Chc | Blood Cell Counter - 3 part | Horiba - ABX Micros ES 60 | 3000045031 | Functional | Others
26202 | Chitalwana Phc | Binocular Microscope | Microlux - 16 | 12D12660 | Functional | Ajay Optical India
26203 | J S Dam Phc | Syringe Needle Destroyer | Model not available | 300055750 | Functional | Others
26204 | District Hospital Jalore Dh | Blood Bank Refrigerator | Model not available | 3000045828 | Not in use | Others
26205 | Napsar Chc | Hemostasis Analyzer | MODEL NOT AVAILABLE | 3000042018 | Functional | Others
26206 | Bhawar Phc | Freezes | MODEL NOT AVAILABLE | 3000214456 | Functional | Others
26207 | Bhawar Phc | Freezes | MODEL NOT AVAILABLE | 3000214450 | Functional | Others
26208 | Kelnor Phc | Spot Light ( Portable ) | Model Not Available | 3000214387 | Functional | Others
26209 | Radhakisanpura Phc | Baby Weighing Machine | Model Not Available | 3000230930 | Functional | Ajay Optical India
26210 | Bali Chc | SPHYGMOMANOMETER(BP APPRATUS) | MODEL NOT AVAILABLE | 3000197409 | Functional | Others
26211 | Bijraad Phc | Centrifuge Machine ( 8 Tube) | Model Not Available | 3000214403 | Functional | Others
26212 | Bijraad Phc | Monocular Microscope | Model not available | 3000214400 | Functional | Others
26213 | Bayana Chc | Incubator | MODEL NOT AVAILABLE | 3000236371 | Functional | Cmho Supply
26214 | Etawa Bhopaji Phc | Monocular Microscope | Model not available | M0112PWP55109 | Functional | Others
26215 | Watika Phc | Radiant Heat Warmer | Zeal - RHW 2101A | RHW2101A/0913/1963 | Functional | Cmho Supply
26216 | Watika Phc | Fiberoptic Laryngoscope | Model Not Available | 3000086883 | Functional | Cmho Supply
26217 | Beelwa Phc | SPHYGMOMANOMETER(BP APPRATUS) | MODEL NOT AVAILABLE | 57970 | Functional | Others
26218 | Jaisinghpura Khor Chc | Syringe Needle Destroyer | BS-949 | 3000086816 | Functional | Bhasin Sons Private Limited
26219 | Rampura District Hospitalkota Dh | Pulse Oxymeter | Comet - P (L and T) | 3000055922 | Functional | Others
26220 | Rampura District Hospitalkota Dh | Pulse Oxymeter | Comet - P (L and T) | 3000055923 | Functional | Others
26221 | Kotra Deep Singh Phc | Monocular Microscope | Model not available | 3000135482 | Not in use | Others
26222 | Rampura District Hospitalkota Dh | Nebulizer | MODEL NOT AVAILABLE | 3000055955 | Functional | Others
26223 | Dadiya Phc | Centrifuge Machine ( 8 Tube) | Model Not Available | 3000086863 | Functional | Cmho Supply
26224 | Dadiya Phc | Glucometer | Model not available | RMDB011834 | Functional | Others
26225 | M B S Hospital Kota | Blood Cell Counter - 5 part | SFRI - Countender 80+ | 3000055322 | Functional | Others
26226 | City Dispensary Kunhari Area | Ice lined refrigerator | Model Not Available | 90506125 | Functional | Others
26227 | City Dispensary Talwandi | Ice lined refrigerator | MK - 142 | 3000130121 | Functional | Others
26228 | City Dispensary Shopping Center | Syringe Needle Destroyer | Nulife - Dots | 3000130139 | Functional | Others
26229 | J.K.Loan Hospital, Kota | 60mA X-Ray Machine | Model not available | 3000046800 | Functional | Others
26230 | City Dispensary Talwandi | SPHYGMOMANOMETER(BP APPRATUS) | Pagoda | 3000130113 | Functional | Others
26231 | M B S Hospital Kota | Centrifuge Machine ( 8 Tube) | REMI - R 8C | 3000055775 | Functional | Others
26232 | Gangori Hospital | Syringe Needle Destroyer | Nulife - Dots | 3000139771 | Functional | Others
26233 | Gangori Hospital | Defibrillator | MODEL NOT AVAILABLE | 2311 | Functional | Others
26234 | Gangori Hospital | Defibrillator | MODEL NOT AVAILABLE | 2298 | Functional | Others
26235 | Srera Phc | Hemoglobin meter | Model Not Available | 3000042121 | Functional | Others
26236 | Kumawas Phc Jhunjhunu | Sahlis HB Meter | Model not available | 3000141154 | Functional | Others
26237 | Tb Hospital Jodhpur Medical Collage Hospital | SPHYGMOMANOMETER(BP APPRATUS) | Model not available | 3000056191 | Functional | Cmho Supply
26238 | Srera Phc | Weighing Machine | MODEL NOT AVAILABLE | 3000042131 | Functional | Others
26239 | Lordia Phc | Autoclave | Model not available | 3000120082 | Functional | Others
26240 | Srera Phc | SPHYGMOMANOMETER(BP APPRATUS) | MODEL NOT AVAILABLE | 73623 | Functional | Others
26241 | Baleser Chc | Centrifuge Machine ( 8 Tube) | REMI - R303 | 3000049734 | Not in use | Others
26242 | Bamarla Phc Barmer | Baby Weighing Machine | Crown | 3000042106 | Functional | Others
26243 | Bamarla Phc Barmer | Fetal Doppler | MODEL NOT AVAILABLE | 50769050 | Functional | Others
26244 | Aspur Chc | Freezes | MODEL NOT AVAILABLE | 3000260070 | Functional | Others
26245 | Baleser Chc | Syringe Needle Destroyer | Microsil - ND350 | 3000049752 | Functional | Others
26246 | Bamarla Phc Barmer | FOGGING MACHINE | MODEL NOT AVAILABLE | 3000042104 | Functional | Others
26247 | Aspur Chc | Hemoglobin meter | Model Not Available | 3000260071 | Functional | Others
26248 | Borunda Chc | Blood Cell Counter - 3 part | Horiba - ABX Micros ES 60 | 3000054173 | Functional | Others
26249 | Chamu Chc | Syringe Needle Destroyer | Microsil - ND350 | 4785 | Functional | Others
26250 | Borunda Chc | Autoclave | Model not available | 3000054174 | Functional | Others
26251 | Baleser Chc | Radiant Heat Warmer | Zeal - RHW 2101A | 3000049742 | Functional | Others
26252 | Baleser Chc | Radiant Heat Warmer | Zeal - RHW 2101A | 3000049744 | Functional | Others
26253 | Tb Hospital Jodhpur Medical Collage Hospital | Radiant Heat Warmer | Meditrin - Heat Warmer | 2000032969 | Functional | Others
26254 | Baleser Chc | Instrument Sterilizer | Model Not Available | 3000049753 | Functional | Others
26255 | Borunda Chc | Incubator | MODEL NOT AVAILABLE | 3000054178 | Functional | Others
26256 | Peeth Phc | Centrifuge Machine ( 4 Tube ) | Model not available | 3000210103 | Functional | Others
26257 | Guda Balotan Phc | SPHYGMOMANOMETER(BP APPRATUS) | MODEL NOT AVAILABLE | 3000119352 | Functional | Cmho Supply
26258 | Guda Balotan Phc | Instrument Sterilizer | Model Not Available | 3000119369 | Functional | Cmho Supply
26259 | Morsim Phc | FOOT OPERATED SUCTION MACHINE | MODEL NOT AVAILABLE | 3000119749 | Functional | Surgicoin Medequip Pvt Ltd
26260 | Morsim Phc | Instrument Sterilizer | Model Not Available | 3000119756 | Functional | Others
26261 | Maharana Bhopal Govt Hospital Medical Collage | C-Arm Machine | Model Not Available | 21105173-C | Functional | Alan Electronic Systems Pvt Ltd
26262 | Saiwar Shahpura Phc | Radiant Heat Warmer | Meditrin - Heat Warmer | NRHM/WM09/11/27 | Functional | Others
26263 | Bhinmal Chc | Binocular Microscope | Labomed - Vision 2000 | 7039865 | Functional | Labomed
26264 | Chohtan Chc | Autoclave | Model not available | 3000117987 | Functional | Others
26265 | Chohtan Chc | Suction Machine | Model Not Available | 300017998 | Functional | Others
26266 | Bhinmal Chc | Phototherepy Unit | Meditrin - Digital Bilitimer Phototherapy | NRHM/PT09/140 | Functional | Meditrin Instruments
26267 | Sata Phc | Binocular Microscope | Labomed - Vision 2000 | 3000214423 | Functional | Others
26268 | Sata Phc | Centrifuge Machine ( 8 Tube) | Model Not Available | 3000214421 | Functional | Others
26269 | Ramsar Chc | Blood Cell Counter - 3 part | Model not available | 3000122153 | Functional | Others
26270 | Sata Phc | SPHYGMOMANOMETER(BP APPRATUS) | MODEL NOT AVAILABLE | 3000214408 | Functional | Others
26271 | Sata Phc | SPHYGMOMANOMETER(BP APPRATUS) | MODEL NOT AVAILABLE | 3000214410 | Functional | Others
26272 | Sata Phc | Radiant Heat Warmer | Meditrin - Heat Warmer | 3000214417 | Functional | Others
26273 | Bhimra Phc | Syringe Needle Destroyer | Model not available | 3000117893 | Functional | Others
26274 | Bhimra Phc | Syringe Needle Destroyer | Model not available | 3000117894 | Functional | Others
26275 | Bhimra Phc | Syringe Needle Destroyer | Model not available | 3000117895 | Functional | Others
26276 | Bhimra Phc | Syringe Needle Destroyer | Model not available | 3000117896 | Functional | Others
26277 | Daspan Phc | Labour Table | Model Not Available | 3000119739 | Functional | Others
26278 | Sawau Padam Singh Phc | Binocular Microscope | RSL - 4B | 3000117928 | Functional | Others
26279 | Daspan Phc | Hemoglobin meter | Model Not Available | 3000119740 | Functional | Others
26280 | Baitu Chc | Blood Bank Refrigerator | Model not available | 3000124494 | Functional | Others
26281 | Thalwad Phc Jalore | Baby Weighing Machine | Crown | 3000119560 | Functional | Ramon Surgical Company
26282 | J S Dam Phc | Binocular Microscope | Model Not Available | 300055752 | Functional | Others
26283 | J S Dam Phc | Sahlis HB Meter | Model not available | 300055754 | Functional | Others
26284 | Mukam Phc | Syringe Needle Destroyer | Model not available | 800-125 | Functional | Others
26285 | Mukam Phc | Spot Light ( Portable ) | Model Not Available | 3000045190 | Functional | Others
26286 | Gangori Hospital | SPHYGMOMANOMETER(BP APPRATUS) | MODEL NOT AVAILABLE | 3000139502 | Functional | Others
26287 | Berasar Phc Bikaner | Intensive Care Bed | Model Not Available | 73622 | Functional | Others
26288 | Gangori Hospital | SPHYGMOMANOMETER(BP APPRATUS) | MODEL NOT AVAILABLE | 3000139503 | Functional | Others
26289 | Gangori Hospital | Ice lined refrigerator | Model Not Available | 3000139684 | Functional | Others
26290 | Nathusar Phc | Baby Weighing Machine | Model Not Available | 2000035155 | Functional | Others
26291 | Arnai Phc | Labour Table | Model Not Available | 3000119931 | Functional | Others
26292 | Nathusar Phc | FOOT OPERATED SUCTION MACHINE | MODEL NOT AVAILABLE | 2000035157 | Functional | Others
26293 | Gangori Hospital | Ventilator | Model Not Available | A5325 | Functional | Others
26294 | Gangori Hospital | Ventilator | Model Not Available | A5800 | Functional | Others
26295 | Gangori Hospital | Binocular Microscope | Labomed - Vision 2000 | 3000139766 | Functional | Others
26296 | Gangori Hospital | Syringe Infusion Pump | Model not available | 3000139724 | Functional | Others
26297 | Gangori Hospital | Syringe Infusion Pump | Model not available | 3000139725 | Functional | Others
26298 | Bhusawar Chc | Instrument Sterilizer | Model Not Available | 3000236381 | Functional | Cmho Supply
26299 | Gangori Hospital | Syringe Infusion Pump | Model not available | 5512 | Functional | Others
26300 | Gangori Hospital | Syringe Infusion Pump | Model not available | 140110455T04 | Functional | Others
26301 | Gangori Hospital | Syringe Infusion Pump | Model not available | 3000139743 | Functional | Others
26302 | Nimeda Phc Jaipur2 | Weighing Machine | MODEL NOT AVAILABLE | 3000222717 | Functional | Others
26303 | Nathusar Phc | Glucometer | Model not available | 2000035153 | Functional | Others
26304 | Nathusar Phc | Labour Table | Model Not Available | 2000035154 | Functional | Others
26305 | Mainsar Phc | Sahlis HB Meter | Model Not Available | 1201A/32 | Non Functional Repairable | Janak Healthcare Pvt Ltd
26306 | Gangori Hospital | Blood Bank Refrigerator | Model not available | 3000139685 | Functional | Others
26307 | Gangori Hospital | Syringe Needle Destroyer | Model Not Available | 1201A/28 | Non Functional Repairable | Janak Healthcare Pvt Ltd
26308 | Jahota Phc | Spot Light ( Portable ) | Model Not Available | 3000085673 | Functional | Others
26309 | Guda Balotan Phc | Binocular Microscope | Microlux - 16 | 3000119355 | Functional | Cmho Supply
26310 | Jahota Phc | Freezes | MODEL NOT AVAILABLE | BE04G0E01092 | Functional | Others
26311 | Giri Phc | Syringe Needle Destroyer | Model not available | 3000202236 | Functional | Others
26312 | Govt Hospital Sojat Sdh | Phototherepy Unit | MODEL NOT AVAILABLE | 3000214694 | Functional | Others
26313 | Govt Hospital Sojat Sdh | Nebulizer | MODEL NOT AVAILABLE | 3000214698 | Functional | Others
26314 | Govt Hospital Sojat Sdh | Nebulizer | MODEL NOT AVAILABLE | 3000214699 | Functional | Others
26315 | Marwa Phc | Glucometer | Model not available | 3000222600 | Functional | Metro Traiding Corporation
26316 | Govt Hospital Sojat Sdh | Phototherepy Unit | Fenam, Bilitron Sky 5006 | 3000214705 | Functional | Others
26317 | Govt Hospital Sojat Sdh | Weighing Machine | MODEL NOT AVAILABLE | 3000214742 | Functional | Others
26318 | Govt Hospital Sojat Sdh | Weighing Machine | MODEL NOT AVAILABLE | 3000214743 | Functional | Others
26319 | Jojawar Phc | Centrifuge Machine ( 12 Tube ) | Model Not Available | 3000131504 | Functional | Others
26320 | Dhamli Phc | Glucometer | Model not available | 3000202332 | Functional | Others
26321 | Jojawar Phc | Freezes | MODEL NOT AVAILABLE | 3000202518 | Functional | Others
26322 | Marwa Phc | Blood Bank Refrigerator | Model not available | 3000222607 | Functional | Vestfrost Solutions
26323 | Dhamli Phc | Radiant Heat Warmer | Model Not Available | 3000202314 | Functional | Others
26324 | Chenda Phc | Baby Weighing Machine | Model Not Available | 3000214319 | Functional | Others
26325 | Sakhun Phc | Binocular Microscope | RXL-4B | 3000139961 | Functional | Cmho Supply
26326 | Manihari Chc Pali | Baby Weighing Machine | Model Not Available | 3000214199 | Functional | Others
26327 | Sakhun Phc | Autoclave | Model not available | 3000139971 | Functional | Cmho Supply
26328 | District Hospital Jalore Dh | Centrifuge Machine ( 8 Tube) | REMI - R4C | 2000035998 | Functional | Others
26329 | Auwa Phc | Glucometer | Model not available | 3000202327 | Functional | Others
26330 | Khudikalaan Phc | Radiant Heat Warmer | Meditrin - Heat Warmer | NRHM/112 | Functional | Others
26331 | Khudikalaan Phc | Radiant Heat Warmer | Zeal - RHW 2101A | RHW2101A/103/2351 | Functional | Others
26332 | Napsar Chc | Sahlis HB Meter | Model not available | 2000030697 | Functional | Others
26333 | Thanwla Phc | Syringe Needle Destroyer | Microsil ND 20 | 2000036455 | Functional | Linco Scientific Instruments And Chemicals (P) Ltd
26334 | Baleser Chc | Freezes | MODEL NOT AVAILABLE | 3000049761 | Functional | Others
26335 | Bumbloo Phc | Ice lined refrigerator | Model Not Available | 20013708451 | Functional | Others
26336 | Borunda Chc | Syringe Needle Destroyer | Microsil - ND350 | 3000054179 | Functional | Others
26337 | Bumbloo Phc | Blood Bank Refrigerator | Model not available | 3000042109 | Functional | Others
26338 | Chamu Chc | Syringe Needle Destroyer | Microsil - ND350 | 7383 | Functional | Others
26339 | Bumbloo Phc | Hemoglobin meter | Model Not Available | 3000042117 | Functional | Others
26340 | Bumbloo Phc | SPHYGMOMANOMETER(BP APPRATUS) | MODEL NOT AVAILABLE | 3000042118 | Functional | Others
26341 | Borunda Chc | Emergeny First Aid Kit | Medisys | 3000054046 | Functional | Others
26342 | Bayana Chc | 300mA X-Ray Machine | Model not available | E080606 | Functional | Cmho Supply
26343 | Gangori Hospital | Intensive Care Bed | Model Not Available | 3000139670 | Functional | Others
26344 | Gangori Hospital | Intensive Care Bed | Model Not Available | 3000139671 | Functional | Others
26345 | Gangori Hospital | Intensive Care Bed | Model Not Available | 3000139672 | Functional | Others
26346 | Gangori Hospital | Intensive Care Bed | Model Not Available | 3000139673 | Functional | Others
26347 | Borunda Chc | Pulse Oxymeter | Model Not Available | 3000054167 | Functional | Others
26348 | Punjpur Chc | Phototherepy Unit | MODEL NOT AVAILABLE | 3000260056 | Functional | Others
26349 | Borunda Chc | Syringe Needle Destroyer | Microsil - ND350 | 3000054169 | Functional | Others
26350 | Diyatara Phc | Syringe Needle Destroyer | Model not available | 2000035249 | Functional | Others
26351 | Diyatara Phc | Instrument Sterilizer | Model Not Available | 2000035251 | Functional | Others
26352 | Kaprda Phc | Syringe Needle Destroyer | Nulife - Dots | 3000054102 | Functional | Others
26353 | Diyatara Phc | SPHYGMOMANOMETER(BP APPRATUS) | MODEL NOT AVAILABLE | 2000035252 | Functional | Others
26354 | Kaprda Phc | Centrifuge Machine ( 8 Tube) | Model Not Available | 3000054103 | Functional | Others
26355 | Gangori Hospital | Pulse Oxymeter | Model Not Available | 1226 | Functional | Others
26356 | Gangori Hospital | Pulse Oxymeter | Model Not Available | 3000139713 | Functional | Others
26357 | Diyatara Phc | ELECTRIC OT TABLE | MODEL NOT AVAILABLE | 2000035259 | Functional | Others
26358 | Kudan Chc | Binocular Microscope | Model Not Available | 2000031789 | Functional | Others
26359 | Gangori Hospital | Autoclave | Model not available | 3000139708 | Functional | Others
26360 | Ahore Chc | SPHYGMOMANOMETER(BP APPRATUS) | MODEL NOT AVAILABLE | 0 | Functional | Others
26361 | Ahore Chc | Defibrillator with Cardiac Monitor | Model Not Available | 3000119414 | Functional | Concept Integration
26362 | Guda Balotan Phc | Ice lined refrigerator | MK - 142 | 25116334 | Functional | Cmho Supply
26363 | Baitu Chc | Binocular Microscope | Model Not Available | 95425 | Functional | Others
26364 | Mithrau Phc | Glucometer | Model not available | 3000214378 | Functional | Others
26365 | Mithrau Phc | Glucometer | Model not available | 3000214377 | Functional | Others
26366 | Chandrai Phc | Labour Table | Model Not Available | 3000119329 | Functional | Others
26367 | Bhuti Phc | Binocular Microscope | Microlux - 16 | 12-D-12654 | Functional | Ajay Optical India
26368 | Dantil Phc | SPHYGMOMANOMETER(BP APPRATUS) | MODEL NOT AVAILABLE | 2000022245 | Functional | Others
26369 | Dantil Phc | Binocular Microscope | Model Not Available | 2000022239 | Functional | Others
26370 | Kelnor Phc | Binocular Microscope | Model Not Available | 38529 | Functional | Others
26371 | Kawas Chc | Semi Automated Chemistry Analyzer | CPC - STAT FAX 3300 | 3000117833 | Functional | Others
26372 | Kelnor Phc | Centrifuge Machine ( 4 Tube ) | Model not available | EILC-3023 | Functional | Others
26373 | Dantil Phc | Syringe Needle Destroyer | Microsil ND 120 | 3000085729 | Functional | Others
26374 | Dantil Phc | FOOT OPERATED SUCTION MACHINE | MODEL NOT AVAILABLE | 3000085730 | Non Functional Repairable | Surgicoin Medequip Pvt Ltd
26375 | Dispensary Satyawatan Aashram City | Glucometer | Model not available | M03RB06EAA0459 | Functional | Others
26376 | Gida Phc | Instrument Sterilizer | Model Not Available | 3000117966 | Not in use | Others
26377 | Dispensary Satyawatan Aashram City | Ice lined refrigerator | HBC-70 | BE07F4E0N00B2A5T0115 | Functional | Others
26378 | Gida Phc | Syringe Needle Destroyer | Model not available | 3000117952 | Functional | Others
26379 | Mundota Phc | Binocular Microscope | Model Not Available | 300230904 | Functional | Others
26380 | Naredha Chc | ESR Stand | Model not available | 2000022329 | Functional | Yorco Sales Pvt Ltd
26381 | Timedabada Phc | Binocular Microscope | Model Not Available | 3000207729 | Functional | Others
26382 | Mundota Phc | Freezes | MODEL NOT AVAILABLE | 3.9051e+17 | Functional | Others
26383 | Gida Phc | Fetal Doppler | ND - 102 | 3000117975 | Functional | Others
26384 | Babra Phc | SPHYGMOMANOMETER(BP APPRATUS) | MODEL NOT AVAILABLE | 3000202249 | Functional | Others
26385 | Siriyari Phc | SPHYGMOMANOMETER(BP APPRATUS) | MODEL NOT AVAILABLE | 3000202581 | Functional | Others
26386 | Gangori Hospital | Ventilator | Model Not Available | ELZD01102038 | Functional | Others
26387 | Nathusar Phc | Weighing Machine | MODEL NOT AVAILABLE | 2000035163 | Functional | Others
26388 | District Hospital Jalore Dh | C R System | Model not available | 3000045853 | Functional | Others
26389 | Weir Chc | Semi Automated Chemistry Analyzer | Model not Available | BT5350 | Functional | Biosystems S A
26390 | District Hospital Jalore Dh | Hemoglobin meter | HB 301 | 3000045873 | Functional | Others
26391 | Gangori Hospital | SPHYGMOMANOMETER(BP APPRATUS) | MODEL NOT AVAILABLE | 3000139746 | Functional | Others
26392 | Gangori Hospital | SPHYGMOMANOMETER(BP APPRATUS) | MODEL NOT AVAILABLE | 3000139747 | Functional | Others
26393 | Gangori Hospital | SPHYGMOMANOMETER(BP APPRATUS) | MODEL NOT AVAILABLE | 3000139748 | Functional | Others
26394 | Gangori Hospital | SPHYGMOMANOMETER(BP APPRATUS) | MODEL NOT AVAILABLE | 3000139749 | Functional | Others
26395 | Gangori Hospital | SPHYGMOMANOMETER(BP APPRATUS) | MODEL NOT AVAILABLE | 3000139750 | Functional | Others
26396 | Gangori Hospital | FOGGING MACHINE | MODEL NOT AVAILABLE | 3000139753 | Functional | Others
26397 | Tb Hospital Jodhpur Medical Collage Hospital | Autoclave | Model not available | 2000032975 | Functional | Others
26398 | District Hospital Jalore Dh | C. T. Scanner | TSX-021B | 3000045878 | Functional | Others
26399 | Bajju Chc | Centrifuge Machine ( 6 Tube ) | Model Not Available | 3000045354 | Functional | Others
26400 | Weir Chc | Weighing Machine | MODEL NOT AVAILABLE | 3000236227 | Functional | Cmho Supply
26401 | Tb Hospital Jodhpur Medical Collage Hospital | Radiant Heat Warmer | Zeal - RHW 2101A | 2000032981 | Functional | Others
26402 | Gangori Hospital | SPHYGMOMANOMETER(BP APPRATUS) | MODEL NOT AVAILABLE | 3000139729 | Functional | Others
26403 | Gangori Hospital | SPHYGMOMANOMETER(BP APPRATUS) | MODEL NOT AVAILABLE | 3000139730 | Functional | Others
26404 | Gangori Hospital | SPHYGMOMANOMETER(BP APPRATUS) | MODEL NOT AVAILABLE | 3000139731 | Functional | Others
26405 | Gangori Hospital | SPHYGMOMANOMETER(BP APPRATUS) | MODEL NOT AVAILABLE | 3000139732 | Functional | Others
26406 | Gangori Hospital | SPHYGMOMANOMETER(BP APPRATUS) | MODEL NOT AVAILABLE | 3000139734 | Functional | Others
26407 | Gangori Hospital | SPHYGMOMANOMETER(BP APPRATUS) | MODEL NOT AVAILABLE | 3000139735 | Functional | Others
26408 | Srera Phc | Radiant Heat Warmer | Zeal - RHW 2101A | 3000042125 | Functional | Others
26409 | Srera Phc | Baby Weighing Machine | Crown | 3000042126 | Functional | Others
26410 | Chohtan Chc | Radiant Heat Warmer | Meditrin - Heat Warmer | 3000117983 | Functional | Others
26411 | Chohtan Chc | Phototherepy Unit | Meditrin - Digital Bilitimer Phototherapy | 3000117984 | Functional | Others
26412 | Ramsar Chc | Monocular Microscope | Model not available | 3000122157 | Not in use | Others
26413 | Ramsar Chc | Monocular Microscope | Model not available | 3000122158 | Not in use | Others
26414 | Ramsar Chc | Monocular Microscope | Model not available | 3000122159 | Not in use | Others
26415 | Ramsar Chc | Monocular Microscope | Model not available | 3000122160 | Not in use | Others
26416 | Ramsar Chc | Monocular Microscope | Model not available | 3000122161 | Not in use | Others
26417 | Ramsar Chc | Monocular Microscope | Model not available | 3000122154 | Not in use | Others
26418 | Ramsar Chc | Monocular Microscope | Model not available | 3000122155 | Not in use | Others
26419 | Ramsar Chc | Monocular Microscope | Model not available | 3000122156 | Not in use | Others
26420 | Sata Phc | Radiant Heat Warmer | Zeal - RHW 2101A | 3000214418 | Functional | Others
26421 | Sata Phc | Fetal Doppler | ND - 102 | 3000214413 | Functional | Others
26422 | Saiwar Shahpura Phc | Binocular Microscope | Model Not Available | 2000025508 | Functional | Others
26423 | Sawau Padam Singh Phc | Freezes | MODEL NOT AVAILABLE | 3000117902 | Not in use | Others
26424 | Thalwad Phc Jalore | Radiant Heat Warmer | Zeal - RHW 2101A | RHW2101A/0813/913 | Functional | Zeal Medical Pvt Ltd
26425 | Thalwad Phc Jalore | Weighing Machine | MODEL NOT AVAILABLE | 3000119562 | Functional | Bhasin Sons Private Limited
26426 | Baitu Chc | Binocular Microscope | Labomed - Vision 2000 | 4067 | Functional | Others
26427 | Baitu Chc | Freezes | MODEL NOT AVAILABLE | 3000124501 | Functional | Others
26428 | Thalwad Phc Jalore | Weighing Machine | Victoria DX | 3000119565 | Functional | Crown Digital Scales Inc
26429 | Sawau Padam Singh Phc | Suction Machine | Model Not Available | 3000117905 | Functional | Others
26430 | Sawau Padam Singh Phc | Instrument Sterilizer | Model Not Available | 3000117912 | Not in use | Others
26431 | Baitu Chc | Semi Automated Chemistry Analyzer | CPC - STAT FAX 3300 | 3300-6630 | Functional | Others
26432 | Rohini Phc | Binocular Microscope | Model Not Available | 2000036993 | Functional | Others
26433 | Baitu Chc | Baby Weighing Machine | Model Not Available | 3000124512 | Functional | Others
26434 | Dispensary Satyawatan Aashram City | SPHYGMOMANOMETER(BP APPRATUS) | MODEL NOT AVAILABLE | 3000230913 | Functional | Others
26435 | Dantil Phc | Weighing Machine | MODEL NOT AVAILABLE | 2000022247 | Functional | Others
26436 | Ketukalla Phc | Syringe Needle Destroyer | Microsil - ND350 | 3000049756 | Functional | Others
26437 | Gangori Hospital | Defibrillator | MODEL NOT AVAILABLE | 181850 | Functional | Others
26438 | Bhopalgarh Chc | Dental Chair Unit | Model Not Available | 3000054313 | Functional | Others
26439 | Ketukalla Phc | Ice lined refrigerator | HBC-70 | 3000049757 | Functional | Others
26440 | Bhopalgarh Chc | Ice lined refrigerator | Model Not Available | 3000049490 | Functional | Others
26441 | Gangori Hospital | SPHYGMOMANOMETER(BP APPRATUS) | MODEL NOT AVAILABLE | 3000139710 | Functional | Micro Lab Instruments Ahmedabad
26442 | Bhopalgarh Chc | Radiant Heat Warmer | Zeal - RHW 2101A | 3000049481 | Functional | Others
26443 | Bahaj Phc | Hemoglobin meter | Model Not Available | 3000236188 | Functional | Others
26444 | Someser Phc | Syringe Needle Destroyer | Model not available | 3000049813 | Functional | Others
26445 | Someser Phc | Syringe Needle Destroyer | Model not available | 3000049814 | Functional | Others
26446 | Someser Phc | Freezes | MODEL NOT AVAILABLE | 3000049818 | Functional | Others
26447 | Kudan Chc | Sahlis HB Meter | Model not available | 2000031787 | Functional | Others
26448 | Someser Phc | Ice lined refrigerator | MK - 142 | 3000049822 | Functional | Others
26449 | Tiwari Phc | Ice lined refrigerator | MK - 142 | 3000049637 | Functional | Others
26450 | Bayana Chc | ECG Machine (Three Channel ) | Medicaid - CardioFax 3R | E10440709 | Functional | Cmho Supply
26451 | Bayana Chc | Oxygen Concentrator | Model Not Available | 3000236368 | Functional | Cmho Supply
26452 | Khoh Phc | Binocular Microscope | Model Not Available | 3000236510 | Functional | Others
26453 | Kudan Chc | Blood Bank Refrigerator | Model not available | 2000031773 | Functional | Others
26454 | Bhopalgarh Chc | Defibrillator | MODEL NOT AVAILABLE | 3000054321 | Functional | Others
26455 | Khoh Phc | Hemoglobin meter | Model Not Available | 3000236512 | Functional | Others
26456 | Bhopalgarh Chc | Multi-Para Monitor | Schiller - Truscope Classic | 3000054322 | Functional | Others
26457 | Khoh Phc | Blood Bank Refrigerator | Model not available | 3000236514 | Functional | Others
26458 | Khoh Phc | SPHYGMOMANOMETER(BP APPRATUS) | MODEL NOT AVAILABLE | 3000236516 | Functional | Others
26459 | Januthar Phc | Centrifuge Machine ( 4 Tube ) | Model not available | 3000236504 | Functional | Remi Electrotechnik Ltd
26460 | Januthar Phc | Hemoglobin meter | Model Not Available | 3000236505 | Functional | Others
26461 | Januthar Phc | Monocular Microscope | Model not available | 3000236507 | Functional | Cmho Supply
26462 | Khod Chc | Syringe Needle Destroyer | Model not available | 3000197568 | Functional | Others
26463 | Khod Chc | Syringe Needle Destroyer | Model not available | 3000197569 | Functional | Others
26464 | Koselao Chc | SPHYGMOMANOMETER(BP APPRATUS) | MODEL NOT AVAILABLE | 3000197825 | Functional | Others
26465 | Khod Chc | Sahlis HB Meter | Model not available | 3000197578 | Functional | Others
26466 | Ramsin Phc | Freezes | MODEL NOT AVAILABLE | 3000119584 | Functional | Others
26467 | Falna Phc | Freezes | MODEL NOT AVAILABLE | 3000197200 | Functional | Others
26468 | Ramsin Phc | Binocular Microscope | Labomed - Vision 2000 | 3000119586 | Functional | Others
26469 | Desuri Chc | Instrument Sterilizer | Model Not Available | 3000197681 | Functional | Others
26470 | Karda Phc | SPHYGMOMANOMETER(BP APPRATUS) | MODEL NOT AVAILABLE | 3000119893 | Functional | Others
26471 | Sumerpur Chc | VDRL Rotator (Rotor and Shaker) | Model Not Available | 3000197930 | Functional | Others
26472 | Bhimana Phc | Binocular Microscope | Microlux - 16 | 3000197260 | Functional | Others
26473 | Lambiya P - Phc | Suction Machine | Model Not Available | 3000202432 | Functional | Others
26474 | Karda Phc | Baby Weighing Machine | Crown | 3000119795 | Functional | Others
26475 | Sumerpur Chc | SPHYGMOMANOMETER(BP APPRATUS) | MODEL NOT AVAILABLE | 3000197961 | Functional | Others
26476 | Karda Phc | Baby Weighing Machine | Crown | 3000119790 | Functional | Others
26477 | Ramsin Phc | Blood Bank Refrigerator | Model not available | 3000119597 | Functional | Others
26478 | Guda Endla Phc | Baby Weighing Machine | Model Not Available | 3000197163 | Functional | Others
26479 | Guda Endla Phc | Baby Weighing Machine | Model Not Available | 3000197168 | Functional | Others
26480 | Guda Endla Phc | Labour Table | Model Not Available | 3000197165 | Functional | Others
26481 | Sadri Chc | Monocular Microscope | Model not available | 130560411 | Functional | Others
26482 | Bejapur Phc | Blood Bank Refrigerator | Model not available | 3000197233 | Functional | Others
26483 | Guda Endla Phc | Syringe Needle Destroyer | Model not available | 3000197166 | Functional | Others
26484 | Guda Endla Phc | Syringe Needle Destroyer | Model not available | 3000197169 | Functional | Others
26485 | Bejapur Phc | Suction Machine | Model Not Available | 3000197237 | Functional | Others
26486 | Guda Endla Phc | Binocular Microscope | Model Not Available | 3000197174 | Functional | Others
26487 | Sadri Chc | Water Bath | Model not available | 3000202731 | Functional | Others
26488 | Srera Phc | Fetal Doppler | MODEL NOT AVAILABLE | 3000042127 | Functional | Others
26489 | Gangori Hospital | Syringe Needle Destroyer | Nulife - Dots | 3000139774 | Functional | Others
26490 | Gangori Hospital | Syringe Needle Destroyer | Nulife - Dots | 3000139775 | Functional | Others
26491 | Bayana Chc | Glucometer | Model not available | 3000236352 | Functional | Cmho Supply
26492 | Aspur Chc | Binocular Microscope | Model Not Available | 3000260066 | Functional | Mlw Intermed
26493 | Srera Phc | Binocular Microscope | BLS 116 | 6722 | Functional | Others
26494 | Aspur Chc | Hemoglobin meter | HB 301 | 3000260067 | Functional | Hemocue India
26495 | Srera Phc | Glucometer | Model not available | 3000042123 | Functional | Others
26496 | Bayana Chc | Freezes | MODEL NOT AVAILABLE | 801NS000084 | Functional | Cmho Supply
26497 | Lordia Phc | Ice lined refrigerator | MK - 142 | 3000120075 | Functional | Others
26498 | Aspur Chc | Pulse Oxymeter | Model Not Available | 3000260112 | Functional | Others
26499 | Bayana Chc | Blood Cell Counter - 3 part | Horiba - ABX Micros ES 60 | 3000236370 | Functional | Cmho Supply
26500 | Lordia Phc | SPHYGMOMANOMETER(BP APPRATUS) | MODEL NOT AVAILABLE | 3000120079 | Not in use | Others
26501 | Lordia Phc | Baby Weighing Machine | Model Not Available | 3000120080 | Functional | Others
26502 | Srera Phc | Ice lined refrigerator | HBC-70 | 3000042133 | Functional | Others
26503 | Baleser Chc | Centrifuge Machine ( 8 Tube) | REMI - R 8C DX | 3000049733 | Not in use | Others
26504 | Bayana Chc | Automated Urine Analyzer | Model not available | 3000236372 | Functional | Cmho Supply
26505 | Tb Hospital Jodhpur Medical Collage Hospital | Freezes | MODEL NOT AVAILABLE | 3000047962 | Functional | Others
26506 | Aspur Chc | Spot Light ( Portable ) | Model Not Available | 3000260115 | Functional | Cognate India
26507 | Tb Hospital Jodhpur Medical Collage Hospital | ECG Machine (Single Channel) | BPL - Cardiart 108T | 3000047963 | Functional | Others
26508 | Aspur Chc | Phototherepy Unit | Fenam, Bilitron Sky 5006 | 3000260116 | Functional | Fanem
26509 | Tb Hospital Jodhpur Medical Collage Hospital | Fetal Doppler | MODEL NOT AVAILABLE | 2000032970 | Functional | Others
26510 | Bayana Chc | Incubator | MODEL NOT AVAILABLE | 909 | Functional | Cmho Supply
26511 | Bayana Chc | Blood Bank Refrigerator | Model not available | 986 | Functional | Cmho Supply
26512 | Chamu Chc | Syringe Needle Destroyer | Microsil - ND350 | 4832 | Functional | Others
26513 | Mithrau Phc | Syringe Needle Destroyer | Model not available | 3000214373 | Functional | Others
26514 | Nanna Phc | Sahlis HB Meter | Model not available | 3000197266 | Functional | Others
26515 | Kawas Chc | Blood Bank Refrigerator | Model not available | 3000117848 | Functional | Others
26516 | Kawas Chc | Ice lined refrigerator | HBC-70 | 3000117849 | Functional | Others
26517 | Bhawar Phc | Suction Machine | Model Not Available | 3000214453 | Functional | Others
26518 | Bhawar Phc | Fetal Doppler | MODEL NOT AVAILABLE | 3000214451 | Functional | Others
26519 | Dispensary Satyawatan Aashram City | Freezes | MODEL NOT AVAILABLE | B503C2E8400P1B760092 | Functional | Others
26520 | Bhimra Phc | SPHYGMOMANOMETER(BP APPRATUS) | MODEL NOT AVAILABLE | 3000117377 | Functional | Others
26521 | Bhimra Phc | SPHYGMOMANOMETER(BP APPRATUS) | MODEL NOT AVAILABLE | 3000117879 | Functional | Others
26522 | Bhimra Phc | Syringe Needle Destroyer | Model not available | 3000117900 | Functional | Others
26523 | Hire Ki Dhani Phc | Binocular Microscope | BLS 116 | 3000117937 | Functional | Others
26524 | Bali Chc | Spot Light ( Portable ) | Model Not Available | 3000197414 | Functional | Others
26525 | Gangori Hospital | Plasma Sterilizer | MODEL NOT AVAILABLE | 33111977 | Functional | Others
26526 | Gangori Hospital | Plasma Sterilizer | MODEL NOT AVAILABLE | 3000139637 | Functional | Others
26527 | Bijraad Phc | Binocular Microscope | Model Not Available | 3000214402 | Functional | Others
26528 | Bijraad Phc | Binocular Microscope | Model Not Available | 3000214401 | Functional | Others
26529 | Kanod Phc | Binocular Microscope | BLS 116 | 3000117863 | Functional | Others
26530 | Naredha Chc | Glucometer | Model not available | MT00000093 | Functional | Others
26531 | Bhimra Phc | Syringe Needle Destroyer | Model not available | 3000117889 | Functional | Others
26532 | Gangori Hospital | Hydraulic Operation Table | MODEL NOT AVAILABLE | 3000139541 | Functional | Others
26533 | Desuri Chc | SPHYGMOMANOMETER(BP APPRATUS) | MODEL NOT AVAILABLE | 3000197690 | Functional | Others
26534 | Radhakisanpura Phc | Syringe Needle Destroyer | Microsil - ND350 | 10101 | Functional | Linco Scientific Instruments And Chemicals (P) Ltd
26535 | Boosi Phc | Centrifuge Machine ( 8 Tube) | Model Not Available | HHLC-12076 | Functional | Others
26536 | Napsar Chc | Freezes | MODEL NOT AVAILABLE | 2000030698 | Functional | Others
26537 | District Hospital Jalore Dh | Monocular Microscope | Model not available | 3000045823 | Functional | Others
26538 | Sri Dungargarh Chc | Radiant Heat Warmer | Model Not Available | 3000045028 | Functional | Others
26539 | Sri Dungargarh Chc | Centrifuge Machine ( 8 Tube) | Model Not Available | 3000045030 | Functional | Others
26540 | Kudan Chc | Freezes | MODEL NOT AVAILABLE | 2000031770 | Functional | Others
26541 | Januthar Phc | Blood Bank Refrigerator | Model not available | 3000236508 | Functional | Cmho Supply
26542 | Kudan Chc | ECG Machine (Single Channel) | Model Not Available | 2000031766 | Functional | Others
26543 | Bhopalgarh Chc | Sahlis HB Meter | Model not available | 3000054307 | Functional | Others
26544 | Dist Hospital Barmer Dh | Ventilator | Model Not Available | 3000124594 | Functional | Others
26545 | Dist Hospital Barmer Dh | Ventilator | Model Not Available | 3000124592 | Functional | Others
26546 | Bhopalgarh Chc | Binocular Microscope | Model Not Available | 3000054359 | Not in use | Others
26547 | Bhopalgarh Chc | Centrifuge Machine ( 4 Tube ) | Model not available | 3000054360 | Functional | Others
26548 | Deeg Chc | Dental Chair Unit | Model Not Available | 3000236318 | Functional | Cmho Supply
26549 | Bhikamkor Phc | Freezes | Kelvinator KGE 193 | 3000049672 | Functional | Others
26550 | Bhikamkor Phc | Binocular Microscope | Model Not Available | 3000049674 | Functional | Others
26551 | Bhikamkor Phc | Monocular Microscope | Model not available | 3000049675 | Functional | Others
26552 | Badakhera Phc | Freezes | MODEL NOT AVAILABLE | 3000049233 | Functional | Others
26553 | Deeg Chc | Tonometer | Model Not Available | 3000236306 | Functional | Others
26554 | Kasi Ka Bas Phc | Freezes | MODEL NOT AVAILABLE | 20013900889 | Functional | Others
26555 | Bhopalgarh Chc | Binocular Microscope | Labomed - Vision 2000 | 4019 | Functional | Others
26556 | Birai Phc | SPHYGMOMANOMETER(BP APPRATUS) | MODEL NOT AVAILABLE | 3000049712 | Functional | Others
26557 | Etawa Bhopaji Phc | Freezes | MODEL NOT AVAILABLE | 3000222460 | Functional | Videocon Industries Ltd
26558 | Etawa Bhopaji Phc | Nebulizer | MODEL NOT AVAILABLE | SN647810 | Functional | Ajay Optical India
26559 | Etawa Bhopaji Phc | Instrument Sterilizer | Model Not Available | 3000222465 | Functional | Others
26560 | Etawa Bhopaji Phc | Binocular Microscope | Model Not Available | 3000222467 | Functional | Others
26561 | Etawa Bhopaji Phc | Monocular Microscope | Model not available | 3000222468 | Functional | Cmho Supply
26562 | Etawa Bhopaji Phc | Monocular Microscope | Model not available | 3000222469 | Functional | Others
26563 | Deeg Chc | Suction Machine | Model Not Available | 7112166 | Functional | Anand Medicaids Pvt Ltd
26564 | Deeg Chc | Water Bath | Model not available | 3000236324 | Functional | Yorco Sales Pvt Ltd
26565 | Deeg Chc | Blood Cell Counter - 3 part | Horiba - ABX Micros ES 60 | H05766 | Functional | Cmho Supply
26566 | Peeth Phc | Radiant Heat Warmer | Zeal - RHW 2101A | 3000210112 | Functional | Others
26567 | Anandpur Kalu Phc | Instrument Sterilizer | Model Not Available | 3000202108 | Functional | Others
26568 | Karda Phc | Blood Bank Refrigerator | Model not available | 3000119787 | Functional | Others
26569 | Sadri Chc | Incubator | MODEL NOT AVAILABLE | 3000202735 | Functional | Others
26570 | Sadri Chc | BLOOD DONOR COUCH | MODEL NOT AVAILABLE | 4455 | Functional | Others
26571 | Karda Phc | Radiant Heat Warmer | Model Not Available | 3000119788 | Functional | Others
26572 | Denda Phc | Blood Bank Refrigerator | Model not available | 3000214039 | Functional | Others
26573 | Thur Phc | Weighing Machine | MODEL NOT AVAILABLE | 3000119582 | Functional | Others
26574 | Sumerpur Chc | Centrifuge Machine ( 4 Tube ) | Model not available | 3000197854 | Functional | Others
26575 | Khairwa Phc | Glucometer | Model not available | 3000197191 | Functional | Panacea Engineering Medicine
26576 | Balunda Phc | Syringe Needle Destroyer | Model not available | 3000202094 | Functional | Others
26577 | Balunda Phc | Syringe Needle Destroyer | Model not available | 3000202088 | Functional | Others
26578 | Ranigaon Chc | ECG Machine (Three Channel ) | Medicaid - CardioFax 3R | 3000122131 | Functional | Others
26579 | Mandoli Phc | Radiant Heat Warmer | Zeal - RHW 2101A | 3000119713 | Functional | Others
26580 | Balunda Phc | FOOT OPERATED SUCTION MACHINE | MODEL NOT AVAILABLE | 3000202089 | Functional | Others
26581 | Chamunderi Phc | Centrifuge Machine ( 4 Tube ) | Model not available | 3000197292 | Functional | Others
26582 | Chamunderi Phc | Freezes | MODEL NOT AVAILABLE | 3000197295 | Functional | Others
26583 | Mandoli Phc | Spot Light ( Portable ) | Model Not Available | 3000119714 | Functional | Others
26584 | Bedkalaan Phc | Freezes | MODEL NOT AVAILABLE | 3000202156 | Functional | Others
26585 | Mandoli Phc | SPHYGMOMANOMETER(BP APPRATUS) | MODEL NOT AVAILABLE | 1102483 | Functional | Others
26586 | Gagaria Phc | Spot Light ( Portable ) | Model Not Available | 3000122183 | Functional | Others
26587 | Nosara Phc | Labour Table | Model Not Available | 3000045972 | Functional | Others
26588 | Harji Phc | Binocular Microscope | Model Not Available | 3000119196 | Functional | Others
26589 | Kawas Chc | Syringe Needle Destroyer | Model not available | 3000117844 | Functional | Others
26590 | Bhawar Phc | Monocular Microscope | Model not available | 3000214447 | Functional | Others
26591 | Bhawar Phc | 60mA X-Ray Machine | Model not available | 3000214444 | Functional | Others
26592 | Borunda Chc | Hemoglobin meter | HB 301 | 3000054181 | Functional | Others
26593 | Bumbloo Phc | Glucometer | Model not available | 3000042116 | Functional | Others
26594 | Bayana Chc | SPHYGMOMANOMETER(BP APPRATUS) | MODEL NOT AVAILABLE | 3000236482 | Non Functional Repairable | Cmho Supply
26595 | Borunda Chc | Spot Light ( Portable ) | Model Not Available | 3000054045 | Functional | Others
26596 | Punjpur Chc | Hemoglobin meter | HB 301 | 3000260051 | Functional | Hemocue India
26597 | Bayana Chc | 100mA X-Ray Machine | Model not available | ELPRO | Functional | Cmho Supply
26598 | Kaprda Phc | Binocular Microscope | Microlux - 16 | 3000054101 | Functional | Others
26599 | Gangori Hospital | ELECTRIC OT TABLE | MODEL NOT AVAILABLE | 313 | Functional | Others
26600 | Kaprda Phc | Syringe Needle Destroyer | Microsil ND 20 | 3000054104 | Functional | Others
26601 | Kudan Chc | Centrifuge Machine ( 4 Tube ) | Remi 4C | 2000031790 | Functional | Others
26602 | Jk Lone Hospital Jaipur | Suction Machine | Model Not Available | 3000230452 | Functional | Others
26603 | Jk Lone Hospital Jaipur | Weighing Machine | MODEL NOT AVAILABLE | 3000230451 | Functional | Others
26604 | Akkasar Phc | Syringe Needle Destroyer | Nulife - Dots | 3000042344 | Functional | Others
26605 | Bahaj Phc | Syringe Needle Destroyer | Nulife - Dots | 15002 | Functional | Mrk Healthcare Pvt Ltd Delhi
26606 | Bhopalgarh Chc | Syringe Infusion Pump | Allied - Syrn 200 | 3000054319 | Functional | Others
26607 | Poochhri Chc | Blood Bank Refrigerator | Model not available | 3000236204 | Functional | Others
26608 | Poochhri Chc | 60mA X-Ray Machine | Model not available | 3000236203 | Functional | Others
26609 | Poochhri Chc | Blood Mixer ( Roller Mixer ) | Model not available | 3000236478 | Functional | Others
26610 | Poochhri Chc | Ice lined refrigerator | MF - 144 | 3000236476 | Functional | Others
26611 | Raithal Phc Bundi | Binocular Microscope | Model Not Available | 3000046151 | Functional | Others
26612 | Someser Phc | Radiant Heat Warmer | Model Not Available | 3000049815 | Functional | Others
26613 | Kudan Chc | O.T. Light Single Dome | MODEL NOT AVAILABLE | 2000031778 | Functional | Others
26614 | Dantaramgarh Phc Sikar | Instrument Sterilizer | Model Not Available | 2000037378 | Functional | Others
26615 | Bhopalgarh Chc | Syringe Needle Destroyer | Nulife - Dots | 3000054305 | Functional | Others
26616 | Jhanwar Chc | Semi Automated Chemistry Analyzer | Model not Available | 3000049883 | Functional | Others
26617 | Bhikamkor Phc | Ice lined refrigerator | HBC-70 | 3000049666 | Functional | Others
26618 | Dhanla Phc | Radiant Heat Warmer | Meditrin - Heat Warmer | 300013112 | Functional | Others
26619 | Mandawari Phc | SPHYGMOMANOMETER(BP APPRATUS) | MODEL NOT AVAILABLE | 3000222725 | Functional | Others
26620 | Sakhun Phc | Syringe Needle Destroyer | Microsil ND 120 | 3000139978 | Functional | Cmho Supply
26621 | Sakhun Phc | Syringe Needle Destroyer | Microsil ND 120 | 3000139979 | Functional | Cmho Supply
26622 | Sakhun Phc | Syringe Needle Destroyer | Microsil ND 120 | 3000139980 | Functional | Cmho Supply
26623 | Sakhun Phc | SPHYGMOMANOMETER(BP APPRATUS-Digital) | Model Not Available | 3000139981 | Functional | Cmho Supply
26624 | 1 Lsm Phc Ganganagar | Defibrillator | MODEL NOT AVAILABLE | 3000197870 | Functional | Others
26625 | Gangori Hospital | Incubator | MODEL NOT AVAILABLE | 1103408 | Functional | Others
26626 | Bagole Phc | Freezes | MODEL NOT AVAILABLE | 3000197724 | Functional | Others
26627 | Gangori Hospital | Incubator | Yorco - YSI - 438D | 3000139487 | Functional | Others
26628 | Napsar Chc | Blood Bank Refrigerator | Model not available | 3000042019 | Functional | Others
26629 | Mukam Phc | Instrument Sterilizer | Model Not Available | 3000045185 | Functional | Others
26630 | Mukam Phc | FOOT OPERATED SUCTION MACHINE | MODEL NOT AVAILABLE | 3000045188 | Functional | Others
26631 | Berasar Phc Bikaner | Syringe Needle Destroyer | Model not available | 800162 | Functional | Others
26632 | Gangori Hospital | Weighing Machine | MODEL NOT AVAILABLE | 3000139589 | Functional | Others
26633 | Nathusar Phc | Centrifuge Machine ( 8 Tube) | Model Not Available | 2000035151 | Functional | Others
26634 | Mainsar Phc | Glucometer | Model not available | 3000045233 | Functional | Others
26635 | District Hospital Jalore Dh | Water Bath | Allied | 3000121324 | Functional | Others
26636 | Gangori Hospital | Multi-Para Monitor | Star 50 ( L and T ) | 3000139726 | Functional | Others
26637 | District Hospital Jalore Dh | Centrifuge Machine ( 16 Tube ) | Model not available | 3000045836 | Not in use | Others
26638 | Gangori Hospital | Fiberoptic Laryngoscope | Model Not Available | 3000139722 | Functional | Others
26639 | Nathusar Phc | Blood Bank Refrigerator | Model not available | 2000035160 | Functional | Others
26640 | Tb Hospital Jodhpur Medical Collage Hospital | Semi Automated Chemistry Analyzer | CHEM 5 PLUS | 3000047941 | Functional | Others
26641 | Gangori Hospital | Syringe Needle Destroyer | Model not available | 3000139717 | Functional | Others
26642 | Gangori Hospital | Syringe Needle Destroyer | Model not available | 3000139719 | Functional | Others
26643 | Nathusar Phc | SPHYGMOMANOMETER(BP APPRATUS) | MODEL NOT AVAILABLE | 1302122 | Functional | Others
26644 | Sinsini Phc | Blood Bank Refrigerator | Model not available | 3000236521 | Functional | Cmho Supply
26645 | Deeg Chc | Centrifuge Machine ( 8 Tube) | Model Not Available | 4775 | Functional | Cmho Supply
26646 | Bhimganj Mandi Chc | Suction Machine | Model Not Available | 3000130908 | Functional | Others
26647 | Bhimganj Mandi Chc | Hydraulic Operation Table | MODEL NOT AVAILABLE | 3000130909 | Functional | Others
26648 | Bhimganj Mandi Chc | SPHYGMOMANOMETER(BP APPRATUS) | MODEL NOT AVAILABLE | 3000130911 | Functional | Others
26649 | Bhimganj Mandi Chc | SPHYGMOMANOMETER(BP APPRATUS) | MODEL NOT AVAILABLE | 3000130915 | Functional | Others
26650 | Bhimganj Mandi Chc | SPHYGMOMANOMETER(BP APPRATUS) | MODEL NOT AVAILABLE | 3000130916 | Functional | Others
26651 | Bhimganj Mandi Chc | SPHYGMOMANOMETER(BP APPRATUS) | MODEL NOT AVAILABLE | 3000130924 | Functional | Others
26652 | Bhimganj Mandi Chc | Syringe Needle Destroyer | Model not available | 3000130918 | Functional | Others
26653 | Deeg Chc | Phototherepy Unit | MODEL NOT AVAILABLE | 3000236307 | Functional | Others
26654 | Rampura District Hospitalkota Dh | Ventilator | Model Not Available | 3000046691 | Functional | Others
26655 | Watika Phc | Radiant Heat Warmer | Meditrin - Heat Warmer | 3000086915 | Non Functional Repairable | Cmho Supply
26656 | J.K.Loan Hospital, Kota | Syringe Infusion Pump | Model not available | 3000055864 | Not in use | Others
26657 | New Govt Medical College Kota | Semi Automated Chemistry Analyzer | Microlab 2000 | 40374 | Functional | Others
26658 | Rampura District Hospitalkota Dh | Multi-Para Monitor | Model not available | 3000046686 | Functional | Others
26659 | Deeg Chc | Weighing Machine | MODEL NOT AVAILABLE | 3000236343 | Functional | Cmho Supply
26660 | Deeg Chc | Weighing Machine | MODEL NOT AVAILABLE | 3000236342 | Functional | Cmho Supply
26661 | Sultanpur Chc | SPHYGMOMANOMETER(BP APPRATUS) | Pagoda | 289762 | Functional | Others
26662 | Watika Phc | Weighing Machine | MODEL NOT AVAILABLE | 3000086918 | Functional | Others
26663 | New Govt Medical College Kota | Multi-Para Monitor | Model not available | 3000055157 | Functional | Others
26664 | Kala Talab Phc | Baby Weighing Machine | Crown | 3000130888 | Functional | Others
26665 | Rampura District Hospitalkota Dh | Pulse Oxymeter | Model Not Available | 3000046720 | Functional | Others
26666 | Rampura District Hospitalkota Dh | Pulse Oxymeter | Model Not Available | 3000046721 | Functional | Others
26667 | Kala Talab Phc | Weighing Machine | Crown | 3000130893 | Functional | Others
26668 | Sultanpur Chc | Blood Cell Counter - 3 part | Horiba - ABX Micros ES 60 | 303ES0H05348 | Functional | Others
26669 | Watika Phc | Labour Table | Model Not Available | 3000086921 | Functional | Others
26670 | Guda Balotan Phc | Binocular Microscope | Model Not Available | 14506 | Functional | Others
26671 | Bavadi Kalan Phc | Glucometer | Model not available | 3000214362 | Functional | Others
26672 | Govt Hospital Sojat Sdh | 300mA X-Ray Machine | Model not available | 3000214746 | Functional | Others
26673 | Dhanla Phc | Freezes | MODEL NOT AVAILABLE | 3000131508 | Functional | Others
26674 | Dhanla Phc | Freezes | GME - Dentex 7008/1.5 | 3000281473 | Functional | Others
26675 | Siriyari Phc | SPHYGMOMANOMETER(BP APPRATUS) | MODEL NOT AVAILABLE | 3000214013 | Functional | Others
26676 | Govt Hospital Sojat Sdh | Radiant Heat Warmer | Zeal - RHW 2101A | 3000214691 | Functional | Others
26677 | Govt Hospital Sojat Sdh | Phototherepy Unit | MODEL NOT AVAILABLE | 3000214693 | Functional | Others
26678 | Jaitpur Phc Pali | Freezes | MODEL NOT AVAILABLE | 3000214339 | Functional | Others
26679 | Peepaliya Kalan Phc | Freezes | MODEL NOT AVAILABLE | 3000214208 | Functional | Others
26680 | Govt Hospital Sojat Sdh | Suction Machine | Model Not Available | 3000214706 | Functional | Others
26681 | Peepaliya Kalan Phc | Suction Machine | Model Not Available | 3000214202 | Functional | Others
26682 | Marwa Phc | Weighing Machine | MODEL NOT AVAILABLE | 3000222603 | Functional | Ajay Optical India
26683 | Peepaliya Kalan Phc | Binocular Microscope | BLS 116 | 3000202203 | Functional | Others
26684 | Peepaliya Kalan Phc | Glucometer | Model not available | 3000202206 | Functional | Others
26685 | Bar Phc | SPHYGMOMANOMETER(BP APPRATUS) | MODEL NOT AVAILABLE | 3000202211 | Functional | Others
26686 | Budsu Phc | Baby Weighing Machine | Model Not Available | 2000028608 | Functional | Crown Digital Scales Inc
26687 | Budsu Phc | Syringe Needle Destroyer | Model not available | NSD0714512 | Functional | Mrk Healthcare Pvt Ltd Delhi
26688 | Bar Phc | Freezes | MODEL NOT AVAILABLE | 3000202224 | Functional | Others
26689 | Dhamli Phc | SPHYGMOMANOMETER(BP APPRATUS) | MODEL NOT AVAILABLE | RH0108108 | Functional | Others
26690 | Chenda Phc | Ice lined refrigerator | HBC-70 | 3000214320 | Functional | Others
26691 | Budsu Phc | Syringe Needle Destroyer | Model not available | NBSD0724697 | Functional | Mrk Healthcare Pvt Ltd Delhi
26692 | Chenda Phc | Syringe Needle Destroyer | Model not available | 30002314317 | Functional | Others
26693 | Kalayanpur Chc | Radiant Heat Warmer | Meditrin - Heat Warmer | 3000134460 | Functional | Others
26694 | Ghanarao Phc Pali | Binocular Microscope | Microlux - 16 | 3000197671 | Functional | Others
26695 | Kalayanpur Chc | Radiant Heat Warmer | Zeal - RHW 2101A | 3000134461 | Functional | Others
26696 | Deeg Chc | Glucometer | Model not available | 3000236304 | Functional | Others
26697 | Jharali Phc | Micropipettes | MODEL NOT AVAILABLE | 200037267 | Functional | Others
26698 | Chawanda Phc | Binocular Microscope | Model Not Available | 3000049593 | Functional | Others
26699 | Chawanda Phc | Radiant Heat Warmer | Zeal - RHW 2101A | 3000049597 | Functional | Others
26700 | Pindawal Phc | Binocular Microscope | Microlux - 16 | 3000260101 | Functional | Ajay Optical India
26701 | Pindawal Phc | Freezes | MODEL NOT AVAILABLE | 3000260099 | Functional | Videocon Industries Ltd
26702 | Dhava Phc | Syringe Needle Destroyer | Model not available | 3000049901 | Functional | Others
26703 | Deeg Chc | Oxygen Concentrator | BPL - OG 4203 | 4212 | Functional | Cmho Supply
26704 | Osian Chc | Blood Cell Counter - 3 part | Horiba - ABX Micros ES 60 | 3000054187 | Not in use | Others
26705 | Deeg Chc | Suction Machine | Model Not Available | 3000236338 | Functional | Cmho Supply
26706 | Tihawali Phc | Micropipettes | MODEL NOT AVAILABLE | 2000037448 | Functional | Others
26707 | Tihawali Phc | Micropipettes | MODEL NOT AVAILABLE | 2000037449 | Functional | Others
26708 | Etawa Bhopaji Phc | SPHYGMOMANOMETER(BP APPRATUS) | MODEL NOT AVAILABLE | 3000222454 | Functional | Ajay Optical India
26709 | Etawa Bhopaji Phc | Glucometer | Model not available | 3000222458 | Functional | Others
26710 | Fatehpura Phc | Syringe Needle Destroyer | Model not available | 2000031761 | Functional | Others
26711 | Fatehpura Phc | Syringe Needle Destroyer | Model not available | 2000031760 | Functional | Others
26712 | Deeg Chc | Autoclave | Model not available | 3000236311 | Functional | Reliance Instruments Corporation
26713 | Deeg Chc | Weighing Machine | MODEL NOT AVAILABLE | 3000236312 | Functional | A K Surgicals
26714 | Deeg Chc | Instrument Sterilizer | Model Not Available | 3000236313 | Functional | Manchanda Medicos Delhi
26715 | Deeg Chc | O.T. Light Double Dome | MODEL NOT AVAILABLE | 3000236315 | Functional | Others
26716 | Deeg Chc | Binocular Microscope | Model Not Available | 3000236336 | Functional | Manchanda Medicos Delhi
26717 | Deeg Chc | 300mA X-Ray Machine | Model not available | 3000236332 | Functional | Picks Medical Systems Ltd
26718 | Deeg Chc | Fetal Monitor | MODEL NOT AVAILABLE | 3000236319 | Functional | Others
26719 | Deeg Chc | Binocular Microscope | Model Not Available | 3000236330 | Functional | Cmho Supply
26720 | Sinsini Phc | Glucometer | Model not available | 3000236520 | Functional | Cmho Supply
26721 | Deeg Chc | Binocular Microscope | Model Not Available | 3000236329 | Functional | Cmho Supply
26722 | Falna Phc | O.T. Light Single Dome | MODEL NOT AVAILABLE | 3000197202 | Functional | Others
26723 | Gariyata Phc | Radiant Heat Warmer | Model Not Available | 3000260161 | Functional | Others
26724 | Falna Phc | SPHYGMOMANOMETER(BP APPRATUS) | MODEL NOT AVAILABLE | 3000197215 | Functional | Others
26725 | Ramsin Phc | Hemoglobin meter | Model Not Available | 3000119587 | Functional | Others
26726 | Gariyata Phc | Blood Bank Refrigerator | Model not available | 3000260159 | Functional | Others
26727 | Rani Chc | Incubator | MODEL NOT AVAILABLE | 3000197455 | Functional | Others
26728 | Koselao Chc | Syringe Needle Destroyer | Microsil - ND350 | 3000197806 | Functional | Others
26729 | Rani Chc | Syringe Needle Destroyer | Model not available | 3000197484 | Functional | Others
26730 | Rani Chc | Syringe Needle Destroyer | Model not available | 3000197468 | Functional | Others
26731 | Koselao Chc | Syringe Needle Destroyer | Nulife - Dots | 3000197810 | Functional | Others
26732 | Naharpura Phc | Fetal Doppler | MODEL NOT AVAILABLE | 3000207737 | Functional | Others
26733 | Karda Phc | Syringe Needle Destroyer | Model not available | 3000119896 | Functional | Others
26734 | Karda Phc | Syringe Needle Destroyer | Model not available | 3000119895 | Functional | Others
26735 | Sumerpur Chc | Binocular Microscope | PZB 22 | 3000197929 | Functional | Others
26736 | Desuri Chc | Semi Automated Chemistry Analyzer | Model not Available | 286221 | Functional | Others
26737 | Lambiya P - Phc | Baby Weighing Machine | Model Not Available | 3000202427 | Functional | Others
26738 | Lambiya P - Phc | Suction Machine | Model Not Available | 3000202431 | Functional | Others
26739 | Sumerpur Chc | ECG Machine (Three Channel ) | Medicaid - CardioFax 3R | 3000197944 | Functional | Others
26740 | Pava Phc | Centrifuge Machine ( 12 Tube ) | Model Not Available | 3000197845 | Functional | Others
26741 | Shivtalab Phc | Ice lined refrigerator | Model Not Available | 3000197364 | Functional | Others
26742 | Sumerpur Chc | Ice lined refrigerator | MK - 142 | 3000197945 | Functional | Others
26743 | Thur Phc | Spot Light ( Portable ) | Model Not Available | 3000119574 | Functional | Others
26744 | Jawali Phc | Ice lined refrigerator | Model Not Available | 3000197556 | Functional | Others
26745 | Banklee Phc | Ice lined refrigerator | MK - 142 | 3000197879 | Functional | Others
26746 | Jawali Phc | Autoclave | Model not available | 3000197561 | Functional | Others
26747 | Banklee Phc | Binocular Microscope | Model Not Available | 3000197885 | Functional | Others
26748 | Thur Phc | Labour Table | Model Not Available | 3000119575 | Functional | Others
26749 | Sultanpur Chc | Centrifuge Machine ( 4 Tube ) | Model not available | 3000135366 | Functional | Others
26750 | New Govt Medical College Kota | Suction Machine | Model Not Available | 3000055169 | Functional | Others
26751 | Rampura District Hospitalkota Dh | Multi-Para Monitor | Model not available | 3000046722 | Functional | Others
26752 | Rampura District Hospitalkota Dh | Multi-Para Monitor | Model not available | 3000046723 | Functional | Others
26753 | Rampura District Hospitalkota Dh | Multi-Para Monitor | Model not available | 3000046724 | Functional | Others
26754 | Rampura District Hospitalkota Dh | Multi-Para Monitor | Model not available | 3000046725 | Functional | Others
26755 | Rampura District Hospitalkota Dh | Multi-Para Monitor | Model not available | 3000046726 | Functional | Others
26756 | Rampura District Hospitalkota Dh | Multi-Para Monitor | Model not available | 3000046727 | Functional | Others
26757 | Rampura District Hospitalkota Dh | Multi-Para Monitor | Model not available | 3000046728 | Functional | Others
26758 | Rampura District Hospitalkota Dh | Multi-Para Monitor | Model not available | 3000046729 | Functional | Others
26759 | Watika Phc | Fetal Doppler | ND - 102 | 3000086923 | Functional | Cmho Supply
26760 | Watika Phc | Suction Machine | Model Not Available | 3000086913 | Functional | Cmho Supply
26761 | Sultanpur Chc | Binocular Microscope | Model Not Available | 3000135370 | Functional | Others
26762 | M B S Hospital Kota | Nebulizer | MODEL NOT AVAILABLE | 3000046670 | Functional | Others
26763 | Julmi Phc | Binocular Microscope | Model Not Available | 3000261031 | Functional | Others
26764 | Julmi Phc | Binocular Microscope | Model Not Available | 3000261032 | Functional | Others
26765 | M B S Hospital Kota | Syringe Needle Destroyer | Model not available | 3000046671 | Functional | Others
26766 | Julmi Phc | Syringe Needle Destroyer | Nulife - Dots | 3000261034 | Functional | Others
26767 | New Govt Medical College Kota | Multi-Para Monitor | Star 55 | 3000055184 | Functional | Others
26768 | New Govt Medical College Kota | Multi-Para Monitor | Star 55 | 3000055183 | Functional | Others
26769 | Sultanpur Chc | Syringe Needle Destroyer | Nulife - Dots | 3000135372 | Functional | Others
26770 | New Govt Medical College Kota | Ventilator | Model Not Available | 3000055182 | Functional | Others
26771 | Julmi Phc | SPHYGMOMANOMETER(BP APPRATUS) | MODEL NOT AVAILABLE | 3000261040 | Functional | Others
26772 | Julmi Phc | SPHYGMOMANOMETER(BP APPRATUS) | MODEL NOT AVAILABLE | 3000261041 | Functional | Others
26773 | Sultanpur Chc | Freezes | MODEL NOT AVAILABLE | 3000135373 | Functional | Others
26774 | Pachala Phc Tonk | Binocular Microscope | Labomed - Vision 2000 | 3000088562 | Functional | Labomed
26775 | Kurkee Phc | Binocular Microscope | Model Not Available | 43432 | Functional | Others
26776 | Rohini Phc | SPHYGMOMANOMETER(BP APPRATUS) | MODEL NOT AVAILABLE | 981345 | Functional | Others
26777 | Guda Balotan Phc | Micropipettes | MODEL NOT AVAILABLE | 3000119360 | Functional | Cmho Supply
26778 | Falna Phc | Ice lined refrigerator | MK - 142 | 3000197207 | Functional | Others
26779 | Gariyata Phc | Binocular Microscope | Model Not Available | 3000260165 | Functional | Others
26780 | Gariyata Phc | Binocular Microscope | Model Not Available | 3000260163 | Functional | Others
26781 | Falna Phc | Ice lined refrigerator | MODEL NOT AVAILABLE | 2014412010000110 | Functional | Others
26782 | Loharia Phc | Binocular Microscope | Labomed - Vision 2000 | 4034 | Functional | Others
26783 | Desuri Chc | Binocular Microscope | Model Not Available | 6166 | Functional | Others
26784 | Pava Phc | SPHYGMOMANOMETER(BP APPRATUS) | MODEL NOT AVAILABLE | 3000197831 | Functional | Others
26785 | Pava Phc | SPHYGMOMANOMETER(BP APPRATUS) | MODEL NOT AVAILABLE | 3000197841 | Functional | Others
26786 | Pava Phc | Syringe Needle Destroyer | Model not available | 3000197837 | Functional | Others
26787 | Pava Phc | Syringe Needle Destroyer | Model not available | 3000197846 | Functional | Others
26788 | Sumerpur Chc | ECG Machine (Three Channel ) | Model Not Available | 3000197943 | Functional | Others
26789 | Karda Phc | SPHYGMOMANOMETER(BP APPRATUS) | MODEL NOT AVAILABLE | 3929 | Functional | Others
26790 | Karda Phc | SPHYGMOMANOMETER(BP APPRATUS) | MODEL NOT AVAILABLE | 3000119797 | Functional | Others
26791 | Lambiya P - Phc | Glucometer | Model not available | 3000202437 | Functional | Others
26792 | Bori Phc | Syringe Needle Destroyer | Nulife - Dots | 3000207329 | Functional | Others
26793 | Karda Phc | Freezes | MODEL NOT AVAILABLE | 3000119784 | Functional | Others
26794 | Bori Phc | Freezes | MODEL NOT AVAILABLE | 3000207340 | Functional | Others
26795 | Lambiya P - Phc | Weighing Machine | MODEL NOT AVAILABLE | 3000202444 | Functional | Others
26796 | Ramsin Phc | Ice lined refrigerator | HBC-70 | 3000119596 | Functional | Others
26797 | Lambiya P - Phc | Syringe Needle Destroyer | Microsil - ND350 | 3000202447 | Functional | Others
26798 | Sumerpur Chc | Defibrillator | MODEL NOT AVAILABLE | 3000197963 | Functional | Others
26799 | Bejapur Phc | Centrifuge Machine ( 4 Tube ) | Model not available | 3000197246 | Functional | Others
26800 | Thur Phc | Hemoglobin meter | Model Not Available | 3000119570 | Functional | Others
26801 | Deeg Chc | Binocular Microscope | Model Not Available | 3000236328 | Functional | Cmho Supply
26802 | Sinsini Phc | Ice lined refrigerator | Model Not Available | 3000236522 | Functional | Cmho Supply
26803 | Deeg Chc | Centrifuge Machine ( 8 Tube) | Model Not Available | c-060 | Functional | Cmho Supply
26804 | Sinsini Phc | SPHYGMOMANOMETER(BP APPRATUS) | MODEL NOT AVAILABLE | 3000236523 | Functional | Others
26805 | Deeg Chc | Phototherepy Unit | MODEL NOT AVAILABLE | IJK4140070 | Functional | Fanem
26806 | Watika Phc | SPHYGMOMANOMETER(BP APPRATUS) | MODEL NOT AVAILABLE | 3000086900 | Non Functional Repairable | Bhasin Sons Private Limited
26807 | Watika Phc | Instrument Sterilizer | Model Not Available | 3000086880 | Functional | Cmho Supply
26808 | Sultanpur Chc | ECG Machine (Single Channel) | Medicaid - Cardio Fax | c713510 | Functional | Others
26809 | Sultanpur Chc | 100mA X-Ray Machine | Model not available | QK81008 | Functional | Others
26810 | Bhimganj Mandi Chc | Baby Weighing Machine | Crown | 3000130910 | Functional | Others
26811 | Watika Phc | Syringe Needle Destroyer | Microsil ND 120 | 633 | Functional | Others
26812 | Watika Phc | Syringe Needle Destroyer | Microsil ND 120 | 638 | Functional | Others
26813 | Watika Phc | Syringe Needle Destroyer | Microsil ND 120 | 640 | Functional | Others
26814 | Watika Phc | Syringe Needle Destroyer | Microsil ND 120 | 631 | Functional | Others
26815 | Bhimganj Mandi Chc | Fetal Doppler | MODEL NOT AVAILABLE | 3000130914 | Functional | Others
26816 | Bhimganj Mandi Chc | Weighing Machine | Crown | 3000130919 | Functional | Others
26817 | Bhimganj Mandi Chc | Ice lined refrigerator | MK - 142 | 3000130920 | Functional | Others
26818 | Jasnagar Phc | Freezes | MODEL NOT AVAILABLE | 2000036416 | Functional | Kamal Coach Works Pvy Ltd
26819 | Watika Phc | Freezes | MODEL NOT AVAILABLE | 3000086916 | Functional | Lg
26820 | Sultanpur Chc | FOOT OPERATED SUCTION MACHINE | MODEL NOT AVAILABLE | 3000135355 | Functional | Others
26821 | Sultanpur Chc | Phototherepy Unit | Fenam, Bilitron Sky 5006 | I-JAK-440519 | Functional | Others
26822 | Rampura District Hospitalkota Dh | Ventilator | Model Not Available | 3000046685 | Functional | Others
26823 | Rampura District Hospitalkota Dh | Ventilator | Model Not Available | 3000046688 | Functional | Others
26824 | New Govt Medical College Kota | Multi-Para Monitor | Star 55 | 3000055160 | Functional | Others
26825 | New Govt Medical College Kota | Ventilator | Model Not Available | 3000055159 | Functional | Others
26826 | Kala Talab Phc | Freezes | MODEL NOT AVAILABLE | 3000130881 | Functional | Others
26827 | Kurkee Phc | Suction Machine | Model Not Available | 3000202667 | Functional | Others
26828 | Falna Phc | Baby Weighing Machine | Crown | 3000197212 | Functional | Others
26829 | Falna Phc | Ice lined refrigerator | HBC-70 | 3000197204 | Functional | Others
26830 | Guda Balotan Phc | Hemoglobin meter | Model Not Available | 3000119357 | Functional | Cmho Supply
26831 | Saiwar Shahpura Phc | ESR Stand | Model not available | 200025496 | Functional | Others
26832 | Sumerpur Chc | Micropipettes | MODEL NOT AVAILABLE | 3000197937 | Functional | Others
26833 | Sumerpur Chc | Micropipettes | MODEL NOT AVAILABLE | 3000197938 | Functional | Others
26834 | Sumerpur Chc | Micropipettes | MODEL NOT AVAILABLE | 3000197939 | Functional | Others
26835 | Sumerpur Chc | Micropipettes | MODEL NOT AVAILABLE | 3000197940 | Functional | Others
26836 | Sumerpur Chc | Micropipettes | MODEL NOT AVAILABLE | 3000197941 | Functional | Others
26837 | Suthri Phc | Binocular Microscope | Labomed - Vision 2000 | 3000197097 | Functional | Others
26838 | Chohtan Chc | Pulse Oxymeter | True beat 200 CMECG - 05 | 3000120786 | Functional | Others
26839 | Falka Phc | SPHYGMOMANOMETER(BP APPRATUS) | MODEL NOT AVAILABLE | 3000202124 | Functional | Others
26840 | Karwara Phc | Blood Bank Refrigerator | Model not available | 91007877 | Functional | Others
26841 | Rohini Phc | Syringe Needle Destroyer | Model not available | 8262 | Functional | Others
26842 | Karwara Phc | SPHYGMOMANOMETER(BP APPRATUS) | MODEL NOT AVAILABLE | 3000119772 | Functional | Others
26843 | Karwara Phc | Weighing Machine | MODEL NOT AVAILABLE | 3000119774 | Functional | Others
26844 | Chamunderi Phc | Radiant Heat Warmer | Zeal - RHW 2101A | 3000197283 | Functional | Others
26845 | Ranigaon Chc | Semi Automated Chemistry Analyzer | Robonik - Prietest Touch | 3000122136 | Functional | Others
26846 | Chamunderi Phc | Labour Table | Model Not Available | 3000197287 | Functional | Others
26847 | Chamunderi Phc | Syringe Needle Destroyer | Model not available | 3000197288 | Functional | Others
26848 | Dadaie Phc | Ice lined refrigerator | Model Not Available | 3000197486 | Functional | Others
26849 | Dadaie Phc | Blood Bank Refrigerator | Model not available | 3000197487 | Functional | Others
26850 | Lawan Chc | Syringe Needle Destroyer | Microsil - ND350 | 3000084310 | Functional | Others
26851 | Pnotta Phc | Labour Table | Model Not Available | 3000197733 | Functional | Others
26852 | Gagaria Phc | Centrifuge Machine ( 4 Tube ) | Model not available | 3000122177 | Functional | Others
26853 | New Govt Medical College Kota | Syringe Infusion Pump | SIMTEK - Infutek 405 | 3000055174 | Functional | Others
26854 | New Govt Medical College Kota | Syringe Infusion Pump | SIMTEK - Infutek 405 | 3000055170 | Functional | Others
26855 | Rampura District Hospitalkota Dh | Pulse Oxymeter | Comet - P (L and T) | 3000055924 | Functional | Others
26856 | Rampura District Hospitalkota Dh | Pulse Oxymeter | Comet - P (L and T) | 3000055925 | Functional | Others
26857 | Rampura District Hospitalkota Dh | Pulse Oxymeter | Comet - P (L and T) | 3000055926 | Functional | Others
26858 | Rampura District Hospitalkota Dh | Pulse Oxymeter | Comet - P (L and T) | 3000055927 | Functional | Others
26859 | Rampura District Hospitalkota Dh | Pulse Oxymeter | Comet - P (L and T) | 3000055928 | Functional | Others
26860 | Rampura District Hospitalkota Dh | Pulse Oxymeter | Comet - P (L and T) | 3000055929 | Functional | Others
26861 | Rampura District Hospitalkota Dh | Pulse Oxymeter | Comet - P (L and T) | 3000055930 | Functional | Others
26862 | Rampura District Hospitalkota Dh | Pulse Oxymeter | Comet - P (L and T) | 3000055931 | Functional | Others
26863 | Rampura District Hospitalkota Dh | Pulse Oxymeter | Comet - P (L and T) | 3000055932 | Functional | Others
26864 | Rampura District Hospitalkota Dh | Pulse Oxymeter | Comet - P (L and T) | 3000055933 | Functional | Others
26865 | Mawasa Phc Kota | SPHYGMOMANOMETER(BP APPRATUS) | Pagoda | 3000135798 | Functional | Others
26866 | Govind Nagar Phc | Syringe Needle Destroyer | Model not available | 3000130898 | Functional | Others
26867 | New Govt Medical College Kota | Blood Cell Counter - 5 part | Sysmex - XS 800i | 3000055288 | Functional | Others
26868 | New Govt Medical College Kota | Blood Cell Counter - 5 part | Sysmex - XS 800i | 3000055286 | Functional | Others
26869 | Jaisinghpura Khor Chc | Incubator | MODEL NOT AVAILABLE | 3000086794 | Functional | Cmho Supply
26870 | Arandkhera Phc | Freezes | MODEL NOT AVAILABLE | 3000130974 | Functional | Others
26871 | Arandkhera Phc | Freezes | MODEL NOT AVAILABLE | 3000130987 | Functional | Others
26872 | Arandkhera Phc | Freezes | MODEL NOT AVAILABLE | 3000130990 | Functional | Others
26873 | Jaisinghpura Khor Chc | Syringe Needle Destroyer | Nulife - Dots | NBSD0725622 | Functional | Cmho Supply
26874 | Arandkhera Phc | SPHYGMOMANOMETER(BP APPRATUS) | MODEL NOT AVAILABLE | 3000130977 | Functional | Others
26875 | M B S Hospital Kota | Pulse Oxymeter | Model Not Available | 3000046715 | Functional | Others
26876 | M B S Hospital Kota | Pulse Oxymeter | HBD-116 | 3000125797 | Functional | Others
26877 | Arandkhera Phc | Radiant Heat Warmer | Zeal - RHW 2101A | 3000130978 | Functional | Others
26878 | Kamolar Phc Kota | Weighing Machine | MODEL NOT AVAILABLE | 3000135673 | Functional | Others
26879 | Kanba Phc | Monocular Microscope | Model not available | 3000210171 | Functional | Others
26880 | Koselao Chc | Sahlis HB Meter | Model not available | 3000197819 | Functional | Others
26881 | Jegpura Phc | Syringe Needle Destroyer | Nulife - Dots | 3000207186 | Functional | Others
26882 | Rani Chc | Semi Automated Chemistry Analyzer | Model not Available | 3000197453 | Functional | Others
26883 | Rani Chc | Centrifuge Machine ( 12 Tube ) | Model Not Available | 3000197454 | Functional | Others
26884 | Karda Phc | Centrifuge Machine ( 4 Tube ) | Model not available | 3000119775 | Functional | Others
26885 | Sadri Chc | Centrifuge Machine ( 4 Tube ) | Model not available | 3000202721 | Functional | Others
26886 | Sumerpur Chc | O.T. Light Single Dome | MODEL NOT AVAILABLE | 3000197969 | Functional | Others
26887 | Anandpur Kalu Phc | Radiant Heat Warmer | Meditrin - Heat Warmer | 3000202112 | Functional | Others
26888 | Karda Phc | Ice lined refrigerator | HBC-70 | 3000119786 | Functional | Others
26889 | Anandpur Kalu Phc | Syringe Needle Destroyer | Model not available | 3000202103 | Functional | Others
26890 | Jawali Phc | Syringe Needle Destroyer | Model not available | 3000197552 | Functional | Others
26891 | Jawali Phc | Blood Bank Refrigerator | Model not available | 3000197555 | Functional | Others
26892 | Jawali Phc | Labour Table | Model Not Available | 3000197560 | Functional | Others
26893 | Banklee Phc | Weighing Machine | PZB 22 | 66209 | Functional | Others
26894 | Falka Phc | Binocular Microscope | BLS 116 | 3000202130 | Functional | Others
26895 | Denda Phc | Ice lined refrigerator | Model Not Available | 3000214040 | Functional | Others
26896 | Dhola Phc | Radiant Heat Warmer | Meditrin - Heat Warmer | 3000197595 | Functional | Others
26897 | Falka Phc | Binocular Microscope | Model Not Available | 3000202128 | Functional | Others
26898 | Dhola Phc | Spot Light ( Portable ) | Model Not Available | 3000197589 | Functional | Others
26899 | Denda Phc | Freezes | MODEL NOT AVAILABLE | 3000214038 | Functional | Others
26900 | Falka Phc | Micropipettes | MODEL NOT AVAILABLE | 3000202127 | Functional | Others
26901 | Denda Phc | Baby Weighing Machine | Model Not Available | 3000214035 | Functional | Others
26902 | Denda Phc | Baby Weighing Machine | Model Not Available | 3000214032 | Functional | Others
26903 | Setellite Hospital Banipark Satellite | A Scan Ultrasonic Biometer | ODM-1000A | 1000090505 | Functional | Others
26904 | Thur Phc | Baby Weighing Machine | Crown | 3000119576 | Functional | Others
26905 | Kala Talab Phc | Freezes | MODEL NOT AVAILABLE | 3000130892 | Functional | Others
26906 | Kala Talab Phc | Binocular Microscope | AMT 5A | 3000130882 | Functional | Others
26907 | Sultanpur Chc | Syringe Needle Destroyer | Model not available | 3000135360 | Functional | Others
26908 | Sultanpur Chc | Suction Machine | Model Not Available | 3000135361 | Functional | Others
26909 | Kala Talab Phc | Glucometer | Model not available | 3000130887 | Functional | Others
26910 | New Govt Medical College Kota | Multi-Para Monitor | Model not available | 3000055155 | Functional | Others
26911 | Rampura District Hospitalkota Dh | Ventilator | HAMILTON-C2 | 3000046681 | Functional | Others
26912 | Rampura District Hospitalkota Dh | Syringe Infusion Pump | SIMTEK - Infutek 405 | 3000046682 | Functional | Others
26913 | Rampura District Hospitalkota Dh | Phototherepy Unit | MODEL NOT AVAILABLE | 3000046684 | Functional | Others
26914 | Watika Phc | Labour Table | Model Not Available | 3000086909 | Functional | Cmho Supply
26915 | Watika Phc | Labour Table | Model Not Available | 3000086912 | Functional | Cmho Supply
26916 | J.K.Loan Hospital, Kota | Syringe Infusion Pump | SIMTEK - Infutek 405 | 3000055865 | Functional | Others
26917 | J.K.Loan Hospital, Kota | Syringe Infusion Pump | SIMTEK - Infutek 405 | 3000055866 | Functional | Others
26918 | J.K.Loan Hospital, Kota | Syringe Infusion Pump | SIMTEK - Infutek 405 | 3000055867 | Functional | Others
26919 | J.K.Loan Hospital, Kota | Syringe Infusion Pump | SIMTEK - Infutek 405 | 3000055868 | Functional | Others
26920 | J.K.Loan Hospital, Kota | Syringe Infusion Pump | SIMTEK - Infutek 405 | 3000055869 | Functional | Others
26921 | J.K.Loan Hospital, Kota | Syringe Infusion Pump | SIMTEK - Infutek 405 | 3000055870 | Functional | Others
26922 | J.K.Loan Hospital, Kota | Syringe Infusion Pump | SIMTEK - Infutek 405 | 3000055871 | Functional | Others
26923 | J.K.Loan Hospital, Kota | Syringe Infusion Pump | SIMTEK - Infutek 405 | 3000055872 | Functional | Others
26924 | J.K.Loan Hospital, Kota | Syringe Infusion Pump | SIMTEK - Infutek 405 | 3000055873 | Functional | Others
26925 | J.K.Loan Hospital, Kota | Syringe Infusion Pump | SIMTEK - Infutek 405 | 3000055874 | Functional | Others
26926 | J.K.Loan Hospital, Kota | Syringe Infusion Pump | SIMTEK - Infutek 405 | 3000055875 | Functional | Others
26927 | J.K.Loan Hospital, Kota | Syringe Infusion Pump | SIMTEK - Infutek 405 | 3000055876 | Functional | Others
26928 | J.K.Loan Hospital, Kota | Syringe Infusion Pump | SIMTEK - Infutek 405 | 3000055877 | Functional | Others
26929 | J.K.Loan Hospital, Kota | Syringe Infusion Pump | SIMTEK - Infutek 405 | 3000055878 | Functional | Others
26930 | J.K.Loan Hospital, Kota | Syringe Infusion Pump | SIMTEK - Infutek 405 | 3000055879 | Functional | Others
26931 | Gagaria Phc | Centrifuge Machine ( 4 Tube ) | Model not available | 3000122178 | Functional | Others
26932 | Gagaria Phc | Binocular Microscope | Model Not Available | 3000122179 | Functional | Others
26933 | Gagaria Phc | Radiant Heat Warmer | Meditrin - Heat Warmer | 3000122180 | Functional | Others
26934 | Harji Phc | Fetal Doppler | MODEL NOT AVAILABLE | 3000119205 | Functional | Others
26935 | Harji Phc | Instrument Sterilizer | Model Not Available | 3000119200 | Functional | Others
26936 | Harji Phc | Ice lined refrigerator | Model Not Available | 3000119207 | Functional | Others
26937 | Dantil Phc | Autoclave | Model not available | 3000085734 | Functional | Others
26938 | Gida Phc | SPHYGMOMANOMETER(BP APPRATUS) | MODEL NOT AVAILABLE | 3000117967 | Not in use | Others
26939 | Gida Phc | Centrifuge Machine ( 4 Tube ) | Model not available | 3000117951 | Functional | Others
26940 | Mundota Phc | Glucometer | Model not available | CT-A0020467 | Functional | Others
26941 | Gida Phc | Freezes | MODEL NOT AVAILABLE | 3000117953 | Functional | Others
26942 | Mundota Phc | Ice lined refrigerator | HBC-70 | BE0581E0100B288J0107 | Functional | Others
26943 | Govt Hospital Sojat Sdh | Ultrasound Therapy Machine | Model Not Available | 3000214750 | Functional | Others
26944 | Giri Phc | Baby Weighing Machine | Model Not Available | 3000202231 | Functional | Others
26945 | Gangori Hospital | Weighing Machine | MODEL NOT AVAILABLE | 3000139496 | Functional | Others
26946 | District Hospital Jalore Dh | Syringe Needle Destroyer | Model not available | 3000045872 | Functional | Others
26947 | District Hospital Jalore Dh | Labour Table | Model Not Available | 3000045875 | Functional | Others
26948 | Gangori Hospital | Mobile ( Portable ) X-Ray Machine | Model not available | 301002 | Functional | Others
26949 | Gangori Hospital | Suction Machine | Model Not Available | 3000139758 | Functional | Others
26950 | Srera Phc | Centrifuge Machine ( 8 Tube) | Model Not Available | 3000042120 | Functional | Others
26951 | Panchu Chc | SPHYGMOMANOMETER(BP APPRATUS) | MODEL NOT AVAILABLE | 200035172 | Functional | Others
26952 | Kumawas Phc Jhunjhunu | Baby Weighing Machine | Model Not Available | 3000141153 | Functional | Others
26953 | Panchu Chc | Fetal Doppler | FD 101 | 12426 | Functional | Silverline Meditech Private Limited
26954 | Baleser Chc | Blood Cell Counter - 3 part | Horiba - ABX Micros ES 60 | 3000049731 | Functional | Others
26955 | Gadepan Phc Kota | SPHYGMOMANOMETER(BP APPRATUS) | Pagoda | 265855 | Functional | Others
26956 | M B S Hospital Kota | Pulse Oxymeter | Model Not Available | 3000046711 | Functional | Others
26957 | M B S Hospital Kota | Pulse Oxymeter | Model Not Available | 3000046714 | Functional | Others
26958 | Gadepan Phc Kota | Baby Weighing Machine | Crown | 3000135376 | Functional | Others
26959 | Gadepan Phc Kota | Binocular Microscope | PZB 22 | 70651 | Functional | Others
26960 | New Govt Medical College Kota | Instrument Sterilizer | Model Not Available | 3000121124 | Functional | Others
26961 | Rampura District Hospitalkota Dh | Oxygen Concentrator | Philips - Everflo | 3000055951 | Functional | Others
26962 | Rampura District Hospitalkota Dh | Oxygen Concentrator | Philips - Everflo | 3000055952 | Functional | Others
26963 | Rampura District Hospitalkota Dh | Oxygen Concentrator | Philips - Everflo | 3000055953 | Functional | Others
26964 | New Govt Medical College Kota | Pulse Oxymeter | Model Not Available | 3000121128 | Functional | Others
26965 | Rampura District Hospitalkota Dh | ECG Machine (Single Channel) | Model not available | 3000125793 | Functional | Others
26966 | Godlyahedi Phc Kota | Weighing Machine | Crown | 3000135302 | Functional | Others
26967 | Barod Phc | Binocular Microscope | AMT 5A | 3000135466 | Functional | Others
26968 | Barod Phc | Centrifuge Machine ( 8 Tube) | Model Not Available | 3000135467 | Functional | Others
26969 | Barod Phc | Suction Machine | Model Not Available | 3000135473 | Functional | Others
26970 | Jaisinghpura Khor Chc | FOGGING MACHINE | MODEL NOT AVAILABLE | 3000086797 | Functional | Cmho Supply
26971 | New Govt Medical College Kota | Cautry Machine | Model Not Available | 3000130030 | Functional | Others
26972 | Jaisinghpura Khor Chc | SPHYGMOMANOMETER(BP APPRATUS) | MODEL NOT AVAILABLE | 264946 | Non Functional Repairable | Others
26973 | M B S Hospital Kota | Centrifuge Machine ( 8 Tube) | Model Not Available | 3000046610 | Functional | Others
26974 | M B S Hospital Kota | Water Bath | Model not available | 3000046611 | Functional | Others
26975 | Itawa Chc | Automated Urine Analyzer | Model not available | 3000135642 | Functional | Others
26976 | M B S Hospital Kota | Binocular Microscope | Model Not Available | 3000046627 | Functional | Others
26977 | M B S Hospital Kota | Binocular Microscope | Model Not Available | 3000046628 | Functional | Others
26978 | M B S Hospital Kota | Binocular Microscope | Model Not Available | 3000046629 | Functional | Others
26979 | M B S Hospital Kota | Binocular Microscope | Model Not Available | 3000046630 | Functional | Others
26980 | M B S Hospital Kota | Sahlis HB Meter | Model not available | 3000055837 | Functional | Others
26981 | Guda Balotan Phc | Baby Weighing Machine | Crown | 3000119370 | Functional | Cmho Supply
26982 | Guda Balotan Phc | Labour Table | Model Not Available | 3000119371 | Functional | Cmho Supply
26983 | Denda Phc | Instrument Sterilizer | Model Not Available | 3000214034 | Functional | Others
26984 | Falka Phc | Glucometer | Model not available | 3000202125 | Functional | Others
26985 | Denda Phc | SPHYGMOMANOMETER(BP APPRATUS) | MODEL NOT AVAILABLE | 3000214033 | Functional | Others
26986 | Mandoli Phc | SPHYGMOMANOMETER(BP APPRATUS) | MODEL NOT AVAILABLE | 1102490 | Functional | Others
26987 | Mandoli Phc | Ice lined refrigerator | HBC-70 | 3000119707 | Functional | Others
26988 | Ranigaon Chc | Radiant Heat Warmer | Model Not Available | 3000122143 | Functional | Others
26989 | Chamunderi Phc | Blood Bank Refrigerator | Model not available | 3000197298 | Functional | Others
26990 | Ranigaon Chc | Slit Lamp | Model Not Available | 3000122140 | Functional | Others
26991 | Ranigaon Chc | Slit Lamp | Model Not Available | 3000122139 | Functional | Others
26992 | Ranigaon Chc | Blood Cell Counter - 3 part | Horiba - ABX Micros ES 60 | 3000122135 | Functional | Others
26993 | Balunda Phc | Spot Light ( Portable ) | Model Not Available | 3000202092 | Functional | Others
26994 | Rohini Phc | Binocular Microscope | Model Not Available | 851344 | Functional | Others
26995 | Balunda Phc | SPHYGMOMANOMETER(BP APPRATUS) | MODEL NOT AVAILABLE | 3000202087 | Functional | Others
26996 | Gudahema Phc | Glucometer | Model not available | 3000197026 | Functional | Others
26997 | Sarla Phc | Binocular Microscope | Model Not Available | 3000214442 | Functional | Others
26998 | Sarla Phc | Binocular Microscope | Model Not Available | 3000214439 | Functional | Others
26999 | Rohini Phc | Radiant Heat Warmer | Meditrin - Heat Warmer | NRHM/125 | Functional | Meditrin Instruments
27000 | Rohini Phc | Freezes | MODEL NOT AVAILABLE | 2000036996 | Functional | Videocon Industries Ltd
27001 | Sarla Phc | Blood Bank Refrigerator | Model not available | 3000214436 | Functional | Others
27002 | Sarla Phc | Blood Bank Refrigerator | Model not available | 3000214434 | Functional | Others
27003 | Pnotta Phc | Radiant Heat Warmer | Zeal - RHW 2101A | 3000197731 | Functional | Others
27004 | Bedkalaan Phc | Centrifuge Machine ( 12 Tube ) | Model Not Available | 3000202157 | Functional | Others
27005 | Baitu Chc | Fetal Doppler | MODEL NOT AVAILABLE | 3000124511 | Functional | Others
27006 | Patwa Phc | Binocular Microscope | Microlux - 16 | 3000202167 | Functional | Others
27007 | J.K.Loan Hospital, Kota | Syringe Infusion Pump | SIMTEK - Infutek 405 | 3000055880 | Functional | Others
27008 | J.K.Loan Hospital, Kota | Syringe Infusion Pump | SIMTEK - Infutek 405 | 3000055881 | Functional | Others
27009 | J.K.Loan Hospital, Kota | Syringe Infusion Pump | SIMTEK - Infutek 405 | 3000055882 | Functional | Others
27010 | J.K.Loan Hospital, Kota | Syringe Infusion Pump | SIMTEK - Infutek 405 | 3000055883 | Functional | Others
27011 | J.K.Loan Hospital, Kota | Syringe Infusion Pump | SIMTEK - Infutek 405 | 3000055885 | Functional | Others
27012 | J.K.Loan Hospital, Kota | Syringe Infusion Pump | SIMTEK - Infutek 405 | 3000055886 | Functional | Others
27013 | J.K.Loan Hospital, Kota | Syringe Infusion Pump | SIMTEK - Infutek 405 | 3000055887 | Functional | Others
27014 | J.K.Loan Hospital, Kota | Syringe Infusion Pump | SIMTEK - Infutek 405 | 3000055888 | Functional | Others
27015 | J.K.Loan Hospital, Kota | Syringe Infusion Pump | SIMTEK - Infutek 405 | 3000055890 | Functional | Others
27016 | J.K.Loan Hospital, Kota | Syringe Infusion Pump | SIMTEK - Infutek 405 | 3000055891 | Functional | Others
27017 | J.K.Loan Hospital, Kota | Syringe Infusion Pump | SIMTEK - Infutek 405 | 3000055892 | Functional | Others
27018 | J.K.Loan Hospital, Kota | Syringe Infusion Pump | SIMTEK - Infutek 405 | 3000055893 | Functional | Others
27019 | J.K.Loan Hospital, Kota | Syringe Infusion Pump | SIMTEK - Infutek 405 | 3000055894 | Functional | Others
27020 | J.K.Loan Hospital, Kota | Syringe Infusion Pump | SIMTEK - Infutek 405 | 3000055896 | Functional | Others
27021 | J.K.Loan Hospital, Kota | Syringe Infusion Pump | SIMTEK - Infutek 405 | 3000055897 | Functional | Others
27022 | J.K.Loan Hospital, Kota | Syringe Infusion Pump | SIMTEK - Infutek 405 | 3000055899 | Functional | Others
27023 | J.K.Loan Hospital, Kota | Syringe Infusion Pump | SIMTEK - Infutek 405 | 3000055900 | Functional | Others
27024 | J.K.Loan Hospital, Kota | Syringe Infusion Pump | SIMTEK - Infutek 405 | 3000055901 | Functional | Others
27025 | J.K.Loan Hospital, Kota | Syringe Infusion Pump | SIMTEK - Infutek 405 | 3000055902 | Functional | Others
27026 | J.K.Loan Hospital, Kota | Syringe Infusion Pump | SIMTEK - Infutek 405 | 3000055903 | Functional | Others
27027 | J.K.Loan Hospital, Kota | Syringe Infusion Pump | SIMTEK - Infutek 405 | 3000055904 | Functional | Others
27028 | J.K.Loan Hospital, Kota | Syringe Infusion Pump | SIMTEK - Infutek 405 | 3000055905 | Functional | Others
27029 | J.K.Loan Hospital, Kota | Syringe Infusion Pump | SIMTEK - Infutek 405 | 3000055906 | Functional | Others
27030 | J.K.Loan Hospital, Kota | Syringe Infusion Pump | SIMTEK - Infutek 405 | 3000055907 | Functional | Others
27031 | J.K.Loan Hospital, Kota | Syringe Infusion Pump | SIMTEK - Infutek 405 | 3000055908 | Functional | Others
27032 | Rampura District Hospitalkota Dh | Ventilator | Model Not Available | 3000046665 | Functional | Others
27033 | Khod Chc | SPHYGMOMANOMETER(BP APPRATUS) | MODEL NOT AVAILABLE | 3000197605 | Functional | Others
27034 | Khod Chc | SPHYGMOMANOMETER(BP APPRATUS) | MODEL NOT AVAILABLE | 3000197585 | Functional | Others
27035 | Falna Phc | Radiant Heat Warmer | Meditrin - Heat Warmer | 3000197210 | Functional | Others
27036 | Guda Balotan Phc | Ice lined refrigerator | HBC-70 | 3000119365 | Functional | Cmho Supply
27037 | Rani Chc | Glucometer | Model not available | 3000197449 | Functional | Others
27038 | Lunawa Phc | Syringe Needle Destroyer | Model not available | 3000197362 | Functional | Others
27039 | Karda Phc | SPHYGMOMANOMETER(BP APPRATUS) | MODEL NOT AVAILABLE | 63546 | Functional | Others
27040 | Morsim Phc | Instrument Sterilizer | Model Not Available | 1045-2009 | Functional | Others
27041 | Ramsin Phc | Spot Light ( Portable ) | Model Not Available | 3000119593 | Functional | Others
27042 | Morsim Phc | Syringe Needle Destroyer | Model not available | 2000031369 | Functional | Bhasin Sons Private Limited
27043 | Suthri Phc | SPHYGMOMANOMETER(BP APPRATUS) | MODEL NOT AVAILABLE | 63614 | Functional | Bhasin Sons Private Limited
27044 | Suthri Phc | SPHYGMOMANOMETER(BP APPRATUS) | MODEL NOT AVAILABLE | 3000197093 | Functional | Others
27045 | Sadri Chc | SPHYGMOMANOMETER(BP APPRATUS) | MODEL NOT AVAILABLE | 3000197667 | Functional | Others
27046 | Sadri Chc | SPHYGMOMANOMETER(BP APPRATUS) | MODEL NOT AVAILABLE | 3000197668 | Functional | Others
27047 | Suthri Phc | Instrument Sterilizer | Model Not Available | 3000197106 | Functional | Others
27048 | Chohtan Chc | Syringe Needle Destroyer | Model not available | 3000117999 | Functional | Others
27049 | Bhinmal Chc | Suction Machine | Model Not Available | 3000119977 | Functional | Cmho Supply
27050 | Maharana Bhopal Govt Hospital Medical Collage | C-Arm Machine | Model Not Available | 120329 | Functional | Others
27051 | Bhinmal Chc | SPHYGMOMANOMETER(BP APPRATUS) | MODEL NOT AVAILABLE | 73853 | Functional | Cmho Supply
27052 | Harsolav Phc | Ice lined refrigerator | HBC-70 | BE07F4EON00B2A00399 | Functional | Haier Appliances India Pvt
27053 | Dungri Phc | Blood Bank Refrigerator | Model not available | 3000197075 | Functional | Cmho Supply
27054 | Gudahema Phc | Labour Table | Model Not Available | 3000197019 | Functional | Others
27055 | Sarla Phc | Centrifuge Machine ( 8 Tube) | Model Not Available | 3000214441 | Functional | Others
27056 | Sarla Phc | Centrifuge Machine ( 8 Tube) | Model Not Available | 3000214440 | Functional | Others
27057 | Baitu Chc | Radiant Heat Warmer | Zeal - RHW 2101A | 3000124514 | Functional | Others
27058 | Mithrau Phc | Binocular Microscope | Model Not Available | 3000214382 | Functional | Others
27059 | M B S Hospital Kota | Binocular Microscope | Model Not Available | 3000046631 | Functional | Others
27060 | Jaisinghpura Khor Chc | SPHYGMOMANOMETER(BP APPRATUS) | MODEL NOT AVAILABLE | 3000086803 | Non Functional Repairable | Others
27061 | M B S Hospital Kota | Instrument Sterilizer | Model Not Available | 3000046617 | Functional | Others
27062 | Rampura District Hospitalkota Dh | Radiant Heat Warmer | Meditrin - Heat Warmer | 3000055985 | Functional | Others
27063 | Rampura District Hospitalkota Dh | Radiant Heat Warmer | Meditrin - Heat Warmer | 3000055986 | Functional | Others
27064 | Rampura District Hospitalkota Dh | Radiant Heat Warmer | Meditrin - Heat Warmer | 3000055987 | Functional | Others
27065 | Rampura District Hospitalkota Dh | Radiant Heat Warmer | Meditrin - Heat Warmer | 3000055988 | Functional | Others
27066 | Itawa Chc | Oxygen Concentrator | BPL - OG 4203 | 3000135656 | Functional | Others
27067 | M B S Hospital Kota | Centrifuge Machine ( 8 Tube) | Model Not Available | 3000046618 | Functional | Others
27068 | M B S Hospital Kota | Centrifuge Machine ( 8 Tube) | Model Not Available | 3000046619 | Functional | Others
27069 | M B S Hospital Kota | Centrifuge Machine ( 8 Tube) | Model Not Available | 3000046620 | Functional | Others
27070 | Itawa Chc | SPHYGMOMANOMETER(BP APPRATUS) | MODEL NOT AVAILABLE | 3000135662 | Functional | Others
27071 | J.K.Loan Hospital, Kota | Ventilator | Model Not Available | 3000046862 | Functional | Others
27072 | J.K.Loan Hospital, Kota | Ventilator | Model Not Available | 3000046863 | Functional | Others
27073 | Itawa Chc | Weighing Machine | MODEL NOT AVAILABLE | 3000135670 | Functional | Others
27074 | Jaisinghpura Khor Chc | Ice lined refrigerator | MK - 142 | 25018813 | Functional | Vestfrost Solutions
27075 | M B S Hospital Kota | Centrifuge Machine ( 6 Tube ) | Model Not Available | 5243 | Functional | Others
27076 | M B S Hospital Kota | Centrifuge Machine ( 8 Tube) | Model Not Available | 3000055775 | Functional | Others
27077 | M B S Hospital Kota | Centrifuge Machine ( 8 Tube) | Model Not Available | 3000055776 | Functional | Others
27078 | City Dispensary Kunhari Area | Centrifuge Machine ( 8 Tube) | Model Not Available | 3000129718 | Functional | Others
27079 | City Dispensary Kunhari Area | Freezes | Model Not Available | 3000141113 | Functional | Others
27080 | City Dispensary Kunhari Area | Glucometer | Model not available | 3000129720 | Functional | Others
27081 | Dadiya Phc | Ice lined refrigerator | Model Not Available | 90405392 | Functional | Vestfrost Solutions
27082 | City Dispensary Kunhari Area | Blood Bank Refrigerator | Model not available | DB296F0011 | Functional | Others
27083 | City Dispensary Talwandi | Syringe Needle Destroyer | Model not available | 30000130126 | Functional | Others
27084 | M B S Hospital Kota | Micropipettes | MODEL NOT AVAILABLE | 3000046641 | Functional | Others
27085 | Kurkee Phc | Centrifuge Machine ( 4 Tube ) | Model not available | 3000202660 | Functional | Others
27086 | Mandoli Phc | Hydraulic Operation Table | MODEL NOT AVAILABLE | 3000119717 | Functional | Others
27087 | Bedkalaan Phc | Suction Machine | Model Not Available | 3000202154 | Functional | Others
27088 | Patwa Phc | Glucometer | Model not available | 3000202162 | Functional | Others
27089 | Nosara Phc | SPHYGMOMANOMETER(BP APPRATUS) | MODEL NOT AVAILABLE | 3000045967 | Functional | Others
27090 | Chandrai Phc | Freezes | MODEL NOT AVAILABLE | 3000119322 | Functional | Others
27091 | Chandrai Phc | Blood Bank Refrigerator | Model not available | 3000119332 | Functional | Haier Appliances India Pvt
27092 | Harji Phc | FOOT OPERATED SUCTION MACHINE | MODEL NOT AVAILABLE | 3000119202 | Functional | Others
27093 | Harji Phc | Spot Light ( Portable ) | Model Not Available | 3000119203 | Functional | Others
27094 | Harji Phc | Glucometer | Model not available | 3000119198 | Functional | Others
27095 | Dantil Phc | Glucometer | Model not available | MT00004851 | Functional | Others
27096 | Dispensary Satyawatan Aashram City | Freezes | MODEL NOT AVAILABLE | BE04GOE0100B287M0541 | Functional | Others
27097 | Mithrau Phc | Ice lined refrigerator | HBC-70 | 3000214369 | Functional | Others
27098 | Dantil Phc | Ice lined refrigerator | MK - 142 | 25018824 | Functional | Vestfrost Solutions
27099 | Dantil Phc | Syringe Needle Destroyer | Microsil ND 120 | 3000085727 | Functional | Others
27100 | Gida Phc | SPHYGMOMANOMETER(BP APPRATUS) | MODEL NOT AVAILABLE | 3000117971 | Not in use | Others
27101 | Gida Phc | SPHYGMOMANOMETER(BP APPRATUS) | MODEL NOT AVAILABLE | 3000117972 | Not in use | Others
27102 | Gida Phc | SPHYGMOMANOMETER(BP APPRATUS) | MODEL NOT AVAILABLE | 3000117976 | Not in use | Others
27103 | Gida Phc | SPHYGMOMANOMETER(BP APPRATUS) | MODEL NOT AVAILABLE | 3000117973 | Not in use | Others
27104 | Gida Phc | Autoclave | Model not available | 3000117965 | Not in use | Others
27105 | Dantil Phc | Stethoscope | Model Not Available | 3000085732 | Functional | Others
27106 | Dispensary Satyawatan Aashram City | Sahlis HB Meter | Model not available | 3000230923 | Functional | Others
27107 | Bakhasar Phc | Ice lined refrigerator | HBC-70 | 3000214430 | Functional | Others
27108 | Chohtan Chc | Semi Automated Chemistry Analyzer | Model not Available | 3300-6675 | Functional | Others
27109 | Gida Phc | Defibrillator | MODEL NOT AVAILABLE | 3000117964 | Functional | Others
27110 | Mundota Phc | SPHYGMOMANOMETER(BP APPRATUS) | MODEL NOT AVAILABLE | 300230900 | Functional | Others
27111 | Rampura District Hospitalkota Dh | Suction Machine | Model Not Available | 3000046667 | Functional | Others
27112 | Rampura District Hospitalkota Dh | Suction Machine | Model Not Available | 3000046669 | Functional | Others
27113 | Watika Phc | Fetal Doppler | ND - 102 | 3000086884 | Functional | Ajay Optical India
27114 | Sultanpur Chc | VDRL Rotator (Rotor and Shaker) | Model Not Available | 3000135367 | Functional | Others
27115 | Julmi Phc | Freezes | MODEL NOT AVAILABLE | 3000261029 | Functional | Others
27116 | New Govt Medical College Kota | Bi-pap Machine | MODEL NOT AVAILABLE | 3000055147 | Functional | Others
27117 | New Govt Medical College Kota | Nebulizer | MODEL NOT AVAILABLE | 3000055151 | Functional | Others
27118 | M B S Hospital Kota | Electrolyte Analyzer | Model not available | 3000055767 | Functional | Others
27119 | M B S Hospital Kota | Pulse Oxymeter | Model Not Available | 3000046673 | Functional | Others
27120 | M B S Hospital Kota | Apnea Monitor | MODEL NOT AVAILABLE | 3000046674 | Functional | Others
27121 | New Govt Medical College Kota | Syringe Infusion Pump | SIMTEK - Infutek 405 | 3000055180 | Functional | Others
27122 | M B S Hospital Kota | Fully Automated Clinical Chemistry Analyzer | Transasia - ERBA XL 300 | 60466 | Functional | Others
27123 | New Govt Medical College Kota | Multi-Para Monitor | Star 55 | 3000055172 | Functional | Others
27124 | Govind Nagar Phc | Glucometer | Model not available | 3000130895 | Functional | Others
27125 | New Govt Medical College Kota | Autoclave | Yorco : YSI - 401 | 3000055237 | Functional | Others
27126 | New Govt Medical College Kota | Autoclave | Yorco : YSI - 401 | 3000055236 | Functional | Others
27127 | Govind Nagar Phc | Glucometer | Model not available | 3000130896 | Functional | Others
27128 | Govind Nagar Phc | Centrifuge Machine ( 4 Tube ) | Model not available | 3000130897 | Functional | Others
27129 | Jaisinghpura Khor Chc | Baby Weighing Machine | Model Not Available | 3000086789 | Non Functional Repairable | Others
27130 | Jaisinghpura Khor Chc | FOOT OPERATED SUCTION MACHINE | MODEL NOT AVAILABLE | 3000086790 | Functional | Others
27131 | Govind Nagar Phc | Binocular Microscope | Model Not Available | 3000130900 | Functional | Others
27132 | New Govt Medical College Kota | Freezes | MODEL NOT AVAILABLE | 3000055289 | Functional | Others
27133 | Mawasa Phc Kota | SPHYGMOMANOMETER(BP APPRATUS) | MODEL NOT AVAILABLE | 3000135799 | Functional | Others
27134 | Jaisinghpura Khor Chc | Freezes | MODEL NOT AVAILABLE | 3000086796 | Functional | Haier Appliances India Pvt
27135 | Arandkhera Phc | Suction Machine | Model Not Available | 3000130980 | Functional | Others
27136 | M B S Hospital Kota | Pulse Oxymeter | Model Not Available | 3000046719 | Functional | Others
27137 | Guda Balotan Phc | Centrifuge Machine ( 4 Tube ) | Remi 4C | 3000119362 | Functional | Cmho Supply
27138 | Guda Balotan Phc | Blood Bank Refrigerator | MF114 | 20032109003 | Functional | Cmho Supply
27139 | Mithrau Phc | Binocular Microscope | Model Not Available | 3000214381 | Functional | Others
27140 | Baitu Chc | Spot Light ( Portable ) | Model Not Available | 3000124510 | Functional | Others
27141 | Chandrai Phc | Ice lined refrigerator | Model Not Available | 90506520 | Functional | Others
27142 | Dantil Phc | Syringe Needle Destroyer | Model not available | 2000022237 | Functional | Bhasin Sons Private Limited
27143 | Dispensary Satyawatan Aashram City | Weighing Machine | REMI - R303 | 3000122502 | Functional | Others
27144 | Dispensary Satyawatan Aashram City | Binocular Microscope | Model Not Available | 3000230917 | Functional | Others
27145 | Dantil Phc | Digital Photo Calorimeter | Model not available | 1110151 | Functional | Others
27146 | Mithrau Phc | Defibrillator | MODEL NOT AVAILABLE | 3000214368 | Functional | Others
27147 | Kelnor Phc | Suction Machine | MODEL NOT AVAILABLE | 3000280992 | Functional | Others
27148 | Dispensary Satyawatan Aashram City | Syringe Needle Destroyer | Model not available | 2034623 | Functional | Others
27149 | Kelnor Phc | Freezes | Kelvinator KGE 193 | 3.9091e+17 | Not in use | Others
27150 | Gida Phc | Autoclave | Model not available | 3000117969 | Not in use | Others
27151 | Bakhasar Phc | Suction Machine | Model Not Available | 3000214424 | Not in use | Others
27152 | Gida Phc | Ice lined refrigerator | MF - 144 | 3000117963 | Functional | Others
27153 | Mundota Phc | Weighing Machine | MODEL NOT AVAILABLE | 300230902 | Functional | Others
27154 | Nayagaonbanswara Phc | Syringe Needle Destroyer | Model not available | 3000207845 | Functional | Others
27155 | Gangori Hospital | Hydraulic Operation Table | MODEL NOT AVAILABLE | 3000139557 | Functional | Others
27156 | Mundota Phc | Freezes | MODEL NOT AVAILABLE | BE0581E0100B288J0107 | Functional | Others
27157 | Naredha Chc | Spot Light ( Portable ) | Model Not Available | 2000022338 | Non Functional Repairable | Others
27158 | Boosi Phc | Binocular Microscope | Microlux - 16 | 13-J-13172 | Functional | Others
27159 | Dhanla Phc | Binocular Microscope | Model Not Available | 3000202367 | Functional | Others
27160 | Deoli Kalaan Phc Pali | Radiant Heat Warmer | Meditrin - Heat Warmer | 3000214219 | Functional | Others
27161 | Jojawar Phc | SPHYGMOMANOMETER(BP APPRATUS) | MODEL NOT AVAILABLE | 3000202522 | Functional | Others
27162 | Deoli Kalaan Phc Pali | Glucometer | Model not available | 3000214213 | Functional | Others
27163 | City Dispensary Talwandi | Baby Weighing Machine | Crown | 3000130118 | Functional | Others
27164 | Goner Phc | Labour Table | Model Not Available | 3000086731 | Functional | Cmho Supply
27165 | City Dispensary Talwandi | Syringe Needle Destroyer | Model not available | 3000130116 | Functional | Others
27166 | M B S Hospital Kota | Freezes | MODEL NOT AVAILABLE | 3528 | Functional | Others
27167 | M B S Hospital Kota | Freezes | MODEL NOT AVAILABLE | 3531 | Functional | Others
27168 | City Dispensary Talwandi | Freezes | MODEL NOT AVAILABLE | 3000130114 | Functional | Others
27169 | City Dispensary Shopping Center | Freezes | GL-195RL4 | 3000130132 | Functional | Others
27170 | M B S Hospital Kota | Blood Bank Refrigerator | REMI - BR 300 | 3530 | Functional | Others
27171 | M B S Hospital Kota | Blood Bank Refrigerator | REMI - BR 300 | 3527 | Functional | Others
27172 | J.K.Loan Hospital, Kota | Pulse Oxymeter | Model Not Available | 3000046802 | Functional | Others
27173 | J.K.Loan Hospital, Kota | Pulse Oxymeter | Model Not Available | 3000046804 | Functional | Others
27174 | Goner Phc | Autoclave | Model not available | 3000086737 | Functional | Others
27175 | Goner Phc | Syringe Needle Destroyer | Microsil ND 120 | 531/2008 | Functional | Cmho Supply
27176 | Goner Phc | Syringe Needle Destroyer | Microsil ND 120 | 577/2009 | Functional | Cmho Supply
27177 | M B S Hospital Kota | Centrifuge Machine ( 8 Tube) | REMI - R 8C | 3000055776 | Functional | Others
27178 | Goner Phc | Syringe Needle Destroyer | NSD100 | 324 | Functional | Cmho Supply
27179 | Goner Phc | Syringe Needle Destroyer | NSD100 | 321 | Functional | Cmho Supply
27180 | New Govt Medical College Kota | VDRL Rotator (Rotor and Shaker) | Model Not Available | 3000055245 | Functional | Others
27181 | Goner Phc | Weighing Machine | MODEL NOT AVAILABLE | 81514086 | Functional | Ajay Optical India
27182 | Goner Phc | Weighing Machine | MODEL NOT AVAILABLE | 81514079 | Functional | Ajay Optical India
27183 | Goner Phc | Weighing Machine | MODEL NOT AVAILABLE | 81514138 | Functional | Ajay Optical India
27184 | Goner Phc | SPHYGMOMANOMETER(BP APPRATUS) | MODEL NOT AVAILABLE | 3000086754 | Functional | Cmho Supply
27185 | Dispensary Gangapole City | Instrument Sterilizer | Model Not Available | 3000086706 | Functional | Others
27186 | Dispensary Gangapole City | SPHYGMOMANOMETER(BP APPRATUS) | MODEL NOT AVAILABLE | 3000086708 | Functional | Others
27187 | Dispensary Gangapole City | Syringe Needle Destroyer | Model not available | 3000086712 | Functional | Others
27188 | Dispensary Govind Nagar City | Syringe Needle Destroyer | Nulife - Dots | 3000086718 | Functional | Cmho Supply
27189 | Gangori Hospital | Intensive Care Bed | Model Not Available | 3000139561 | Functional | Others
27190 | Naredha Chc | Micropipettes | MODEL NOT AVAILABLE | 2000022332 | Functional | Others
27191 | Dhanla Phc | Glucometer | Model not available | 3000202368 | Functional | Others
27192 | Dhanla Phc | Instrument Sterilizer | Model Not Available | 3000131510 | Functional | Others
27193 | Radhakisanpura Phc | Syringe Needle Destroyer | Model not available | 3000230955 | Functional | Others
27194 | Govt Hospital Sojat Sdh | Ultrasound Therapy Machine | Model Not Available | 3000214749 | Functional | Others
27195 | Giri Phc | Freezes | MODEL NOT AVAILABLE | 3000202230 | Functional | Others
27196 | Mundota Phc | Weighing Machine | MODEL NOT AVAILABLE | 3000230912 | Functional | Others
27197 | Jojawar Phc | Radiant Heat Warmer | Meditrin - Heat Warmer | 3000202521 | Functional | Others
27198 | Deoli Kalaan Phc Pali | Centrifuge Machine ( 4 Tube ) | Model not available | 3000214215 | Functional | Others
27199 | Jojawar Phc | Spot Light ( Portable ) | Model Not Available | 3000202524 | Functional | Others
27200 | Giri Phc | Ice lined refrigerator | HBC-70 | 3000202226 | Functional | Others
27201 | Padampura Phc Jaipur | Ice lined refrigerator | MK - 142 | 14417828 | Functional | Cmho Supply
27202 | Deoli Kalaan Phc Pali | Instrument Sterilizer | Model Not Available | 3000214211 | Functional | Others
27203 | Kantaleeyan Phc | Instrument Sterilizer | Model Not Available | 3000202604 | Functional | Others
27204 | Jojawar Phc | Radiant Heat Warmer | Zeal - RHW 2101A | 300020252 | Functional | Others
27205 | Padampura Phc Jaipur | Binocular Microscope | RSL - 4B | 28950 | Functional | Cmho Supply
27206 | Gangori Hospital | O.T. Light Double Dome | MODEL NOT AVAILABLE | 3000139644 | Functional | Others
27207 | Gangori Hospital | O.T. Light Double Dome | MODEL NOT AVAILABLE | 3000139651 | Functional | Others
27208 | Gangori Hospital | O.T. Light Double Dome | MODEL NOT AVAILABLE | 3000139639 | Functional | Others
27209 | K Patan Chc | Baby Weighing Machine | Docbel Braun | 3000046272 | Functional | Others
27210 | Gangori Hospital | Pulse Oxymeter | Comet - P (L and T) | 10P1359 | Functional | Others
27211 | Gangori Hospital | Pulse Oxymeter | Comet - P (L and T) | 1364 | Functional | Others
27212 | Gangori Hospital | Pulse Oxymeter | Comet - P (L and T) | 1349 | Functional | Others
27213 | Gangori Hospital | Spot Light ( Portable ) | Model Not Available | 3000139604 | Functional | Others
27214 | Gangori Hospital | Spot Light ( Portable ) | BLS 116 | 5872 | Functional | Others
27215 | Arandkhera Phc | Baby Weighing Machine | Crown | 3000130981 | Functional | Others
27216 | Arandkhera Phc | Baby Weighing Machine | Crown | 3000130991 | Functional | Others
27217 | Arandkhera Phc | Incubator | MODEL NOT AVAILABLE | 3000130984 | Functional | Others
27218 | Arandkhera Phc | Centrifuge Machine ( 4 Tube ) | Remi 4C | 3000130986 | Functional | Others
27219 | Rampura District Hospitalkota Dh | Baby Weighing Machine | Model Not Available | 3000055989 | Functional | Others
27220 | Barod Phc | Baby Weighing Machine | Crown | 3000135471 | Functional | Others
27221 | New Govt Medical College Kota | Suction Machine | Model Not Available | 3000055073 | Functional | Others
27222 | Barod Phc | Instrument Sterilizer | Model Not Available | 3000135474 | Functional | Others
27223 | New Govt Medical College Kota | Anesthesia Machine | MODEL NOT AVAILABLE | 3000130029 | Functional | Others
27224 | Jaisinghpura Khor Chc | SPHYGMOMANOMETER(BP APPRATUS) | MODEL NOT AVAILABLE | 3000086799 | Functional | Others
27225 | Jaisinghpura Khor Chc | SPHYGMOMANOMETER(BP APPRATUS) | MODEL NOT AVAILABLE | 483 | Non Functional Repairable | Others
27226 | Rampura District Hospitalkota Dh | Phototherepy Unit | MODEL NOT AVAILABLE | 3000055993 | Functional | Others
27227 | M B S Hospital Kota | Blood Bank Refrigerator | Model not available | 3000055834 | Functional | Others
27228 | M B S Hospital Kota | Weighing Machine | MODEL NOT AVAILABLE | 3000055836 | Functional | Others
27229 | Jaisinghpura Khor Chc | SPHYGMOMANOMETER(BP APPRATUS) | MODEL NOT AVAILABLE | 275894 | Functional | Others
27230 | Itawa Chc | Automated Urine Analyzer | Model Not Available | 3000125777 | Functional | Others
27231 | J.K.Loan Hospital, Kota | Suction Machine | Model Not Available | 3000046914 | Functional | Others
27232 | J.K.Loan Hospital, Kota | Suction Machine | Model Not Available | 3000046861 | Functional | Others
27233 | Jaisinghpura Khor Chc | Blood Bank Refrigerator | Model not available | 3000086806 | Functional | Haier Appliances India Pvt
27234 | Itawa Chc | SPHYGMOMANOMETER(BP APPRATUS) | HI VAC | 3000125780 | Functional | Others
27235 | Jaisinghpura Khor Chc | Spot Light ( Portable ) | Model Not Available | 3000086810 | Functional | Others
27236 | M B S Hospital Kota | Incubator | MODEL NOT AVAILABLE | 3000055817 | Functional | Others
27237 | Rampura District Hospitalkota Dh | Nebulizer | Aero | 3000046744 | Functional | Others
27238 | Jhalawar Medical College Medical Collage Hospital | Cautry Machine | Model Not Available | 3000129549 | Functional | Others
27239 | J.K.Loan Hospital, Kota | Radiant Heat Warmer | Meditrin - Heat Warmer | 3000046815 | Functional | Others
27240 | J.K.Loan Hospital, Kota | Radiant Heat Warmer | Meditrin - Heat Warmer | 3000046817 | Functional | Others
27241 | Deoli Kalaan Phc Pali | Syringe Needle Destroyer | Model not available | 3000214212 | Functional | Others
27242 | Batara Nau Phc Sikar | Baby Weighing Machine | Crown | 2000031546 | Functional | Others
27243 | Radhakisanpura Phc | Blood Bank Refrigerator | Model not available | 91010623 | Functional | Vestfrost Solutions
27244 | Kantaleeyan Phc | O.T. Light Single Dome | MODEL NOT AVAILABLE | 3000202605 | Functional | Others
27245 | Kantaleeyan Phc | Baby Weighing Machine | Model Not Available | 3000202603 | Functional | Others
27246 | Kantaleeyan Phc | Fetal Doppler | MODEL NOT AVAILABLE | 3000202602 | Functional | Others
27247 | Radhakisanpura Phc | Ice lined refrigerator | HBC-70 | BE0581E0100B288J2097 | Functional | Haier Appliances India Pvt
27248 | Barakhera Phc | Suction Machine | Surgicoin | 3000055484 | Functional | Others
27249 | Giri Phc | SPHYGMOMANOMETER(BP APPRATUS) | MODEL NOT AVAILABLE | 302607 | Functional | Others
27250 | Kantaleeyan Phc | Glucometer | Model not available | 3000202636 | Functional | Others
27251 | Kantaleeyan Phc | Glucometer | Model not available | 3000202635 | Functional | Others
27252 | Kantaleeyan Phc | Centrifuge Machine ( 4 Tube ) | Model not available | 3000202637 | Functional | Others
27253 | Kantaleeyan Phc | Nebulizer | MODEL NOT AVAILABLE | 3000202610 | Functional | Others
27254 | Budsu Phc | Instrument Sterilizer | Model Not Available | 2000028576 | Functional | Others
27255 | Kantaleeyan Phc | Syringe Needle Destroyer | Microsil - ND350 | 3000202609 | Functional | Others
27256 | Kantaleeyan Phc | Syringe Needle Destroyer | Microsil - ND350 | 3000202607 | Functional | Others
27257 | Kantaleeyan Phc | Syringe Needle Destroyer | Microsil - ND350 | 3000202633 | Functional | Others
27258 | Giri Phc | Glucometer | Model not available | 3000202241 | Functional | Others
27259 | Barakhera Phc | Pulse Oxymeter | Model Not Available | 3000055481 | Functional | Others
27260 | Giri Phc | Freezes | VKE204 | 3000202242 | Functional | Others
27261 | Kantaleeyan Phc | Freezes | MODEL NOT AVAILABLE | 3000202634 | Functional | Others
27262 | Govt Hospital Sojat Sdh | Binocular Microscope | Model Not Available | 3000214771 | Functional | Others
27263 | Govt Hospital Sojat Sdh | Slit Lamp | Model Not Available | 3000214772 | Functional | Others
27264 | Budsu Phc | Ice lined refrigerator | MK - 142 | 24623760 | Functional | Vestfrost Solutions
27265 | Budsu Phc | Blood Bank Refrigerator | Model not available | 25011379 | Functional | Vestfrost Solutions
27266 | Babra Phc | Nebulizer | NE-C28 | 3000202250 | Functional | Others
27267 | Delwara Chc | SPHYGMOMANOMETER(BP APPRATUS) | MODEL NOT AVAILABLE | 3000262507 | Functional | Others
27268 | Delwara Chc | Suction Machine | Model Not Available | 3000262509 | Functional | Others
27269 | Kankroli Chc | Autoclave | Model not available | 1341656 | Not in use | Others
27270 | Majhera Phc | Labour Table | Model Not Available | 3000262661 | Functional | Others
27271 | Majhera Phc | FOOT OPERATED SUCTION MACHINE | SU-101 | 3000262664 | Functional | Others
27272 | Majhera Phc | Blood Bank Refrigerator | Model not available | 3000262671 | Functional | Others
27273 | Delwara Chc | Ice lined refrigerator | HBC-70 | 3000262531 | Functional | Others
27274 | Guda Surjan Phc | Glucometer | Model not available | RMD015234 | Functional | Others
27275 | Galwa Phc | Weighing Machine | Crown | 3000209407 | Functional | Others
27276 | Delwara Chc | Labour Table | Model Not Available | 3000262514 | Functional | Others
27277 | Gajpur Phc | Syringe Needle Destroyer | Nulife - Dots | 3000262680 | Functional | Others
27278 | Delwara Chc | O.T. Light Single Dome | MODEL NOT AVAILABLE | 3000262516 | Functional | Others
27279 | Hanotpura Phc | Glucometer | Model not available | 3000085773 | Functional | Others
27280 | New Govt Medical College Kota | Nebulizer | MODEL NOT AVAILABLE | 64373 | Functional | Others
27281 | Kunwariya Phc | SPHYGMOMANOMETER(BP APPRATUS) | MODEL NOT AVAILABLE | 3000262415 | Functional | Others
27282 | New Govt Medical College Kota | Radiant Heat Warmer | Zeal - RHW 2101A | 3000130003 | Functional | Others
27283 | J.K.Loan Hospital, Kota | Radiant Heat Warmer | Meditrin - Heat Warmer | 3000046793 | Not in use | Others
27284 | M B S Hospital Kota | Multi-Para Monitor | Model not available | 3000121134 | Functional | Others
27285 | M B S Hospital Kota | Multi-Para Monitor | Model not available | 3000055445 | Functional | Others
27286 | New Govt Medical College Kota | Pulse Oxymeter | Model Not Available | 3000130006 | Not in use | Others
27287 | Jaitpur Phc Bikaner | Hemoglobin Analyzer | Model not available | 195A0007F98 | Functional | Others
27288 | Khairabaad Phc Kota | SPHYGMOMANOMETER(BP APPRATUS) | MODEL NOT AVAILABLE | 3000261085 | Functional | Others
27289 | M B S Hospital Kota | Weighing Machine | MODEL NOT AVAILABLE | 3000055441 | Functional | Others
27290 | New Govt Medical College Kota | Multi-Para Monitor | Model not available | 201204c001 | Functional | Others
27291 | Khairabaad Phc Kota | SPHYGMOMANOMETER(BP APPRATUS) | MODEL NOT AVAILABLE | 3000261084 | Functional | Others
27292 | M B S Hospital Kota | Laminar Flow | KCH-B | 3000046660 | Functional | Others
27293 | Dhanau Phc | Autoclave | Model not available | 3000214493 | Functional | Others
27294 | Dhanau Phc | Freezes | MODEL NOT AVAILABLE | 3000214928 | Functional | Others
27295 | Nanna Phc | Glucometer | Model not available | 3000197267 | Functional | Others
27296 | Kawas Chc | ECG Machine (Single Channel) | Medicaid - Cardio Fax | 3000117838 | Functional | Others
27297 | Boosi Phc | SPHYGMOMANOMETER(BP APPRATUS) | MODEL NOT AVAILABLE | 3000214227 | Functional | Others
27298 | Gangori Hospital | Instrument Sterilizer | Model Not Available | 3000139596 | Functional | Others
27299 | K Patan Chc | Baby Weighing Machine | Crown | 3000046268 | Functional | Others
27300 | Padampura Phc Jaipur | FOOT OPERATED SUCTION MACHINE | SU-101 | 3000230596 | Functional | Niscomed Electro Medical Devices
27301 | Dabri Phc | Baby Weighing Machine | Model Not Available | 3000141164 | Functional | Others
27302 | Padampura Phc Jaipur | Instrument Sterilizer | Model Not Available | 3000230598 | Functional | Others
27303 | Dabri Phc | Syringe Needle Destroyer | Model not available | 3000141167 | Functional | Others
27304 | Harsolav Phc | Micropipettes | MODEL NOT AVAILABLE | 2000030120 | Functional | Micro Lab Instruments Ahmedabad
27305 | Gangori Hospital | C-Arm Image Intensifier | Allengers - HF 49R | 2030896 | Functional | Others
27306 | Baiy Phc | SPHYGMOMANOMETER(BP APPRATUS) | MODEL NOT AVAILABLE | 98134811 | Functional | Others
27307 | Shri Balaji Phc | Weighing Machine | Victoria DX | 2000030567 | Functional | Ramon Surgical Company
27308 | Madhorajpura Phc | Freezes | HRD-2055CMDGCC | 3000265071 | Functional | Haier Appliances India Pvt
27309 | Gangori Hospital | Defibrillator | MODEL NOT AVAILABLE | 3000139616 | Functional | Others
27310 | Gangori Hospital | Defibrillator | MODEL NOT AVAILABLE | 3000139620 | Functional | Others
27311 | Madhorajpura Phc | Centrifuge Machine ( 6 Tube ) | Model Not Available | 3000265072 | Functional | Others
27312 | Shri Balaji Phc | SPHYGMOMANOMETER(BP APPRATUS) | MODEL NOT AVAILABLE | 2000030570 | Functional | Ramon Surgical Company
27313 | Madhorajpura Phc | Binocular Microscope | RXL-4B | 28945 | Functional | Radical Scientific Instruments Pvt Ltd
27314 | Madhorajpura Phc | Sahlis HB Meter | Model not available | 3000265075 | Functional | Others
27315 | Shri Balaji Phc | FOOT OPERATED SUCTION MACHINE | MODEL NOT AVAILABLE | 2000030571 | Functional | Others
27316 | Dabeech Phc Block Phagi | SPHYGMOMANOMETER(BP APPRATUS) | MODEL NOT AVAILABLE | 572871-09 | Functional | Others
27317 | Madhorajpura Phc | SPHYGMOMANOMETER(BP APPRATUS) | MODEL NOT AVAILABLE | 3000265068 | Functional | Others
27318 | Madhorajpura Phc | Baby Weighing Machine | Model Not Available | 3000265080 | Functional | Docbel Group Of Industries
27319 | J.K.Loan Hospital, Kota | Radiant Heat Warmer | Meditrin - Heat Warmer | 3000046818 | Functional | Others
27320 | M B S Hospital Kota | Electrolyte Analyzer | Lablyte | 3000055812 | Functional | Others
27321 | Chechat Chc | Blood Cell Counter - 3 part | Horiba - ABX Micros ES 60 | 3000135763 | Functional | Others
27322 | New Govt Medical College Kota | C. T. Scanner | TSX-021B | 83021040020411 | Functional | Others
27323 | Rampura District Hospitalkota Dh | Multi-Para Monitor | Model not available | 3000055944 | Functional | Others
27324 | Rampura District Hospitalkota Dh | Multi-Para Monitor | Model not available | 3000055945 | Functional | Others
27325 | Dadiya Phc | Hemoglobin meter | Model Not Available | 3000086865 | Functional | Others
27326 | M B S Hospital Kota | Micropipettes | MODEL NOT AVAILABLE | 3000046651 | Functional | Others
27327 | Goner Phc | Radiant Heat Warmer | Zeal - RHW 2101A | RHW2101A/091311906 | Functional | Cmho Supply
27328 | Bhimsar Phc | Baby Weighing Machine | Model Not Available | 3000121099 | Functional | Others
27329 | City Dispensary Shopping Center | Binocular Microscope | Labomed - Vision 2000 | 130862740 | Functional | Others
27330 | City Dispensary Shopping Center | Centrifuge Machine ( 4 Tube ) | Model not available | GGLC-9063 | Functional | Others
27331 | Goner Phc | Centrifuge Machine ( 4 Tube ) | Model not available | RMDB011835 | Functional | Others
27332 | Dispensary Gangapole City | Weighing Machine | MODEL NOT AVAILABLE | 3000086709 | Functional | Cmho Supply
27333 | Dispensary Gangapole City | Glucometer | Model not available | CT-C0046189 | Functional | Others
27334 | Watika Phc | SPHYGMOMANOMETER(BP APPRATUS) | MODEL NOT AVAILABLE | 3000086926 | Functional | A K Surgicals
27335 | Watika Phc | SPHYGMOMANOMETER(BP APPRATUS) | MODEL NOT AVAILABLE | 3000086927 | Functional | A K Surgicals
27336 | Dispensary Govind Nagar City | Glucometer | Model not available | M03D18AA7237 | Functional | Others
27337 | Dispensary Govind Nagar City | Syringe Needle Destroyer | Nulife - Dots | 3000086726 | Functional | Cmho Supply
27338 | Majhera Phc | Weighing Machine | MODEL NOT AVAILABLE | 3000262657 | Functional | Others
27339 | Majhera Phc | Radiant Heat Warmer | Zeal - RHW 2101A | 3000262662 | Functional | Others
27340 | Majhera Phc | Centrifuge Machine ( 6 Tube ) | Model Not Available | 3000262666 | Functional | Others
27341 | Khokhawas Airport Phc Jaipur-2 | SPHYGMOMANOMETER(BP APPRATUS) | MODEL NOT AVAILABLE | 813477 | Functional | Cmho Supply
27342 | Kankroli Chc | Centrifuge Machine ( 4 Tube ) | Model not available | 3000209263 | Functional | Others
27343 | Jhalo Ki Madar Chc | Centrifuge Machine ( 6 Tube ) | Model Not Available | 3000262464 | Functional | Others
27344 | Kankroli Chc | Syringe Needle Destroyer | Microsil ND 20 | 3000209264 | Functional | Others
27345 | Rajnota Phc | Syringe Needle Destroyer | Model not available | 3000085754 | Functional | Others
27346 | Babra Phc | Binocular Microscope | Model Not Available | 3000202252 | Functional | Others
27347 | Babra Phc | Binocular Microscope | Microlux - 16 | 3000202254 | Functional | Others
27348 | Marwa Phc | Binocular Microscope | Redical - RLX 48 | 3000222598 | Functional | Cmho Supply
27349 | Siriyari Phc | Nebulizer | MODEL NOT AVAILABLE | 3000202584 | Functional | Others
27350 | Govt Hospital Sojat Sdh | Syringe Infusion Pump | SIMTEK - Infutek 405 | 3000214697 | Functional | Others
27351 | Marwa Phc | Centrifuge Machine ( 4 Tube ) | Model not available | 3000222599 | Functional | Metro Traiding Corporation
27352 | Jaitpur Phc Pali | Glucometer | Model not available | MT00000447 | Functional | Others
27353 | Peepaliya Kalan Phc | Syringe Needle Destroyer | Model not available | 3000214204 | Functional | Others
27354 | Peepaliya Kalan Phc | Syringe Needle Destroyer | Model not available | 3000202202 | Functional | Others
27355 | Marwa Phc | Ice lined refrigerator | MK - 142 | 3000222608 | Functional | Vestfrost Solutions
27356 | Barakhera Phc | Freezes | MODEL NOT AVAILABLE | 3000055479 | Functional | Others
27357 | Dhamli Phc | Nebulizer | MODEL NOT AVAILABLE | 3000202334 | Functional | Others
27358 | Budsu Phc | Glucometer | Model not available | 59105962842 | Functional | Others
27359 | Marwa Phc | FOOT OPERATED SUCTION MACHINE | MODEL NOT AVAILABLE | 3000222618 | Functional | Cmho Supply
27360 | Dhamli Phc | Syringe Needle Destroyer | Microsil - ND350 | 6477 | Functional | Others
27361 | Dhamli Phc | Instrument Sterilizer | Model Not Available | 3000202313 | Functional | Others
27362 | Budsu Phc | SPHYGMOMANOMETER(BP APPRATUS) | MODEL NOT AVAILABLE | 2000028607 | Functional | Ajay Optical India
27363 | Chenda Phc | Spot Light ( Portable ) | Model Not Available | 3000214316 | Functional | Others
27364 | Chenda Phc | Blood Bank Refrigerator | Model not available | 3000214322 | Functional | Others
27365 | Chenda Phc | Suction Machine | Model Not Available | 3000214310 | Functional | Others
27366 | Bar Phc | Syringe Needle Destroyer | Model not available | 3000202213 | Functional | Others
27367 | Bar Phc | SPHYGMOMANOMETER(BP APPRATUS) | MODEL NOT AVAILABLE | 3000202216 | Functional | Others
27368 | Dhamli Phc | Baby Weighing Machine | Model Not Available | 3000202319 | Functional | Others
27369 | Chenda Phc | Glucometer | Model not available | 3000214323 | Functional | Others
27370 | Chenda Phc | Radiant Heat Warmer | Meditrin - Heat Warmer | 3000214314 | Functional | Others
27371 | Budsu Phc | Syringe Needle Destroyer | Model not available | 2000028612 | Functional | Bhasin Sons Private Limited
27372 | Delwara Chc | Semi Automated Chemistry Analyzer | Ark - CKK 24 | 3000262539 | Functional | Others
27373 | Guda Surjan Phc | SPHYGMOMANOMETER(BP APPRATUS) | MODEL NOT AVAILABLE | 33204 | Functional | Others
27374 | Guda Surjan Phc | SPHYGMOMANOMETER(BP APPRATUS) | MODEL NOT AVAILABLE | 3000085698 | Functional | Others
27375 | Pipali Ah Phc | SPHYGMOMANOMETER(BP APPRATUS) | MODEL NOT AVAILABLE | 3000262605 | Functional | Others
27376 | Pipali Ah Phc | FOOT OPERATED SUCTION MACHINE | MODEL NOT AVAILABLE | 3000262608 | Functional | Others
27377 | Dhawali Phc | Autoclave | Model not available | 2000022693 | Functional | Others
27378 | Dhawali Phc | Syringe Needle Destroyer | Microsil - ND350 | 8065 | Functional | Others
27379 | Bikampur Phc | Syringe Needle Destroyer | BS-949 | 3000045391 | Functional | Bhaseen Health Products Pvt Ltd
27380 | Dhawali Phc | Ice lined refrigerator | MK-144 | 90406086 | Functional | Vestfrost Solutions
27381 | Kotharia Phc | Labour Table | Model Not Available | 3000262489 | Functional | Others
27382 | Kotharia Phc | Centrifuge Machine ( 6 Tube ) | Model Not Available | 3000262490 | Functional | Others
27383 | Gajpur Phc | Radiant Heat Warmer | Meditrin - Heat Warmer | 3000262676 | Functional | Others
27384 | Gajpur Phc | Labour Table | Model Not Available | 3000262677 | Functional | Others
27385 | Delwara Chc | Radiant Heat Warmer | Zeal - RHW 2101A | 3000262512 | Functional | Others
27386 | Delwara Chc | FOOT OPERATED SUCTION MACHINE | MODEL NOT AVAILABLE | 3000262513 | Functional | Others
27387 | New Govt Medical College Kota | Syringe Infusion Pump | EMCO - INFUSOR 850 | 803530 | Functional | Others
27388 | Delwara Chc | SPHYGMOMANOMETER(BP APPRATUS) | MODEL NOT AVAILABLE | 3000262515 | Functional | Others
27389 | New Govt Medical College Kota | Multi-Para Monitor | Model not available | 201204c002 | Not in use | Others
27390 | Aakodadra Phc | Labour Table | Model Not Available | 3000262492 | Functional | Others
27391 | Gajpur Phc | Centrifuge Machine ( 4 Tube ) | Model not available | 3000262682 | Functional | Others
27392 | Sakroda Phc | Centrifuge Machine ( 8 Tube) | Model Not Available | 3000262454 | Functional | Others
27393 | Aakodadra Phc | Baby Weighing Machine | Model Not Available | 3000262493 | Functional | Others
27394 | Kunwariya Phc | Freezes | MODEL NOT AVAILABLE | 3000262406 | Functional | Others
27395 | Aakodadra Phc | Ice lined refrigerator | Model Not Available | 3000262497 | Functional | Others
27396 | New Govt Medical College Kota | Suction Machine | Model Not Available | 3000130011 | Functional | Others
27397 | Hanotpura Phc | Baby Weighing Machine | Model Not Available | 3000085764 | Functional | Ramon Surgical Company
27398 | Jahota Phc | Baby Weighing Machine | Model Not Available | 3000085674 | Functional | Others
27399 | Ahore Chc | Phototherepy Unit | Meditrin - Digital Bilitimer Phototherapy | NRHM/BT09186 | Functional | Meditrin Instruments
27400 | Guda Balotan Phc | Instrument Sterilizer | Model Not Available | 3000119366 | Functional | Cmho Supply
27401 | Guda Balotan Phc | Weighing Machine | MODEL NOT AVAILABLE | 3000119374 | Functional | Bhaseen Health Products Pvt Ltd
27402 | Rohini Phc | Instrument Sterilizer | Model Not Available | 2222009 | Functional | Others
27403 | Saiwar Shahpura Phc | Syringe Needle Destroyer | Model not available | 2000025498 | Functional | Others
27404 | Suthri Phc | Centrifuge Machine ( 4 Tube ) | Model not available | 3000197098 | Functional | Remi Electrotechnik Ltd
27405 | Suthri Phc | Blood Bank Refrigerator | Model not available | 3000197102 | Functional | Haier Appliances India Pvt
27406 | Bhinmal Chc | FOOT OPERATED SUCTION MACHINE | MODEL NOT AVAILABLE | 3000119976 | Functional | Cmho Supply
27407 | Rohini Phc | Hydraulic Operation Table | MODEL NOT AVAILABLE | 2000036985 | Functional | Others
27408 | Maharana Bhopal Govt Hospital Medical Collage | Cautry Machine | Model Not Available | ASG-L1106008 | Functional | Alan Electronic Systems Pvt Ltd
27409 | Jhaab Phc | Ice lined refrigerator | HBC-70 | 3000197001 | Functional | Haier Appliances India Pvt
27410 | Jhaab Phc | Radiant Heat Warmer | Zeal - RHW 2101A | 3000197003 | Functional | Cmho Supply
27411 | Bhinmal Chc | Blood Bank Refrigerator | Model not available | 3000119992 | Functional | Prasad Overseas
27412 | Bhinmal Chc | Blood Bank Refrigerator | Model not available | BD1-4440 | Functional | Prasad Overseas
27413 | Saiwar Shahpura Phc | SPHYGMOMANOMETER(BP APPRATUS) | MODEL NOT AVAILABLE | 2000025504 | Functional | Others
27414 | Jhaab Phc | SPHYGMOMANOMETER(BP APPRATUS) | MODEL NOT AVAILABLE | 3000197015 | Functional | Others
27415 | Dungri Phc | SPHYGMOMANOMETER(BP APPRATUS) | MODEL NOT AVAILABLE | 103765 | Functional | Others
27416 | Dungri Phc | Centrifuge Machine ( 8 Tube) | Model Not Available | 3000197072 | Functional | Others
27417 | Dungri Phc | Syringe Needle Destroyer | Nulife - Dots | NBSD0716749 | Functional | Mrk Healthcare Pvt Ltd Delhi
27418 | Sawau Padam Singh Phc | SPHYGMOMANOMETER(BP APPRATUS) | MODEL NOT AVAILABLE | 3000117908 | Functional | Others
27419 | Sawau Padam Singh Phc | SPHYGMOMANOMETER(BP APPRATUS) | MODEL NOT AVAILABLE | 3000117909 | Functional | Others
27420 | Sawau Padam Singh Phc | Monocular Microscope | Model not available | 3000117920 | Not in use | Others
27421 | Sawau Padam Singh Phc | Monocular Microscope | Model not available | 3000117922 | Not in use | Others
27422 | Daspan Phc | Blood Bank Refrigerator | Model not available | 3000119736 | Functional | Cmho Supply
27423 | Baitu Chc | ECG Machine (Three Channel ) | Medicaid - CardioFax 3R | c613253 | Functional | Others
27424 | Guda Surjan Phc | Radiant Heat Warmer | Zeal - RHW 2101A | RHW2101A/0913/1896 | Functional | Zeal Medical Pvt Ltd
27425 | Kankroli Chc | Sahlis HB Meter | Model not available | 3000209266 | Functional | Others
27426 | Guda Surjan Phc | FOOT OPERATED SUCTION MACHINE | MODEL NOT AVAILABLE | 3000085688 | Functional | Surgicoin Medequip Pvt Ltd
27427 | Kankroli Chc | Spot Light ( Portable ) | Model Not Available | 3000209270 | Not in use | Others
27428 | Delwara Chc | Binocular Microscope | Labomed - Vision 2000 | 3000262537 | Functional | Others
27429 | Kunwariya Phc | Ice lined refrigerator | HBC-70 | 3000262411 | Functional | Others
27430 | Aakodadra Phc | Blood Bank Refrigerator | Model not available | 3000262498 | Functional | Others
27431 | Kunwariya Phc | Blood Bank Refrigerator | Model not available | 3000262412 | Functional | Others
27432 | Hanotpura Phc | Ice lined refrigerator | HBC-70 | 0 | Functional | Haier Appliances India Pvt
27433 | New Govt Medical College Kota | SPHYGMOMANOMETER(BP APPRATUS) | MODEL NOT AVAILABLE | 8137 | Functional | Others
27434 | Jaitpur Phc Bikaner | Weighing Machine | MODEL NOT AVAILABLE | 2000030904 | Functional | Bhaseen Health Products Pvt Ltd
27435 | New Govt Medical College Kota | Syringe Infusion Pump | Model not available | 207228 | Functional | Others
27436 | Hanotpura Phc | SPHYGMOMANOMETER(BP APPRATUS) | MODEL NOT AVAILABLE | 3000085765 | Functional | Others
27437 | M B S Hospital Kota | Syringe Infusion Pump | Model not available | 3000121135 | Functional | Others
27438 | Luhawad Phc Kota | Weighing Machine | Crown | 3000135402 | Functional | Others
27439 | Amet Chc | Binocular Microscope | Microlux - 16 | 3000209310 | Functional | Others
27440 | New Govt Medical College Kota | Glucometer | Model not available | 3000130007 | Functional | Others
27441 | New Govt Medical College Kota | Nebulizer | MODEL NOT AVAILABLE | 62446 | Functional | Others
27442 | M B S Hospital Kota | Digital PH Meter | Model Not Available | 3000046664 | Functional | Others
27443 | New Govt Medical College Kota | Fetal Doppler | MODEL NOT AVAILABLE | 3000055137 | Functional | Others
27444 | Jaitpur Phc Bikaner | Syringe Needle Destroyer | Nulife - Dots | NBSD0716851 | Functional | Others
27445 | M B S Hospital Kota | Blood Cell Counter - 3 part | Model not available | 3000046659 | Functional | Others
27446 | Deveta Phc | ESR Stand | Model not available | 2000022363 | Functional | Trasasia Bio-Medicals Pvt
27447 | Jaitpur Phc Bikaner | Fetal Doppler | MODEL NOT AVAILABLE | 2000030921 | Functional | Others
27448 | Deveta Phc | Labour Table | Model Not Available | 2000022367 | Functional | Others
27449 | Deveta Phc | Blood Bank Refrigerator | Model not available | 91005144 | Functional | Vestfrost Solutions
27450 | Chenda Phc | SPHYGMOMANOMETER(BP APPRATUS) | MODEL NOT AVAILABLE | 3000214307 | Functional | Others
27451 | Chenda Phc | Freezes | MODEL NOT AVAILABLE | 300021325 | Functional | Others
27452 | Chenda Phc | Centrifuge Machine ( 4 Tube ) | Model not available | 3000214324 | Functional | Others
27453 | Kalayanpur Chc | Phototherepy Unit | Fenam, Bilitron Sky 5006 | 3000134457 | Functional | Others
27454 | Chenda Phc | Syringe Needle Destroyer | Microsil - ND350 | 3000214303 | Functional | Others
27455 | Chenda Phc | Binocular Microscope | Microlux - 16 | 3000214328 | Functional | Others
27456 | Chenda Phc | Binocular Microscope | Microlux - 16 | 3000214327 | Functional | Others
27457 | Ghanarao Phc Pali | Sahlis HB Meter | Model not available | 3000197672 | Functional | Others
27458 | Sakhun Phc | Centrifuge Machine ( 8 Tube) | Model Not Available | 3000139962 | Functional | Metro Traiding Corporation
27459 | Kalayanpur Chc | Centrifuge Machine ( 4 Tube ) | Model not available | 3000134472 | Functional | Others
27460 | Sakhun Phc | Ice lined refrigerator | MK - 142 | 25018823 | Functional | Cmho Supply
27461 | Sakhun Phc | Blood Bank Refrigerator | Model not available | 10727 | Functional | Cmho Supply
27462 | Gangori Hospital | Blood Bank Refrigerator | Model not available | 1102318 | Functional | Others
27463 | Manihari Chc Pali | Radiant Heat Warmer | Zeal - RHW 2101A | 3000214201 | Not in use | Others
27464 | Manihari Chc Pali | Weighing Machine | MODEL NOT AVAILABLE | 3000214200 | Functional | Others
27465 | Sakhun Phc | Radiant Heat Warmer | Model Not Available | 1213 | Functional | Cmho Supply
27466 | Gangori Hospital | Centrifuge Machine ( 8 Tube) | Model Not Available | 3000139482 | Functional | Others
27467 | Sakhun Phc | Suction Machine | Model Not Available | 3000139969 | Functional | Cmho Supply
27468 | Manihari Chc Pali | SPHYGMOMANOMETER(BP APPRATUS) | MODEL NOT AVAILABLE | 3000214197 | Functional | Others
27469 | Mandawari Phc | Glucometer | SD Check Gold | 3000222720 | Functional | Cmho Supply
27470 | Mandawari Phc | Blood Bank Refrigerator | Model not available | 3000222723 | Functional | Vestfrost Solutions
27471 | Mandawari Phc | Syringe Needle Destroyer | Microsil - ND350 | 3000222724 | Functional | Linco Scientific Instruments And Chemicals (P) Ltd
27472 | Sakhun Phc | Syringe Needle Destroyer | Microsil ND 120 | 3000139972 | Functional | Cmho Supply
27473 | Sakhun Phc | Syringe Needle Destroyer | Microsil ND 120 | 3000139973 | Functional | Cmho Supply
27474 | Sakhun Phc | Syringe Needle Destroyer | Microsil ND 120 | 3000139974 | Functional | Cmho Supply
27475 | Sakhun Phc | Syringe Needle Destroyer | Microsil ND 120 | 3000139975 | Functional | Cmho Supply
27476 | Sakhun Phc | Syringe Needle Destroyer | Microsil ND 120 | 3000139976 | Functional | Cmho Supply
27477 | Gajpur Phc | Baby Weighing Machine | Docbel Braun | 3000262678 | Functional | Others
27478 | New Govt Medical College Kota | SPHYGMOMANOMETER(BP APPRATUS) | Pagoda | 3000130025 | Functional | Others
27479 | New Govt Medical College Kota | Weighing Machine | Crown | 3000130016 | Functional | Others
27480 | Sakroda Phc | Blood Bank Refrigerator | Model not available | 3000262457 | Functional | Others
27481 | Sakroda Phc | Blood Bank Refrigerator | Model not available | 3000262456 | Functional | Others
27482 | Sakroda Phc | Baby Weighing Machine | SUVARANA | 3000262460 | Functional | Others
27483 | Aakodadra Phc | Ice lined refrigerator | MK - 142 | 3000262496 | Functional | Others
27484 | Kunwariya Phc | Syringe Needle Destroyer | Nulife - Dots | 3000262407 | Functional | Others
27485 | Kunwariya Phc | Syringe Needle Destroyer | Nulife - Dots | 3000262408 | Functional | Others
27486 | Hanotpura Phc | FOOT OPERATED SUCTION MACHINE | SU-101 | 11248 | Functional | Cmho Supply
27487 | Kunwariya Phc | Radiant Heat Warmer | Zeal - RHW 2101A | 3000262414 | Functional | Others
27488 | Hanotpura Phc | Ice lined refrigerator | HBC-70 | BE07F40N00B2A600436 | Functional | Haier Appliances India Pvt
27489 | Kunwariya Phc | Binocular Microscope | Model Not Available | 3000262421 | Functional | Others
27490 | Jaitpur Phc Bikaner | SPHYGMOMANOMETER(BP APPRATUS) | MODEL NOT AVAILABLE | 2000030903 | Functional | Others
27491 | Luhawad Phc Kota | SPHYGMOMANOMETER(BP APPRATUS) | Pagoda | 3000135401 | Functional | Others
27492 | Jaitpur Phc Bikaner | Centrifuge Machine ( 8 Tube) | Model Not Available | 2000030911 | Functional | Others
27493 | Jaitpur Phc Bikaner | Ice lined refrigerator | MK - 142 | 24623730 | Functional | Haier Appliances India Pvt
27494 | Jaitpur Phc Bikaner | Blood Bank Refrigerator | Model not available | BE04G4E260DB2A5D0102 | Functional | Haier Appliances India Pvt
27495 | Khairabaad Phc Kota | Baby Weighing Machine | Crown | 3000261087 | Functional | Others
27496 | Amet Chc | Semi Automated Chemistry Analyzer | CPC - STAT FAX 3300 | 3000209311 | Functional | Others
27497 | M B S Hospital Kota | ELISA Washer | Model not available | 3000046655 | Functional | Others
27498 | M B S Hospital Kota | ELISA Washer | Model not available | 3000046656 | Functional | Others
27499 | Nimoda Harizi Phc Kota | Baby Weighing Machine | Crown | 3000135289 | Functional | Others
27500 | New Govt Medical College Kota | O.T. Light Single Dome | MODEL NOT AVAILABLE | 3000055113 | Functional | Others
27501 | Lakasaneeja Phc | Baby Weighing Machine | Crown | 3000135495 | Functional | Others
27502 | M B S Hospital Kota | Dialysis Unit | MODEL NOT AVAILABLE | 3000055448 | Functional | Others
27503 | Baitu Chc | Ice lined refrigerator | Model Not Available | 3000124495 | Functional | Others
27504 | Sawau Padam Singh Phc | Spot Light ( Portable ) | Model Not Available | 3000117911 | Not in use | Others
27505 | Sawau Padam Singh Phc | Spot Light ( Portable ) | Model Not Available | 3000117913 | Not in use | Others
27506 | Sarla Phc | Instrument Sterilizer | Model Not Available | 3000214435 | Functional | Others
27507 | Chandrai Phc | FOOT OPERATED SUCTION MACHINE | MODEL NOT AVAILABLE | 3000119330 | Functional | Others
27508 | Dantil Phc | Syringe Needle Destroyer | Microsil ND 120 | 3000085728 | Functional | Others
27509 | Kelnor Phc | Autoclave | Model not available | 4H1020 | Functional | Others
27510 | Chinch Phc | Binocular Microscope | Microlux - 16 | 3000207710 | Functional | Others
27511 | Gida Phc | Nebulizer | MODEL NOT AVAILABLE | 3000117955 | Functional | Others
27512 | Padampura Phc Jaipur | Blood Bank Refrigerator | Model not available | 3000230584 | Functional | Cmho Supply
27513 | Madhorajpura Phc | SPHYGMOMANOMETER(BP APPRATUS) | MODEL NOT AVAILABLE | 38641 | Functional | Cmho Supply
27514 | Madhorajpura Phc | Radiant Heat Warmer | Meditrin - Heat Warmer | 3000265061 | Functional | Cmho Supply
27515 | Madhorajpura Phc | Ice lined refrigerator | Model Not Available | 3000265064 | Functional | Others
27516 | Gangori Hospital | Intensive Care Bed | Janak | 3000139562 | Functional | Others
27517 | Gangori Hospital | SPHYGMOMANOMETER(BP APPRATUS) | MODEL NOT AVAILABLE | 3000139588 | Functional | Others
27518 | Gangori Hospital | Suction Machine | Model Not Available | 3000139597 | Functional | Others
27519 | Gangori Hospital | Suction Machine | Model Not Available | 3000139598 | Functional | Others
27520 | Gangori Hospital | Suction Machine | Model Not Available | 3000139599 | Functional | Others
27521 | Gangori Hospital | Suction Machine | Model Not Available | 3000139600 | Functional | Others
27522 | Gangori Hospital | Suction Machine | Model Not Available | 3000139601 | Functional | Others
27523 | Gangori Hospital | Suction Machine | Model Not Available | 3000139602 | Functional | Others
27524 | Gangori Hospital | Suction Machine | Model Not Available | 3000139608 | Functional | Others
27525 | Dabeech Phc Block Phagi | Syringe Needle Destroyer | Microsil ND 120 | 3802009 | Functional | Others
27526 | Gangori Hospital | Suction Machine | Model Not Available | 3000139623 | Functional | Others
27527 | Gangori Hospital | SPHYGMOMANOMETER(BP APPRATUS) | MODEL NOT AVAILABLE | 39791 | Functional | Others
27528 | Gangori Hospital | O.T. Light Double Dome | MODEL NOT AVAILABLE | 3000139638 | Functional | Others
27529 | New Govt Medical College Kota | 500mA X-Ray Machine | Model not available | 3000055223 | Functional | Others
27530 | Gajpur Phc | Ice lined refrigerator | HBC-70 | 3000262674 | Functional | Others
27531 | Hanotpura Phc | Syringe Needle Destroyer | Microsil ND 120 | 379/07-08 | Functional | Cmho Supply
27532 | New Govt Medical College Kota | Syringe Infusion Pump | Allied - Syrn 200 | 3000130018 | Functional | Others
27533 | Aakodadra Phc | Binocular Microscope | Microlux - 16 | 3000262494 | Functional | Others
27534 | Aakodadra Phc | Syringe Needle Destroyer | Model not available | 3000262495 | Functional | Others
27535 | New Govt Medical College Kota | Phototherepy Unit | MODEL NOT AVAILABLE | 3000130002 | Functional | Others
27536 | Kunwariya Phc | Sahlis HB Meter | Model not available | 3000262424 | Functional | Others
27537 | Kunwariya Phc | Sahlis HB Meter | Model not available | 3000262425 | Functional | Others
27538 | Jaitpur Phc Bikaner | Nebulizer | MODEL NOT AVAILABLE | 2000030905 | Functional | Others
27539 | Jaitpur Phc Bikaner | Freezes | MODEL NOT AVAILABLE | 110930431 | Functional | Others
27540 | Amet Chc | Sahlis HB Meter | Model not available | 3000209319 | Functional | Others
27541 | Nimoda Harizi Phc Kota | SPHYGMOMANOMETER(BP APPRATUS) | MODEL NOT AVAILABLE | 3000135291 | Functional | Others
27542 | Nimoda Harizi Phc Kota | SPHYGMOMANOMETER(BP APPRATUS) | MODEL NOT AVAILABLE | 3000135292 | Functional | Others
27543 | Jaitpur Phc Bikaner | Instrument Sterilizer | Model Not Available | 2000030917 | Functional | Others
27544 | M B S Hospital Kota | Dialysis Unit | MODEL NOT AVAILABLE | 3000055447 | Functional | Others
27545 | M B S Hospital Kota | Dialysis Unit | MODEL NOT AVAILABLE | 3000055446 | Functional | Others
27546 | New Govt Medical College Kota | C-Arm Machine | Model Not Available | 2K1203096.C | Functional | Others
27547 | Lakasaneeja Phc | Suction Machine | Model Not Available | 3000135496 | Functional | Others
27548 | Lakasaneeja Phc | Autoclave | Model not available | 3000135497 | Functional | Others
27549 | Amet Chc | Syringe Needle Destroyer | Microsil ND 20 | 3000209320 | Functional | Others
27550 | Jaitpur Phc Bikaner | Suction Machine | Model Not Available | 2000030918 | Functional | Others
27551 | Nimoda Harizi Phc Kota | Weighing Machine | MODEL NOT AVAILABLE | 3000135290 | Functional | Others
27552 | Deveta Phc | Binocular Microscope | RXL-4B | 27073 | Functional | Radical Scientific Instruments Pvt Ltd
27553 | New Govt Medical College Kota | Defibrillator | MODEL NOT AVAILABLE | US00597141 | Functional | Others
27554 | M B S Hospital Kota | Monocular Microscope | Model not available | 3000055829 | Functional | Others
27555 | Dhanau Phc | Nebulizer | MODEL NOT AVAILABLE | 3000214489 | Functional | Others
27556 | Kawas Chc | Sahlis HB Meter | Model not available | 3000117836 | Functional | Others
27557 | Bhawar Phc | Centrifuge Machine ( 8 Tube) | Model Not Available | 30000214449 | Functional | Others
27558 | Dantil Phc | Fetal Doppler | MODEL NOT AVAILABLE | 2000022248 | Functional | Others
27559 | Bhimra Phc | Blood Bank Refrigerator | Model not available | 3000117880 | Functional | Others
27560 | Radhakisanpura Phc | Syringe Needle Destroyer | Microsil ND 20 | 3000230937 | Functional | Cmho Supply
27561 | Kanod Phc | Nebulizer | MODEL NOT AVAILABLE | 3000117868 | Functional | Others
27562 | Nayagaonbanswara Phc | Centrifuge Machine ( 4 Tube ) | Model not available | 3000207846 | Functional | Others
27563 | Mundota Phc | Centrifuge Machine ( 6 Tube ) | Model Not Available | 300230903 | Functional | Others
27564 | Mundota Phc | Sahlis HB Meter | Model not available | 3000230907 | Functional | Others
27565 | Naredha Chc | Instrument Sterilizer | Model Not Available | 2000022337 | Functional | Others
27566 | Sakhun Phc | Syringe Needle Destroyer | Microsil ND 120 | 3000139977 | Functional | Cmho Supply
27567 | Mandawari Phc | SPHYGMOMANOMETER(BP APPRATUS) | MODEL NOT AVAILABLE | 3000222738 | Functional | Others
27568 | Bagole Phc | Syringe Needle Destroyer | Microsil - ND350 | 3000197711 | Functional | Others
27569 | Dhakree Phc | Baby Weighing Machine | Model Not Available | 3000214296 | Functional | Others
27570 | Kolishiya Chc Jhunjhunu | Nebulizer | MODEL NOT AVAILABLE | 2014432010001830 | Functional | Others
27571 | Khudikalaan Phc | O.T. Light Single Dome | MODEL NOT AVAILABLE | 2000028865 | Functional | Cognate India
27572 | Choru Phc | FOOT OPERATED SUCTION MACHINE | MODEL NOT AVAILABLE | 3000222733 | Functional | Cmho Supply
27573 | Choru Phc | Centrifuge Machine ( 4 Tube ) | Model not available | 3000222730 | Functional | Others
27574 | Dadaie Phc | Nebulizer | Model not available | 3000054224 | Functional | Rohilla Industries Jaipur
27575 | Pnotta Phc | Weighing Machine | MODEL NOT AVAILABLE | 3000197727 | Functional | Others
27576 | District Hospital Jalore Dh | Micropipettes | MODEL NOT AVAILABLE | 3000045802 | Functional | Others
27577 | District Hospital Jalore Dh | Micropipettes | MODEL NOT AVAILABLE | 3000045804 | Functional | Others
27578 | District Hospital Jalore Dh | ELISA Reader | Model not available | 3000045806 | Functional | Others
27579 | District Hospital Jalore Dh | Monocular Microscope | Model not available | 3000045809 | Functional | Others
27580 | Sri Dungargarh Chc | ELECTRIC OT TABLE | MODEL NOT AVAILABLE | 3000042148 | Functional | Others
27581 | Kothiya Phc | Baby Weighing Machine | SUVARANA | 3000262487 | Functional | Others
27582 | Kothiya Phc | Baby Weighing Machine | SUVARANA | 3000262488 | Functional | Others
27583 | Gajpur Phc | Spot Light ( Portable ) | Model Not Available | 3000262679 | Functional | Others
27584 | Hanotpura Phc | Centrifuge Machine ( 4 Tube ) | Model not available | 3000085772 | Functional | Others
27585 | Sakroda Phc | Binocular Microscope | Model Not Available | 3000262453 | Functional | Others
27586 | Hanotpura Phc | Binocular Microscope | RXL-4B | 27586 | Functional | Cmho Supply
27587 | Gajpur Phc | SPHYGMOMANOMETER(BP APPRATUS) | MODEL NOT AVAILABLE | 3000262681 | Functional | Others
27588 | New Govt Medical College Kota | Pulse Oxymeter | MEDITEC P201 | 3000130017 | Not in use | Others
27589 | Sakroda Phc | Sahlis HB Meter | Model not available | 3000262455 | Functional | Others
27590 | Gajpur Phc | Binocular Microscope | Microlux - 16 | 3000262683 | Functional | Others
27591 | New Govt Medical College Kota | Syringe Needle Destroyer | Model 900 | 3000086057 | Functional | Others
27592 | Aakodadra Phc | SPHYGMOMANOMETER(BP APPRATUS) | MODEL NOT AVAILABLE | 3000262499 | Functional | Others
27593 | New Govt Medical College Kota | Syringe Needle Destroyer | Model not available | 3000130014 | Not in use | Others
27594 | Kunwariya Phc | Instrument Sterilizer | Model Not Available | 3000262418 | Functional | Others
27595 | Hanotpura Phc | Blood Bank Refrigerator | Model not available | 3000085758 | Functional | Others
27596 | Kunwariya Phc | Baby Weighing Machine | Crown | 3000262419 | Functional | Others
27597 | Kunwariya Phc | Spot Light ( Portable ) | Model Not Available | 3000262420 | Functional | Others
27598 | Jaitpur Phc Bikaner | SPHYGMOMANOMETER(BP APPRATUS) | MODEL NOT AVAILABLE | 104144 | Functional | Others
27599 | Hanotpura Phc | Syringe Needle Destroyer | Microsil - ND350 | 7932 | Functional | Cmho Supply
27600 | Jaitpur Phc Bikaner | Binocular Microscope | Model Not Available | 2000030907 | Functional | Others
27601 | New Govt Medical College Kota | Syringe Infusion Pump | Model not available | 207229 | Functional | Others
27602 | Jaitpur Phc Bikaner | Hemoglobin meter | Model Not Available | 2000030908 | Functional | Others
27603 | M B S Hospital Kota | Nebulizer | MODEL NOT AVAILABLE | 3000121136 | Functional | Others
27604 | Lakasaneeja Phc | Instrument Sterilizer | Model Not Available | 3000135498 | Functional | Others
27605 | Deveta Phc | Hemoglobin meter | Model Not Available | 2000022361 | Functional | Others
27606 | Jaitpur Phc Bikaner | Suction Machine | Model Not Available | 2000030919 | Functional | Others
27607 | Chinch Phc | Binocular Microscope | Model Not Available | 3000207716 | Functional | Others
27608 | Gangori Hospital | Suction Machine | Model Not Available | 3000139643 | Functional | Others
27609 | Gangori Hospital | Suction Machine | Model Not Available | 3000139649 | Functional | Others
27610 | Naredha Chc | Syringe Needle Destroyer | Microsil - ND350 | 2000022333 | Functional | Others
27611 | Boosi Phc | Nebulizer | MODEL NOT AVAILABLE | 3000214225 | Functional | Others
27612 | Gangori Hospital | Multi-Para Monitor | Star 50 ( L and T ) | A1050709 | Functional | Others
27613 | Gangori Hospital | Multi-Para Monitor | Star 50 ( L and T ) | 100 | Functional | Others
27614 | Gangori Hospital | Multi-Para Monitor | Star 50 ( L and T ) | 96 | Functional | Others
27615 | Dabri Phc | Weighing Machine | MODEL NOT AVAILABLE | 3000141165 | Functional | Others
27616 | Gangori Hospital | Anesthesia Machine | MODEL NOT AVAILABLE | 100170 | Functional | Others
27617 | Padampura Phc Jaipur | SPHYGMOMANOMETER(BP APPRATUS) | MODEL NOT AVAILABLE | 3000230601 | Functional | Others
27618 | Gangori Hospital | Autoclave | Model not available | 111977 | Functional | Others
27619 | Gangori Hospital | Hydraulic Operation Table | MODEL NOT AVAILABLE | 3000139655 | Functional | Others
27620 | Gangori Hospital | Suction Machine | Model Not Available | 3000139658 | Functional | Others
27621 | Dabeech Phc Block Phagi | Radiant Heat Warmer | Zeal - RHW 2101A | 0913/1967 | Functional | Others
27622 | Gangori Hospital | SPHYGMOMANOMETER(BP APPRATUS) | MODEL NOT AVAILABLE | 39787 | Functional | Others
27623 | Gangori Hospital | SPHYGMOMANOMETER(BP APPRATUS) | MODEL NOT AVAILABLE | 39784 | Functional | Others
27624 | Gangori Hospital | Centrifuge Machine ( 8 Tube) | Model Not Available | 3000139490 | Functional | Others
27625 | Manihari Chc Pali | Suction Machine | Model Not Available | 3000214198 | Functional | Others
27626 | Gangori Hospital | Centrifuge Machine ( 8 Tube) | Model Not Available | 3000139492 | Functional | Others
27627 | Sakhun Phc | Instrument Sterilizer | Model Not Available | 3000139970 | Functional | Cmho Supply
27628 | Kalayanpur Chc | Ice lined refrigerator | Model Not Available | 90503613 | Functional | Others
27629 | Kolishiya Chc Jhunjhunu | Binocular Microscope | Model Not Available | 70438 | Functional | Others
27630 | Dhakree Phc | Binocular Microscope | AMT 5A | 3000214292 | Functional | Others
27631 | Kolishiya Chc Jhunjhunu | Glucometer | Model not available | 303R0003c4b | Functional | Others
27632 | Dhakree Phc | Centrifuge Machine ( 8 Tube) | Model Not Available | 3000214291 | Functional | Others
27633 | Delwara Chc | VDRL Rotator (Rotor and Shaker) | Model Not Available | 3000262543 | Functional | Others
27634 | Kankroli Chc | ELECTRIC OT TABLE | MODEL NOT AVAILABLE | 3000209275 | Functional | Others
27635 | Pipali Ah Phc | Freezes | MODEL NOT AVAILABLE | 3000262607 | Functional | Others
27636 | Delwara Chc | Suction Machine | Model Not Available | 3000262545 | Functional | Others
27637 | Pipali Ah Phc | Spot Light ( Portable ) | Model Not Available | 3000262611 | Functional | Others
27638 | Galwa Phc | Syringe Needle Destroyer | Microsil ND 20 | 3000209406 | Functional | Others
27639 | Pipali Ah Phc | Instrument Sterilizer | Model Not Available | 3000262612 | Functional | Others
27640 | Bikampur Phc | Freezes | MODEL NOT AVAILABLE | 3000045389 | Functional | Others
27641 | Gajpur Phc | Blood Bank Refrigerator | Model not available | 3000262675 | Functional | Others
27642 | New Govt Medical College Kota | Nebulizer | MODEL NOT AVAILABLE | 3000055109 | Functional | Others
27643 | New Govt Medical College Kota | Suction Machine | Model Not Available | 3000130022 | Functional | Others
27644 | Sakroda Phc | FOOT OPERATED SUCTION MACHINE | MODEL NOT AVAILABLE | 3000262458 | Functional | Others
27645 | Sakroda Phc | FOOT OPERATED SUCTION MACHINE | MODEL NOT AVAILABLE | 3000262459 | Functional | Others
27646 | Hanotpura Phc | Labour Table | Model Not Available | 3000085762 | Functional | Others
27647 | Sakroda Phc | SPHYGMOMANOMETER(BP APPRATUS) | MODEL NOT AVAILABLE | 3000262461 | Functional | Others
27648 | Kunwariya Phc | Instrument Sterilizer | Model Not Available | 3000262409 | Functional | Others
27649 | Kunwariya Phc | Weighing Machine | MODEL NOT AVAILABLE | 3000262410 | Functional | Others
27650 | New Govt Medical College Kota | Baby Weighing Machine | Crown | 3000130015 | Functional | Others
27651 | Kunwariya Phc | Suction Machine | Model Not Available | 3000262413 | Functional | Others
27652 | Kunwariya Phc | Labour Table | Model Not Available | 3000262416 | Functional | Others
27653 | Kunwariya Phc | Labour Table | Model Not Available | 3000262417 | Functional | Others
27654 | Hanotpura Phc | Weighing Machine | MODEL NOT AVAILABLE | 3000085759 | Functional | Bhaseen Health Products Pvt Ltd
27655 | New Govt Medical College Kota | Cautry Machine | Model Not Available | 3000055124 | Functional | Others
27656 | Kunwariya Phc | Centrifuge Machine ( 8 Tube) | Model Not Available | 3000262422 | Functional | Others
27657 | Kunwariya Phc | Glucometer | Model not available | 3000262423 | Functional | Others
27658 | New Govt Medical College Kota | Radiant Heat Warmer | Model Not Available | 3000130001 | Not in use | Others
27659 | Desuri Chc | 100mA X-Ray Machine | Model not available | 3000197704 | Functional | Others
27660 | Desuri Chc | Syringe Needle Destroyer | Microsil - ND350 | 3000197705 | Functional | Others
27661 | City Dispensary Juna Keradu Marg | Suction Machine | Model Not Available | 3000214353 | Functional | Others
27662 | Kalayanpur Chc | Semi Automated Chemistry Analyzer | Model not Available | 3000134474 | Functional | Others
27663 | Sakhun Phc | Weighing Machine | MODEL NOT AVAILABLE | 3000139966 | Functional | Cmho Supply
27664 | Kalayanpur Chc | Hemoglobin meter | HB 301 | 1335813064 | Not in use | Others
27665 | Dhakree Phc | Radiant Heat Warmer | Meditrin - Heat Warmer | 3000214297 | Functional | Others
27666 | Kolishiya Chc Jhunjhunu | SPHYGMOMANOMETER(BP APPRATUS) | MODEL NOT AVAILABLE | 3000141077 | Functional | Others
27667 | District Hospital Jalore Dh | Semi Automated Chemistry Analyzer | Model not Available | 3000045799 | Functional | Others
27668 | Arthuna Chc | SPHYGMOMANOMETER(BP APPRATUS) | MODEL NOT AVAILABLE | 3000207334 | Functional | Others
27669 | Bagole Phc | SPHYGMOMANOMETER(BP APPRATUS) | MODEL NOT AVAILABLE | 3000197725 | Functional | Others
27670 | Bagole Phc | Sahlis HB Meter | Model not available | 3000197716 | Functional | Others
27671 | Arthuna Chc | Centrifuge Machine ( 12 Tube ) | Model Not Available | 3000207347 | Functional | Others
27672 | Gangori Hospital | Weighing Machine | MODEL NOT AVAILABLE | 3000139497 | Functional | Others
27673 | Arthuna Chc | Binocular Microscope | Model Not Available | 3000207348 | Functional | Others
27674 | Maal Phc | Binocular Microscope | Microlux - 16 | 3000260108 | Functional | Cmho Supply
27675 | Auwa Phc | Suction Machine | Model Not Available | 3000202306 | Functional | Others
27676 | Gangori Hospital | SPHYGMOMANOMETER(BP APPRATUS) | MODEL NOT AVAILABLE | 3000139499 | Functional | Others
27677 | District Hospital Jalore Dh | Blood Bank Refrigerator | Model not available | 3000045813 | Functional | Others
27678 | District Hospital Jalore Dh | Blood Bank Refrigerator | Model not available | 3000045814 | Functional | Others
27679 | Thanwla Phc | Ice lined refrigerator | MK - 142 | 25100010 | Functional | Vestfrost Solutions
27680 | Thanwla Phc | Blood Bank Refrigerator | Model not available | 25011625 | Functional | Vestfrost Solutions
27681 | Napsar Chc | 60mA X-Ray Machine | Model not available | 3081 | Functional | Others
27682 | Sri Dungargarh Chc | FOOT OPERATED SUCTION MACHINE | SU-101 | 3000045021 | Functional | Others
27683 | Sri Dungargarh Chc | Syringe Needle Destroyer | Nulife - Dots | 3000045022 | Functional | Others
27684 | Mukam Phc | Syringe Needle Destroyer | Model not available | 800-124 | Functional | Others
27685 | Sri Dungargarh Chc | Blood Bank Refrigerator | Model not available | 3000045024 | Functional | Others
27686 | Badakhera Phc | Suction Machine | HI VAC | 3000049241 | Functional | Others
27687 | Jharali Phc | Syringe Needle Destroyer | Model not available | 2000037281 | Functional | Others
27688 | Jharali Phc | Syringe Needle Destroyer | Model not available | 2000037282 | Functional | Others
27689 | Badakhera Phc | Instrument Sterilizer | Model Not Available | 3000049242 | Functional | Others
27690 | Badakhera Phc | Freezes | MODEL NOT AVAILABLE | 3000049244 | Functional | Others
27691 | Banuda Phc | Centrifuge Machine ( 4 Tube ) | Model not available | 2000031424 | Functional | Others
27692 | Badakhera Phc | Instrument Sterilizer | Model Not Available | 30000492469 | Functional | Others
27693 | Bhopalgarh Chc | Binocular Microscope | Model Not Available | 3000054309 | Functional | Others
27694 | Hood Phc | Centrifuge Machine ( 4 Tube ) | Model not available | 200031263 | Functional | Others
27695 | Bhopalgarh Chc | Blood Bank Refrigerator | Model not available | 3000054310 | Functional | Others
27696 | Hood Phc | Glucometer | Model not available | 2000031269 | Functional | Others
27697 | Deeg Chc | Phototherepy Unit | MODEL NOT AVAILABLE | 3000236346 | Functional | Cmho Supply
27698 | Bhopalgarh Chc | Blood Cell Counter - 3 part | Model not available | 3000054300 | Functional | Others
27699 | Mahroli Chc | Digital PH Meter | Model Not Available | 2000037044 | Functional | Others
27700 | Deeg Chc | Anesthesia Machine | MODEL NOT AVAILABLE | 2258/65 | Functional | Cmho Supply
27701 | Bhopalgarh Chc | Autoclave | Model not available | 3000054301 | Functional | Others
27702 | Deeg Chc | Glucometer | Model not available | 3000236323 | Functional | Cmho Supply
27703 | Fatehpur Chc Sikar | Pulse Oxymeter | Model Not Available | c10608s26 | Functional | Others
27704 | Deeg Chc | Hydraulic Operation Table | MODEL NOT AVAILABLE | 3000236310 | Functional | Others
27705 | Fatehpura Phc | Instrument Sterilizer | Model Not Available | 2000031746 | Functional | Others
27706 | Deeg Chc | Autoclave | Model not available | 3000236314 | Functional | Reliance Instruments Corporation
27707 | Deeg Chc | Semi Automated Chemistry Analyzer | Model not Available | 3000236335 | Functional | Trasasia Bio-Medicals Pvt
27708 | Deeg Chc | Hot Air Oven | Model not available | 3000236334 | Functional | Deepak Enterprises
27709 | Deeg Chc | Incubator | MODEL NOT AVAILABLE | 3000236333 | Functional | Yorco Sales Pvt Ltd
27710 | Deeg Chc | Weighing Machine | MODEL NOT AVAILABLE | 3000236339 | Functional | Others
27711 | Deeg Chc | Defibrillator with Cardiac Monitor | Model Not Available | 3000236321 | Functional | Others
27712 | Karwara Phc | Syringe Needle Destroyer | Model not available | 3000119800 | Functional | Others
27713 | Karwara Phc | Syringe Needle Destroyer | Model not available | 3000119801 | Functional | Others
27714 | Karwara Phc | Syringe Needle Destroyer | Model not available | 3000119773 | Functional | Others
27715 | Ranigaon Chc | Suction Machine | Model Not Available | 3000122142 | Functional | Others
27716 | Sawau Padam Singh Phc | Baby Weighing Machine | Crown | 3000117904 | Functional | Others
27717 | Sawau Padam Singh Phc | Baby Weighing Machine | Crown | 3000117932 | Functional | Others
27718 | Thalwad Phc Jalore | Labour Table | Model Not Available | 3000119564 | Functional | Others
27719 | Dadaie Phc | Labour Table | Model Not Available | 300019749 | Functional | Others
27720 | Ranigaon Chc | Instrument Sterilizer | Model Not Available | 3000122141 | Functional | Others
27721 | Ranigaon Chc | Binocular Microscope | Model Not Available | 3000122138 | Functional | Others
27722 | Baitu Chc | Centrifuge Machine ( 8 Tube) | REMI - R4C | DPLC-2654 | Functional | Others
27723 | Mandoli Phc | Blood Bank Refrigerator | Model not available | 90505880 | Functional | Others
27724 | Chamunderi Phc | Radiant Heat Warmer | Meditrin - Heat Warmer | 3000197284 | Functional | Others
27725 | Ranigaon Chc | Centrifuge Machine ( 4 Tube ) | Model not available | 3000122137 | Functional | Others
27726 | Mandoli Phc | Centrifuge Machine ( 8 Tube) | Model Not Available | 3000119709 | Functional | Others
27727 | Mandoli Phc | Syringe Needle Destroyer | Nulife - Dots | 3000119710 | Functional | Others
27728 | Rohini Phc | Hemoglobin meter | Model Not Available | 2000036991 | Functional | Others
27729 | Balunda Phc | Binocular Microscope | Model Not Available | 3000202093 | Functional | Others
27730 | Chamunderi Phc | Suction Machine | Model Not Available | 3000197286 | Functional | Others
27731 | Ranigaon Chc | Freezes | MODEL NOT AVAILABLE | 3000122133 | Functional | Others
27732 | Mandoli Phc | FOOT OPERATED SUCTION MACHINE | SU-101 | 11662 | Functional | Others
27733 | Baitu Chc | Sahlis HB Meter | Model not available | 1303813034 | Functional | Others
27734 | Chamunderi Phc | Syringe Needle Destroyer | Model not available | 3000197290 | Functional | Others
27735 | Gudahema Phc | Baby Weighing Machine | Crown | 3000197018 | Functional | Bhasin Sons Private Limited
27736 | Balunda Phc | Baby Weighing Machine | Model Not Available | 3000202090 | Functional | Others
27737 | Balunda Phc | Baby Weighing Machine | Model Not Available | 3000202086 | Functional | Others
27738 | Chamunderi Phc | SPHYGMOMANOMETER(BP APPRATUS) | MODEL NOT AVAILABLE | 3000197291 | Functional | Others
27739 | Dantil Phc | SPHYGMOMANOMETER(BP APPRATUS) | MODEL NOT AVAILABLE | 98134538 | Functional | Ajay Optical India
27740 | Gida Phc | SPHYGMOMANOMETER(BP APPRATUS) | MODEL NOT AVAILABLE | 3000117970 | Functional | Others
27741 | Mundota Phc | Syringe Needle Destroyer | Model not available | L-512407-08 | Functional | Others
27742 | Gangori Hospital | Hydraulic Operation Table | MODEL NOT AVAILABLE | 3000139558 | Functional | Others
27743 | Gangori Hospital | Hydraulic Operation Table | MODEL NOT AVAILABLE | 3000139559 | Functional | Others
27744 | Gangori Hospital | Hydraulic Operation Table | MODEL NOT AVAILABLE | 3000139560 | Functional | Others
27745 | Dhanla Phc | SPHYGMOMANOMETER(BP APPRATUS) | MODEL NOT AVAILABLE | 3000202370 | Functional | Others
27746 | Govt Hospital Sojat Sdh | C. T. Scanner | TSX-021B | 3000214748 | Functional | Others
27747 | Radhakisanpura Phc | Freezes | MODEL NOT AVAILABLE | BS03C2E8400P1B760041 | Functional | Haier Appliances India Pvt
27748 | Rampura District Hospitalkota Dh | Nebulizer | MODEL NOT AVAILABLE | 3000046739 | Not in use | Others
27749 | Sultanpur Chc | Sahlis HB Meter | Model not available | 13438132375 | Functional | Others
27750 | New Govt Medical College Kota | Bi-pap Machine | MODEL NOT AVAILABLE | 3000055149 | Functional | Others
27751 | New Govt Medical College Kota | Bi-pap Machine | MODEL NOT AVAILABLE | 3000055148 | Functional | Others
27752 | M B S Hospital Kota | Semi Automated Chemistry Analyzer | Model not Available | 3000055765 | Functional | Others
27753 | M B S Hospital Kota | Semi Automated Chemistry Analyzer | Model not Available | 3000055766 | Functional | Others
27754 | M B S Hospital Kota | Fully Automated Clinical Chemistry Analyzer | Transasia - ERBA XL 300 | 60310 | Functional | Others
27755 | Arandkhera Phc | Instrument Sterilizer | Model Not Available | 3000130975 | Functional | Others
27756 | Mawasa Phc Kota | Syringe Needle Destroyer | Model not available | 3000135802 | Functional | Others
27757 | Arandkhera Phc | Syringe Needle Destroyer | Nulife - Dots | 3000130976 | Functional | Others
27758 | Arandkhera Phc | Syringe Needle Destroyer | Nulife - Dots | 3000130982 | Functional | Others
27759 | Arandkhera Phc | Syringe Needle Destroyer | Nulife - Dots | 3000130986 | Functional | Others
27760 | Arandkhera Phc | Syringe Needle Destroyer | Nulife - Dots | 3000130989 | Functional | Others
27761 | Govind Nagar Phc | Weighing Machine | Crown | 3000130906 | Functional | Others
27762 | New Govt Medical College Kota | Binocular Microscope | Labomed - Vision 2000 | 3000055231 | Functional | Others
27763 | New Govt Medical College Kota | Binocular Microscope | Labomed - Vision 2000 | 3000055230 | Functional | Others
27764 | New Govt Medical College Kota | Binocular Microscope | Labomed - Vision 2000 | 3000055229 | Functional | Others
27765 | Chitalwana Phc | Baby Weighing Machine | Crown | 3000197046 | Functional | Bhasin Sons Private Limited
27766 | Keriya Phc | Hemoglobin meter | Model Not Available | 3000197067 | Functional | Others
27767 | Bhusawar Chc | Anesthesia Machine | MODEL NOT AVAILABLE | 3000236379 | Functional | Cmho Supply
27768 | Nimeda Phc Jaipur2 | Baby Weighing Machine | Model Not Available | 3000222718 | Functional | Ramon Surgical Company
27769 | Badwa Phc Jaipur | SPHYGMOMANOMETER(BP APPRATUS) | MODEL NOT AVAILABLE | 3000081824 | Functional | Others
27770 | Weir Chc | Radiant Heat Warmer | Zeal - RHW 2101A | 730 | Functional | Cmho Supply
27771 | Weir Chc | Radiant Heat Warmer | Zeal - RHW 2101A | 729 | Functional | Cmho Supply
27772 | Weir Chc | Radiant Heat Warmer | Model not Available | 3000056236 | Functional | Others
27773 | Tb Hospital Jodhpur Medical Collage Hospital | Ventilator | Model Not Available | 3000049437 | Functional | Others
27774 | Lordia Phc | Freezes | MODEL NOT AVAILABLE | 3000120073 | Functional | Others
27775 | Panchu Chc | Blood Bank Refrigerator | Model not available | 2000035188 | Functional | Others
27776 | Kumawas Phc Jhunjhunu | SPHYGMOMANOMETER(BP APPRATUS) | MODEL NOT AVAILABLE | 98119447 | Functional | Others
27777 | Lordia Phc | Syringe Needle Destroyer | Microsil - ND350 | 3000120077 | Functional | Others
27778 | Lordia Phc | Syringe Needle Destroyer | Microsil - ND350 | 3000120078 | Functional | Others
27779 | Srera Phc | Blood Bank Refrigerator | Model not available | 3000042132 | Functional | Others
27780 | Tb Hospital Jodhpur Medical Collage Hospital | Nebulizer | MODEL NOT AVAILABLE | 3000047961 | Functional | Others
27781 | Baleser Chc | Freezes | MODEL NOT AVAILABLE | 3000049737 | Functional | Others
27782 | Baleser Chc | Sahlis HB Meter | Model not available | 3000049738 | Not in use | Others
27783 | Baleser Chc | 300mA X-Ray Machine | Model not available | 3000049739 | Functional | Others
27784 | Baleser Chc | 100mA X-Ray Machine | Model not available | 3000049740 | Functional | Others
27785 | Baleser Chc | 100mA X-Ray Machine | Model not available | 3000049741 | Functional | Others
27786 | Chamu Chc | Blood Cell Counter - 3 part | Horiba - ABX Micros ES 60 | 3000049762 | Functional | Others
27787 | Tb Hospital Jodhpur Medical Collage Hospital | Defibrillator | MODEL NOT AVAILABLE | 3000047967 | Functional | Others
27788 | Ahore Chc | Pulse Oxymeter | Model Not Available | 12569 | Functional | Cmho Supply
27789 | Rajnota Phc | FOOT OPERATED SUCTION MACHINE | MODEL NOT AVAILABLE | 3000085756 | Functional | Others
27790 | Jahota Phc | Radiant Heat Warmer | Zeal - RHW 2101A | RHW2101A/0913/1900 | Functional | Others
27791 | Jahota Phc | SPHYGMOMANOMETER(BP APPRATUS) | MODEL NOT AVAILABLE | 305386 | Functional | Others
27792 | Saiwar Shahpura Phc | Labour Table | Model Not Available | 2000025497 | Functional | Others
27793 | Morsim Phc | Labour Table | Model Not Available | 3000119751 | Functional | Others
27794 | Suthri Phc | Syringe Needle Destroyer | Microsil - ND350 | 3000197088 | Functional | Micro Lab Instruments Ahmedabad
27795 | Maharana Bhopal Govt Hospital Medical Collage | Cautry Machine | Model Not Available | ASG-L1106009 | Functional | Alan Electronic Systems Pvt Ltd
27796 | Khod Chc | Spot Light ( Portable ) | Model Not Available | 3000197563 | Functional | Others
27797 | Suthri Phc | Spot Light ( Portable ) | Model Not Available | 3000197104 | Functional | Cognate India
27798 | Bhinmal Chc | Baby Weighing Machine | Crown | 3000119974 | Functional | Cmho Supply
27799 | Bhinmal Chc | Radiant Heat Warmer | Zeal - RHW 2101A | RHW2101A/0813/878 | Functional | Cmho Supply
27800 | Rohini Phc | Hydraulic Operation Table | MODEL NOT AVAILABLE | 2000036986 | Functional | Others
27801 | Saiwar Shahpura Phc | Binocular Microscope | Model Not Available | 2000025509 | Functional | Others
27802 | Rohini Phc | Centrifuge Machine ( 8 Tube) | Model Not Available | 2000036989 | Functional | Others
27803 | Khadin Phc | Binocular Microscope | Labomed - Vision 2000 | 4110 | Functional | Others
27804 | Khadin Phc | Syringe Needle Destroyer | Model not available | 3000122147 | Functional | Others
27805 | Sawau Padam Singh Phc | Syringe Needle Destroyer | Model not available | 3000117906 | Functional | Others
27806 | Sawau Padam Singh Phc | Syringe Needle Destroyer | Model not available | 3000117918 | Not in use | Others
27807 | Sawau Padam Singh Phc | Syringe Needle Destroyer | Model not available | 3000117919 | Not in use | Others
27808 | Daspan Phc | SPHYGMOMANOMETER(BP APPRATUS) | MODEL NOT AVAILABLE | 1330657 | Functional | Others
27809 | Mithrau Phc | Baby Weighing Machine | Model Not Available | 3000214371 | Functional | Others
27810 | Radhakisanpura Phc | FOOT OPERATED SUCTION MACHINE | SU-101 | 3000230931 | Functional | Cmho Supply
27811 | Bijraad Phc | Freezes | MODEL NOT AVAILABLE | 3000214406 | Functional | Others
27812 | Desuri Chc | Syringe Needle Destroyer | Nulife - Dots | 3000197701 | Functional | Others
27813 | Bhimra Phc | Spot Light ( Portable ) | Model Not Available | 3000117901 | Functional | Others
27814 | Baitu Chc | Radiant Heat Warmer | Meditrin - Heat Warmer | 3000124508 | Functional | Others
27815 | Chamunderi Phc | Hemoglobin meter | Model Not Available | 3000197293 | Functional | Others
27816 | Chamunderi Phc | Binocular Microscope | Microlux - 16 | 3000197294 | Functional | Others
27817 | Gagaria Phc | SPHYGMOMANOMETER(BP APPRATUS) | MODEL NOT AVAILABLE | 3000122175 | Functional | Others
27818 | Pnotta Phc | Baby Weighing Machine | Model Not Available | 3000197732 | Functional | Others
27819 | Bedkalaan Phc | Binocular Microscope | Model Not Available | 3000202158 | Functional | Others
27820 | Maharana Bhopal Govt Hospital Medical Collage | Monocular Microscope | Model not available | 3000052504 | Functional | Carl Zeiss India Pvt Ltd
27821 | Patwa Phc | Centrifuge Machine ( 8 Tube) | Model Not Available | 3000202164 | Functional | Others
27822 | Bedkalaan Phc | Baby Weighing Machine | Model Not Available | 3000202155 | Functional | Others
27823 | Patwa Phc | Sahlis HB Meter | Model not available | 3000202163 | Functional | Others
27824 | Gagaria Phc | FOOT OPERATED SUCTION MACHINE | MODEL NOT AVAILABLE | 3000122181 | Functional | Others
27825 | Mithrau Phc | Centrifuge Machine ( 4 Tube ) | Remi 4C | 3000214380 | Functional | Others
27826 | Mithrau Phc | Centrifuge Machine ( 8 Tube) | REMI - R 8C | 3000214379 | Functional | Others
27827 | Gagaria Phc | Weighing Machine | MODEL NOT AVAILABLE | 3000122182 | Functional | Others
27828 | Bedkalaan Phc | Syringe Needle Destroyer | Microsil ND 20 | 3000202153 | Functional | Others
27829 | Bedkalaan Phc | Syringe Needle Destroyer | Microsil ND 20 | 3000202152 | Functional | Others
27830 | Gagaria Phc | Syringe Needle Destroyer | Model not available | 3000122184 | Functional | Others
27831 | Gagaria Phc | Syringe Needle Destroyer | Microsil ND 20 | 3000122185 | Functional | Others
27832 | Nosara Phc | Baby Weighing Machine | Crown | 3000045970 | Functional | Others
27833 | Nosara Phc | Instrument Sterilizer | Model Not Available | 3000045971 | Functional | Others
27834 | Sumerpur Chc | Baby Weighing Machine | Crown | 3000197863 | Functional | Others
27835 | Chandrai Phc | Baby Weighing Machine | Model Not Available | 3000119326 | Functional | Others
27836 | Mithrau Phc | Monocular Microscope | Model not available | 3000214375 | Functional | Others
27837 | Nosara Phc | Freezes | MODEL NOT AVAILABLE | 3000045973 | Functional | Others
27838 | Sumerpur Chc | SPHYGMOMANOMETER(BP APPRATUS) | MODEL NOT AVAILABLE | 3000197864 | Functional | Others
27839 | Nosara Phc | Centrifuge Machine ( 6 Tube ) | Model Not Available | 3000045975 | Functional | Others
27840 | Nosara Phc | Hemoglobin meter | 37 S | 3000122504 | Functional | Others
27841 | Kanod Phc | Centrifuge Machine ( 8 Tube) | Model Not Available | 3000117862 | Functional | Others
27842 | Saran Phc | Suction Machine | Model Not Available | 3000202586 | Functional | Others
27843 | City Dispensary Juna Keradu Marg | SPHYGMOMANOMETER(BP APPRATUS) | MODEL NOT AVAILABLE | 3000214352 | Functional | Others
27844 | Pachala Phc Tonk | Hemoglobin meter | ELITE | 300723 | Functional | Others
27845 | New Govt Medical College Kota | SPHYGMOMANOMETER(BP APPRATUS) | MODEL NOT AVAILABLE | 3000121126 | Functional | Others
27846 | Jaisinghpura Khor Chc | Glucometer | Model not available | 3000086804 | Functional | Others
27847 | Jaisinghpura Khor Chc | SPHYGMOMANOMETER(BP APPRATUS) | MODEL NOT AVAILABLE | 3000086798 | Functional | Others
27848 | Rampura District Hospitalkota Dh | Phototherepy Unit | Meditrin - Digital Bilitimer Phototherapy | 3000055989 | Functional | Others
27849 | Rampura District Hospitalkota Dh | Phototherepy Unit | Meditrin - Digital Bilitimer Phototherapy | 3000055990 | Functional | Others
27850 | Rampura District Hospitalkota Dh | Phototherepy Unit | Meditrin - Digital Bilitimer Phototherapy | 3000055991 | Functional | Others
27851 | Rampura District Hospitalkota Dh | Phototherepy Unit | Meditrin - Digital Bilitimer Phototherapy | 3000055992 | Functional | Others
27852 | M B S Hospital Kota | Blood Bank Refrigerator | REMI - BR 70 | ZBBR04925 | Functional | Others
27853 | J.K.Loan Hospital, Kota | Syringe Needle Destroyer | Model not available | 3000046912 | Functional | Others
27854 | Jaisinghpura Khor Chc | SPHYGMOMANOMETER(BP APPRATUS) | MODEL NOT AVAILABLE | 37150 | Functional | Cmho Supply
27855 | Beelwa Phc | Blood Bank Refrigerator | MF114 | 91010666 | Functional | Vestfrost Solutions
27856 | Jaisinghpura Khor Chc | Instrument Sterilizer | Model Not Available | 3000086809 | Functional | Others
27857 | M B S Hospital Kota | Incubator | MODEL NOT AVAILABLE | 3000055816 | Functional | Others
27858 | Beelwa Phc | Binocular Microscope | Model Not Available | 22079 | Functional | Cmho Supply
27859 | Rampura District Hospitalkota Dh | Nebulizer | MODEL NOT AVAILABLE | 3000046740 | Functional | Others
27860 | Rampura District Hospitalkota Dh | Nebulizer | MODEL NOT AVAILABLE | 3000046741 | Functional | Others
27861 | Rampura District Hospitalkota Dh | Nebulizer | MODEL NOT AVAILABLE | 3000046742 | Functional | Others
27862 | Rampura District Hospitalkota Dh | Nebulizer | Aero | 3000046743 | Functional | Others
27863 | Jhalawar Medical College Medical Collage Hospital | Urine Test Strip Analyzer | Erba Lachema Laura M | 1671021213 | Functional | Others
27864 | Rampura District Hospitalkota Dh | Radiant Heat Warmer | Meditrin - Heat Warmer | 3000046756 | Functional | Others
27865 | New Govt Medical College Kota | Ultra Sonography (USG) & Colour Dopler Machine | Model not available | 1709475456 | Functional | Others
27866 | Rampura District Hospitalkota Dh | Radiant Heat Warmer | Zeal - RHW 2101A | 3000046757 | Functional | Others
27867 | Bamarla Phc Barmer | Radiant Heat Warmer | Meditrin - Heat Warmer | 3000042108 | Functional | Others
27868 | Bamarla Phc Barmer | Labour Table | Model Not Available | 3000042101 | Functional | Others
27869 | Baleser Chc | Blood Bank Refrigerator | Model not available | 3000049749 | Functional | Others
27870 | Chamu Chc | Autoclave | Model not available | 3000049762 | Functional | Others
27871 | Chamu Chc | Freezes | MODEL NOT AVAILABLE | 3000049766 | Functional | Others
27872 | Tb Hospital Jodhpur Medical Collage Hospital | Ultra Sonography (USG) & Colour Dopler Machine | Median - Sono Scape SSI - 6000 | 2000032967 | Functional | Others
27873 | Borunda Chc | Binocular Microscope | Model Not Available | 3000054175 | Functional | Others
27874 | Umaid Hospital Jodhpur Medical College Hospital | SPHYGMOMANOMETER(BP APPRATUS) | MODEL NOT AVAILABLE | 3000122867 | Functional | Others
27875 | Chamu Chc | 100mA X-Ray Machine | Model not available | 3000049768 | Functional | Others
27876 | Baleser Chc | Instrument Sterilizer | Model Not Available | 3000049746 | Functional | Others
27877 | Baleser Chc | Syringe Needle Destroyer | Model not available | 3000049747 | Functional | Others
27878 | Bumbloo Phc | Nebulizer | MODEL NOT AVAILABLE | 63002187 | Functional | Others
27879 | Borunda Chc | Radiant Heat Warmer | Zeal - RHW 2101A | 3000054042 | Functional | Others
27880 | Gangori Hospital | Intensive Care Bed | Model Not Available | A20131100114/05 | Functional | Others
27881 | Gangori Hospital | Intensive Care Bed | Model Not Available | A20131100122 | Functional | Others
27882 | Gangori Hospital | Intensive Care Bed | Model Not Available | A20131100125 | Functional | Others
27883 | Gangori Hospital | Intensive Care Bed | Model Not Available | A20131100128 | Functional | Others
27884 | Gangori Hospital | Intensive Care Bed | Model Not Available | A20131100129 | Functional | Others
27885 | Gangori Hospital | Intensive Care Bed | Model Not Available | a20131100132 | Functional | Others
27886 | Diyatara Phc | FOOT OPERATED SUCTION MACHINE | MODEL NOT AVAILABLE | 2000035248 | Functional | Others
27887 | Kudan Chc | Blood Cell Counter - 3 part | Model not available | 2000031791 | Functional | Others
27888 | Diyatara Phc | Labour Table | Model Not Available | 2000035253 | Functional | Others
27889 | Kaprda Phc | Ice lined refrigerator | HBC-70 | 3000054109 | Functional | Others
27890 | Gangori Hospital | Instrument Sterilizer | Model Not Available | 3000139688 | Functional | Others
27891 | Gangori Hospital | Instrument Sterilizer | Model Not Available | 3000139694 | Functional | Others
27892 | Diyatara Phc | Blood Bank Refrigerator | Model not available | 2000035255 | Functional | Others
27893 | Peeth Phc | Binocular Microscope | Microlux - 16 | 3000210105 | Functional | Others
27894 | Peeth Phc | Binocular Microscope | Microlux - 16 | 3000210104 | Functional | Others
27895 | Gopinath Ka Gara Phc | Freezes | MODEL NOT AVAILABLE | 3000207563 | Functional | Others
27896 | Bhimra Phc | Ice lined refrigerator | MF - 144 | 3000117881 | Functional | Others
27897 | Bavadi Kalan Phc | Monocular Microscope | Model not available | 3000214363 | Functional | Others
27898 | Bhimra Phc | Syringe Needle Destroyer | Model not available | 3000117899 | Functional | Others
27899 | Saran Phc | Centrifuge Machine ( 8 Tube) | Model Not Available | 3000202574 | Functional | Others
27900 | Desuri Chc | Instrument Sterilizer | Model Not Available | 3000197685 | Functional | Others
27901 | Radhakisanpura Phc | Syringe Needle Destroyer | Microsil - ND350 | 8095 | Functional | Linco Scientific Instruments And Chemicals (P) Ltd
27902 | Radhakisanpura Phc | Syringe Needle Destroyer | Microsil - ND350 | 8107 | Functional | Linco Scientific Instruments And Chemicals (P) Ltd
27903 | Radhakisanpura Phc | Syringe Needle Destroyer | Microsil - ND350 | 7992 | Functional | Linco Scientific Instruments And Chemicals (P) Ltd
27904 | Saran Phc | Glucometer | HEARTSTART XL | 3000117210 | Functional | Others
27905 | Desuri Chc | Weighing Machine | MODEL NOT AVAILABLE | 3000197710 | Functional | Others
27906 | Radhakisanpura Phc | Glucometer | Model not available | SAFSV3ZQ | Functional | Life Medical Equipment
27907 | Desuri Chc | Instrument Sterilizer | Model Not Available | 3000197706 | Functional | Others
27908 | Radhakisanpura Phc | Binocular Microscope | Redical - RLX 48 | 28901 | Functional | Radical Scientific Instruments Pvt Ltd
27909 | Desuri Chc | SPHYGMOMANOMETER(BP APPRATUS) | MODEL NOT AVAILABLE | 3000197707 | Functional | Others
27910 | Dhanla Phc | Syringe Needle Destroyer | Microsil - ND350 | 3000202363 | Functional | Others
27911 | Dhanla Phc | Syringe Needle Destroyer | Microsil - ND350 | 3000202364 | Functional | Others
27912 | Dhanla Phc | Syringe Needle Destroyer | Microsil - ND350 | 3000202366 | Functional | Others
27913 | Dhanla Phc | Syringe Needle Destroyer | Microsil - ND350 | 3000131509 | Functional | Others
27914 | J S Dam Phc | SPHYGMOMANOMETER(BP APPRATUS) | MODEL NOT AVAILABLE | 3000055749 | Functional | Others
27915 | Gangori Hospital | Fiberoptic Laryngoscope | Model Not Available | 3000139605 | Functional | Others
27916 | Gangori Hospital | Fiberoptic Laryngoscope | Model Not Available | 3000139578 | Functional | Others
27917 | Gangori Hospital | Fiberoptic Laryngoscope | Model Not Available | 3000139573 | Functional | Others
27918 | Padampura Phc Jaipur | VDRL Rotator (Rotor and Shaker) | Model Not Available | 3000230588 | Functional | Others
27919 | Mundota Phc | Freezes | MODEL NOT AVAILABLE | BE4G0E0100BQ877M0354 | Functional | Others
27920 | Sumerpur Chc | Suction Machine | Model Not Available | 3000197865 | Functional | Others
27921 | Bagri Nagar Chc | 300mA X-Ray Machine | PICKS - 3010 D | 3000197398 | Functional | Others
27922 | Harji Phc | SPHYGMOMANOMETER(BP APPRATUS) | MODEL NOT AVAILABLE | 1300603 | Functional | Others
27923 | Harji Phc | Weighing Machine | Model Not Available | 3000214926 | Functional | Others
27924 | Harji Phc | Hemoglobin meter | Model Not Available | 3000119194 | Functional | Others
27925 | Harji Phc | Syringe Needle Destroyer | Model not available | 3000119195 | Functional | Others
27926 | Harji Phc | Labour Table | Model Not Available | 3000119204 | Functional | Others
27927 | Harji Phc | Labour Table | Model Not Available | 3000119206 | Functional | Others
27928 | Bhuti Phc | Hemoglobin meter | Model Not Available | 3000119339 | Functional | Others
27929 | Harji Phc | Blood Bank Refrigerator | Model Not Available | 3000214927 | Functional | Others
27930 | Harji Phc | Freezes | MODEL NOT AVAILABLE | 3000119209 | Functional | Others
27931 | Dantil Phc | Instrument Sterilizer | Model Not Available | 2000022246 | Functional | Others
27932 | Udaipurwara Phc | Radiant Heat Warmer | Model Not Available | 3000207773 | Functional | Others
27933 | Udaipurwara Phc | Syringe Needle Destroyer | Model not available | 3000207772 | Functional | Others
27934 | Kelnor Phc | Blood Bank Refrigerator | REMI - R303 | 3000122496 | Functional | Others
27935 | Dispensary Satyawatan Aashram City | Ice lined refrigerator | Model Not Available | BE07F4E0N00B287M0541 | Functional | Others
27936 | Kawas Chc | Binocular Microscope | Model Not Available | 3000117831 | Functional | Others
27937 | Dispensary Satyawatan Aashram City | Syringe Needle Destroyer | Microsil - ND350 | 9018 | Functional | Others
27938 | Nanna Phc | Binocular Microscope | Microlux - 16 | 3000197264 | Functional | Others
27939 | Nanna Phc | Centrifuge Machine ( 4 Tube ) | Model not available | 3000197265 | Functional | Others
27940 | Kawas Chc | Centrifuge Machine ( 4 Tube ) | Remi 4C | 3000117834 | Functional | Others
27941 | Bhawar Phc | Ice lined refrigerator | HBC-70 | 3000214455 | Functional | Others
27942 | Bhawar Phc | Syringe Needle Destroyer | Model not available | 3000214454 | Functional | Others
27943 | Shivtalab Phc | SPHYGMOMANOMETER(BP APPRATUS) | MODEL NOT AVAILABLE | 3000197379 | Functional | Others
27944 | Dehlala Phc Jaipur-2 | Baby Weighing Machine | Docbel Braun | 3000230886 | Functional | Others
27945 | Kelnor Phc | Autoclave | Model not available | 2992 | Functional | Others
27946 | Ras Chc | Syringe Needle Destroyer | BS-949 | 3000202676 | Functional | Others
27947 | Arandkhera Phc | Spot Light ( Portable ) | Model Not Available | 3000130979 | Functional | Others
27948 | Arandkhera Phc | Spot Light ( Portable ) | Model Not Available | 3000130983 | Functional | Others
27949 | M B S Hospital Kota | Coagulation Analyzer | Model not available | 3000055813 | Functional | Others
27950 | New Govt Medical College Kota | Ultra Sonography (USG) & Colour Dopler Machine | MicroMaxx | 03t6n6 | Functional | Others
27951 | Rampura District Hospitalkota Dh | Defibrillator | MODEL NOT AVAILABLE | 3000046759 | Functional | Others
27952 | J.K.Loan Hospital, Kota | Syringe Infusion Pump | Model not available | 3000046816 | Functional | Others
27953 | J.K.Loan Hospital, Kota | Syringe Infusion Pump | Model not available | 3000046819 | Functional | Others
27954 | Jaisinghpura Khor Chc | Monocular Microscope | Model not available | 51612 | Non Functional Repairable | Olympus Diagnostic Systems
27955 | Beelwa Phc | Suction Machine | Surgivac | 3000086847 | Functional | Cmho Supply
27956 | Jaisinghpura Khor Chc | Autoclave | Model not available | 3000086813 | Functional | Cmho Supply
27957 | Chechat Chc | Instrument Sterilizer | Model Not Available | 3000135770 | Functional | Others
27958 | New Govt Medical College Kota | Mobile ( Portable ) X-Ray Machine | Model not available | 33183 | Functional | Others
27959 | M B S Hospital Kota | Centrifuge Machine ( 8 Tube) | REMI - R 8C | 3000055773 | Functional | Others
27960 | M B S Hospital Kota | Centrifuge Machine ( 8 Tube) | REMI - R 8C | 3000055774 | Functional | Others
27961 | Chechat Chc | Labour Table | Model Not Available | 3000135771 | Functional | Others
27962 | Jaisinghpura Khor Chc | Syringe Needle Destroyer | Nulife - Dots | 3000086814 | Functional | Nipro Diagnostics
27963 | J.K.Loan Hospital, Kota | Syringe Infusion Pump | Model not available | 3000046820 | Functional | Others
27964 | M B S Hospital Kota | Automated Urine Analyzer | Model not available | 3000055770 | Functional | Others
27965 | Beelwa Phc | Weighing Machine | MODEL NOT AVAILABLE | 3000086846 | Functional | Others
27966 | Rampura District Hospitalkota Dh | Baby Weighing Machine | Model Not Available | 3000055948 | Functional | Others
27967 | M B S Hospital Kota | Freezes | MODEL NOT AVAILABLE | 60465 | Functional | Others
27968 | Chechat Chc | Weighing Machine | MODEL NOT AVAILABLE | 3000135776 | Functional | Others
27969 | J.K.Loan Hospital, Kota | Radiant Heat Warmer | Meditrin - Heat Warmer | 3000046822 | Functional | Others
27970 | J.K.Loan Hospital, Kota | Radiant Heat Warmer | Meditrin - Heat Warmer | 3000046824 | Functional | Others
27971 | Jaisinghpura Khor Chc | Syringe Needle Destroyer | BS-949 | 3000086815 | Functional | Bhasin Sons Private Limited
27972 | Beelwa Phc | Weighing Machine | MODEL NOT AVAILABLE | 3000086856 | Functional | Others
27973 | Ketukalla Phc | Blood Bank Refrigerator | Model not available | 3000049758 | Functional | Others
27974 | Bhopalgarh Chc | Dental Chair Unit | Model Not Available | 3000054314 | Functional | Others
27975 | Ketukalla Phc | Binocular Microscope | BLS 116 | 3000049760 | Functional | Others
27976 | Gangori Hospital | Suction Machine | Model Not Available | 3000139691 | Functional | Others
27977 | Gangori Hospital | Suction Machine | Model Not Available | 3000139707 | Functional | Others
27978 | Akkasar Phc | Baby Weighing Machine | Model Not Available | 3000042342 | Functional | Others
27979 | Gangori Hospital | FOGGING MACHINE | MODEL NOT AVAILABLE | 3000139696 | Functional | Others
27980 | Akkasar Phc | Labour Table | Model Not Available | 3000042347 | Functional | Others
27981 | Ketukalla Phc | Syringe Needle Destroyer | Microsil - ND350 | 2000033173 | Functional | Others
27982 | Akkasar Phc | Instrument Sterilizer | Model Not Available | 006/2009 | Functional | Others
27983 | Bhopalgarh Chc | Fetal Monitor | MODEL NOT AVAILABLE | 3000054317 | Functional | Others
27984 | Bhopalgarh Chc | Defibrillator | MODEL NOT AVAILABLE | 3000054323 | Functional | Others
27985 | Someser Phc | Syringe Needle Destroyer | Model not available | 3000049829 | Functional | Others
27986 | Someser Phc | Syringe Needle Destroyer | Model not available | 3000049823 | Functional | Others
27987 | Someser Phc | Syringe Needle Destroyer | Model not available | 3000049824 | Functional | Others
27988 | Khoh Phc | Centrifuge Machine ( 6 Tube ) | Model Not Available | 3000236511 | Functional | Remi Electrotechnik Ltd
27989 | Khoh Phc | Glucometer | Model not available | 3000236513 | Functional | Others
27990 | Kudan Chc | Mobile ( Portable ) X-Ray Machine | Model not available | 2000031782 | Functional | Others
27991 | Bhimganj Mandi Chc | Freezes | MODEL NOT AVAILABLE | 3000130907 | Functional | Others
27992 | Bhimganj Mandi Chc | Freezes | MODEL NOT AVAILABLE | 3000130921 | Functional | Others
27993 | Watika Phc | Syringe Needle Destroyer | Microsil ND 120 | 632 | Functional | Cmho Supply
27994 | Deeg Chc | ECG Machine (Single Channel) | Medicaid - Cardio Fax | 3000236364 | Functional | Others
27995 | Sultanpur Chc | Blood Bank Refrigerator | Model not available | 3000135349 | Functional | Others
27996 | Deeg Chc | Weighing Machine | MODEL NOT AVAILABLE | 3000236308 | Functional | Others
27997 | Sultanpur Chc | Ice lined refrigerator | MK - 142 | 14900610 | Functional | Others
27998 | Deeg Chc | Blood Bank Refrigerator | Model not available | 4387 | Functional | Remi Electrotechnik Ltd
27999 | Gangori Hospital | Nebulizer | MODEL NOT AVAILABLE | 105744 | Functional | Others
28000 | Gangori Hospital | Anesthesia Machine | MODEL NOT AVAILABLE | 3000139568 | Functional | Others
28001 | Gangori Hospital | Anesthesia Machine | MODEL NOT AVAILABLE | 3000139567 | Functional | Others
28002 | Gangori Hospital | Anesthesia Machine | MODEL NOT AVAILABLE | 3000139657 | Functional | Others
28003 | Gangori Hospital | Anesthesia Machine | MODEL NOT AVAILABLE | 3000139661 | Functional | Others
28004 | Gangori Hospital | Anesthesia Machine | MODEL NOT AVAILABLE | 3000139569 | Functional | Others
28005 | Gangori Hospital | Anesthesia Machine | MODEL NOT AVAILABLE | 3000139570 | Functional | Others
28006 | K Patan Chc | Syringe Needle Destroyer | Microsil - ND350 | 300046270 | Functional | Others
28007 | Dabri Phc | SPHYGMOMANOMETER(BP APPRATUS) | MODEL NOT AVAILABLE | 30001411166 | Functional | Others
28008 | Gangori Hospital | Autoclave | Model not available | 3000139630 | Functional | Others
28009 | Gangori Hospital | Autoclave | Model not available | 21233 | Functional | Others
28010 | Gangori Hospital | Autoclave | Model not available | 3000139659 | Functional | Others
28011 | Gangori Hospital | Autoclave | Model not available | 3000139660 | Functional | Others
28012 | Gangori Hospital | Cautry Machine | Model Not Available | 1546 | Functional | Others
28013 | Shri Balaji Phc | SPHYGMOMANOMETER(BP APPRATUS) | MODEL NOT AVAILABLE | 2041 | Functional | Others
28014 | Baiy Phc | Suction Machine | Model Not Available | 3000141055 | Functional | Others
28015 | Gangori Hospital | Cautry Machine | Model Not Available | 042AP | Functional | Others
28016 | Gangori Hospital | Cautry Machine | Model Not Available | 396AP | Functional | Others
28017 | Gangori Hospital | Cautry Machine | Model Not Available | 397AP | Functional | Others
28018 | Gangori Hospital | Cautry Machine | Model Not Available | AP094 | Functional | Others
28019 | Gangori Hospital | Cautry Machine | Model Not Available | 3000139654 | Functional | Others
28020 | Baiy Phc | Weighing Machine | MODEL NOT AVAILABLE | 3000141068 | Functional | Others
28021 | Madhorajpura Phc | Weighing Machine | Crown | 3000265079 | Functional | Cmho Supply
28022 | Gangori Hospital | Baby Weighing Machine | Model Not Available | 3000139590 | Functional | Others
28023 | Gangori Hospital | Baby Weighing Machine | Model Not Available | 3000139594 | Functional | Others
28024 | Kolishiya Chc Jhunjhunu | Semi Automated Chemistry Analyzer | CPC - STAT FAX 3300 | 7849 | Functional | Others
28025 | Khod Chc | Sahlis HB Meter | Model not available | 3000197576 | Functional | Others
28026 | Khod Chc | Sahlis HB Meter | Model not available | 3000197577 | Functional | Others
28027 | Ras Chc | Syringe Needle Destroyer | BS-949 | 3000202677 | Functional | Others
28028 | Ras Chc | Binocular Microscope | BLS 116 | 3000202681 | Functional | Others
28029 | Dantil Phc | Instrument Sterilizer | Model Not Available | 3000085731 | Non Functional Repairable | Others
28030 | Dehlala Phc Jaipur-2 | Autoclave | Model not available | 3000230888 | Non Functional Repairable | Others
28031 | Dantil Phc | Stethoscope | Model Not Available | 3000085733 | Functional | Others
28032 | Dantil Phc | Stethoscope | Model Not Available | 3000085723 | Functional | Others
28033 | Bavadi Kalan Phc | SPHYGMOMANOMETER(BP APPRATUS) | MODEL NOT AVAILABLE | 3000214366 | Functional | Others
28034 | Bavadi Kalan Phc | SPHYGMOMANOMETER(BP APPRATUS) | MODEL NOT AVAILABLE | 3000214365 | Functional | Others
28035 | Bavadi Kalan Phc | SPHYGMOMANOMETER(BP APPRATUS) | MODEL NOT AVAILABLE | 3000214359 | Functional | Others
28036 | Bavadi Kalan Phc | Centrifuge Machine ( 8 Tube) | Model Not Available | 3000214364 | Functional | Others
28037 | Radhakisanpura Phc | SPHYGMOMANOMETER(BP APPRATUS) | MODEL NOT AVAILABLE | 14079 | Functional | Ajay Optical India
28038 | Bali Chc | Instrument Sterilizer | Model Not Available | 3000197403 | Functional | Others
28039 | Bali Chc | Blood Bank Refrigerator | Model not available | 3000197404 | Functional | Others
28040 | Bali Chc | Suction Machine | Model Not Available | 3000197408 | Functional | Others
28041 | Radhakisanpura Phc | Radiant Heat Warmer | Meditrin - Heat Warmer | NRHM/WM09/11-20 | Functional | Cmho Supply
28042 | Gida Phc | Syringe Needle Destroyer | NSD100 | 3000117961 | Functional | Others
28043 | Bali Chc | Labour Table | Model Not Available | 3000197412 | Functional | Others
28044 | Radhakisanpura Phc | Baby Weighing Machine | Crown | 3000230933 | Functional | Cmho Supply
28045 | Jhak Phc | Centrifuge Machine ( 4 Tube ) | Model not available | 3000117875 | Functional | Others
28046 | Jhak Phc | Glucometer | Model not available | 3000117876 | Functional | Others
28047 | Bijraad Phc | Glucometer | Model not available | 3000214397 | Functional | Others
28048 | Jeeliya Phc | Micropipettes | MODEL NOT AVAILABLE | 2000028496 | Functional | Others
28049 | Chinch Phc | Colorimeter | MODEL NOT AVAILABLE | 3000207711 | Functional | Others
28050 | Kanod Phc | Binocular Microscope | Model Not Available | 3000117867 | Functional | Others
28051 | Peeth Phc | Ice lined refrigerator | MK - 142 | 3000210107 | Functional | Others
28052 | Dhanla Phc | Baby Weighing Machine | Model Not Available | 3000131511 | Functional | Others
28053 | Govt Hospital Sojat Sdh | 300mA X-Ray Machine | Model not available | 3000214747 | Functional | Others
28054 | Govt Hospital Sojat Sdh | Ultrasound Therapy Machine | Model Not Available | 3000214751 | Functional | Others
28055 | Pachala Phc Tonk | Hemoglobin meter | Model Not Available | 3000088565 | Functional | Others
28056 | Beelwa Phc | Freezes | HRD-2055CMDGCC | 46 | Functional | Cmho Supply
28057 | M B S Hospital Kota | Ventilator | Model Not Available | 3000046705 | Functional | Others
28058 | M B S Hospital Kota | Ventilator | Model Not Available | 3000046706 | Functional | Others
28059 | Beelwa Phc | Glucometer | Model not available | RMDB011821 | Functional | Deepak Enterprises
28060 | J.K.Loan Hospital, Kota | Syringe Infusion Pump | Model not available | 3000046830 | Functional | Others
28061 | J.K.Loan Hospital, Kota | Syringe Infusion Pump | Model not available | 3000046826 | Functional | Others
28062 | Rampura District Hospitalkota Dh | Weighing Machine | Crown | 3000046732 | Functional | Others
28063 | Rampura District Hospitalkota Dh | Weighing Machine | Crown | 3000046733 | Functional | Others
28064 | J.K.Loan Hospital, Kota | Radiant Heat Warmer | Model Not Available | 3000046833 | Functional | Others
28065 | J.K.Loan Hospital, Kota | Radiant Heat Warmer | Model Not Available | 3000046825 | Functional | Others
28066 | J.K.Loan Hospital, Kota | Radiant Heat Warmer | Model Not Available | 3000046828 | Functional | Others
28067 | Rampura District Hospitalkota Dh | Nebulizer | Aero | 3000046734 | Functional | Others
28068 | Dadiya Phc | SPHYGMOMANOMETER(BP APPRATUS) | MODEL NOT AVAILABLE | 50297 | Functional | Cmho Supply
28069 | Kotra Deep Singh Phc | Autoclave | Model not available | 3000135492 | Functional | Others
28070 | Dadiya Phc | SPHYGMOMANOMETER(BP APPRATUS) | MODEL NOT AVAILABLE | 3000086860 | Functional | Cmho Supply
28071 | M B S Hospital Kota | Sahlis HB Meter | Model not available | 3000055317 | Functional | Others
28072 | Dadiya Phc | Weighing Machine | MODEL NOT AVAILABLE | 3000086861 | Functional | Cmho Supply
28073 | Dadiya Phc | Syringe Needle Destroyer | Nulife - Dots | NBSD0724475 | Functional | Cmho Supply
28074 | Rampura District Hospitalkota Dh | Hot Air Oven | Model not available | 3000055962 | Functional | Others
28075 | Fatehpur Chc Sikar | Radiant Heat Warmer | Model Not Available | 2000037318 | Functional | Others
28076 | City Dispensary Kunhari Area | Syringe Needle Destroyer | Model not available | 3000129721 | Functional | Others
28077 | Sultanpur Chc | Syringe Needle Destroyer | Model not available | 3000135353 | Functional | Others
28078 | Sultanpur Chc | Pulse Oxymeter | Model Not Available | 3000135357 | Functional | Others
28079 | New Govt Medical College Kota | Syringe Infusion Pump | SIMTEK - Infutek 405 | 3000055158 | Functional | Others
28080 | Kala Talab Phc | Syringe Needle Destroyer | Nulife - Dots | 3000130885 | Functional | Others
28081 | Kala Talab Phc | Syringe Needle Destroyer | Nulife - Dots | 3000130890 | Functional | Others
28082 | Sultanpur Chc | Semi Automated Chemistry Analyzer | Model not Available | 3000135363 | Functional | Others
28083 | Watika Phc | SPHYGMOMANOMETER(BP APPRATUS) | MODEL NOT AVAILABLE | 39940 | Functional | Bhasin Sons Private Limited
28084 | Watika Phc | SPHYGMOMANOMETER(BP APPRATUS) | MODEL NOT AVAILABLE | 57845 | Functional | Bhasin Sons Private Limited
28085 | Watika Phc | SPHYGMOMANOMETER(BP APPRATUS) | MODEL NOT AVAILABLE | 57885 | Functional | Bhasin Sons Private Limited
28086 | Watika Phc | SPHYGMOMANOMETER(BP APPRATUS) | MODEL NOT AVAILABLE | 3000086928 | Functional | Bhasin Sons Private Limited
28087 | Pachala Phc Tonk | Glucometer | Model not available | M03D14AA6048 | Functional | Others
28088 | Rampura District Hospitalkota Dh | Syringe Infusion Pump | EMCO - INFUSOR 850 | 3000046754 | Functional | Others
28089 | New Govt Medical College Kota | Hot Air Oven | Yorco - YSI - 431D | 3000055227 | Functional | Others
28090 | New Govt Medical College Kota | Binocular Microscope | Labomed - Vision 2000 | 3000055228 | Functional | Others
28091 | Gadepan Phc Kota | Syringe Needle Destroyer | MODEL NOT AVAILABLE | 3000214187 | Functional | Others
28092 | Kamolar Phc Kota | Baby Weighing Machine | Crown | 3000135674 | Functional | Others
28093 | Rampura District Hospitalkota Dh | Multi-Para Monitor | Schiller - Truscope Classic | 3000055950 | Functional | Others
28094 | M B S Hospital Kota | Pulse Oxymeter | Model Not Available | 3000046712 | Functional | Others
28095 | M B S Hospital Kota | Pulse Oxymeter | Model Not Available | 3000046713 | Functional | Others
28096 | New Govt Medical College Kota | Syringe Needle Destroyer | NSD100 | 3000121125 | Functional | Others
28097 | New Govt Medical College Kota | Freezes | MODEL NOT AVAILABLE | 3000121127 | Functional | Others
28098 | Godlyahedi Phc Kota | SPHYGMOMANOMETER(BP APPRATUS) | Pagoda | 303538 | Functional | Others
28099 | Barod Phc | SPHYGMOMANOMETER(BP APPRATUS) | MODEL NOT AVAILABLE | 3000135464 | Functional | Others
28100 | Barod Phc | Syringe Needle Destroyer | Nulife - Dots | 3000135465 | Functional | Others
28101 | Barod Phc | Syringe Needle Destroyer | Nulife - Dots | 3000135468 | Functional | Others
28102 | Barod Phc | Syringe Needle Destroyer | Nulife - Dots | 30000135469 | Functional | Others
28103 | Ahore Chc | Binocular Microscope | Labomed - Vision 2000 | 4003 | Functional | Labomed
28104 | Ahore Chc | Hemoglobin meter | Model Not Available | 3000119397 | Functional | Others
28105 | Ahore Chc | Hemoglobin meter | Model Not Available | 3000119398 | Functional | Others
28106 | Dhakree Phc | Spot Light ( Portable ) | Model Not Available | 3000214287 | Functional | Others
28107 | Gangori Hospital | SPHYGMOMANOMETER(BP APPRATUS) | MODEL NOT AVAILABLE | 3000139500 | Functional | Others
28108 | Chitalwana Phc | Ice lined refrigerator | MK - 142 | 3000197039 | Functional | Vestfrost Solutions
28109 | Chitalwana Phc | Weighing Machine | MODEL NOT AVAILABLE | 3000197042 | Functional | Bhasin Sons Private Limited
28110 | Chitalwana Phc | Weighing Machine | MODEL NOT AVAILABLE | 3000197043 | Non Functional Repairable | Bhasin Sons Private Limited
28111 | Srera Phc | Instrument Sterilizer | Allied | 3000130094 | Functional | Others
28112 | Gangori Hospital | Fiberoptic Laryngoscope | Allied | 3000130094 | Functional | Others
28113 | Aspur Chc | Semi Automated Chemistry Analyzer | CPC - STAT FAX 3300 | 33006798 | Functional | Awarness Technologies
28114 | Aspur Chc | ECG Machine (Single Channel) | Medicaid - Cardio Fax | 3000260073 | Functional | Medicaid Systems
28115 | Bayana Chc | Binocular Microscope | Model Not Available | 08-H8646 | Functional | Cmho Supply
28116 | Aspur Chc | Radiant Heat Warmer | Zeal - RHW 2101A | 3000260117 | Functional | Zeal Medical Pvt Ltd
28117 | Aspur Chc | Suction Machine | Model Not Available | 3000260114 | Functional | Others
28118 | Bayana Chc | Pulse Oxymeter | Model Not Available | 3000236490 | Functional | Cmho Supply
28119 | Aspur Chc | Phototherepy Unit | MODEL NOT AVAILABLE | 3000260111 | Functional | Others
28120 | Bayana Chc | Freezes | MODEL NOT AVAILABLE | 3000236497 | Functional | Cmho Supply
28121 | Chamu Chc | Syringe Needle Destroyer | Model not available | 4730 | Functional | Others
28122 | Bumbloo Phc | Freezes | MODEL NOT AVAILABLE | 3000042111 | Functional | Others
28123 | Borunda Chc | Ice lined refrigerator | MF - 144 | 3000054171 | Functional | Others
28124 | Bumbloo Phc | Syringe Needle Destroyer | Nulife - Dots | 3000042112 | Functional | Others
28125 | Borunda Chc | Phototherepy Unit | Fenam, Bilitron Sky 5006 | 3000054168 | Functional | Others
28126 | Punjpur Chc | ECG Machine (Single Channel) | Medicaid - Cardio Fax | 3000260054 | Functional | Medicaid Systems
28127 | Gangori Hospital | ELECTRIC OT TABLE | MODEL NOT AVAILABLE | 318 | Functional | Others
28128 | Borunda Chc | ECG Machine (Single Channel) | Model Not Available | 3000054043 | Not in use | Others
28129 | Radhakisanpura Phc | Pulse Oxymeter | Model Not Available | 132241200137 | Functional | Ajay Optical India
28130 | Bhimra Phc | Glucometer | Model not available | 3000117888 | Functional | Others
28131 | Gangori Hospital | Syringe Infusion Pump | Model not available | 080110455T06 | Functional | Others
28132 | Gangori Hospital | Syringe Infusion Pump | Model not available | 080110455T01 | Functional | Others
28133 | Naredha Chc | Labour Table | Model Not Available | 2000022340 | Functional | Cmho Supply
28134 | Dhanla Phc | Centrifuge Machine ( 4 Tube ) | Model not available | 3000202365 | Functional | Others
28135 | Govt Hospital Sojat Sdh | 300mA X-Ray Machine | GE Elpro - DX-300 | 3000214744 | Functional | Others
28136 | Giri Phc | Syringe Needle Destroyer | Model not available | 3000202233 | Functional | Others
28137 | Deoli Kalaan Phc Pali | SPHYGMOMANOMETER(BP APPRATUS) | MODEL NOT AVAILABLE | 3000214223 | Functional | Others
28138 | Giri Phc | SPHYGMOMANOMETER(BP APPRATUS) | MODEL NOT AVAILABLE | 3000202235 | Functional | Others
28139 | Barakhera Phc | Radiant Heat Warmer | Meditrin - Heat Warmer | 3000055488 | Functional | Others
28140 | Jojawar Phc | SPHYGMOMANOMETER(BP APPRATUS) | MODEL NOT AVAILABLE | 3000202520 | Functional | Others
28141 | Deoli Kalaan Phc Pali | Baby Weighing Machine | Model Not Available | 3000214217 | Functional | Others
28142 | Giri Phc | Suction Machine | Model Not Available | 3000202237 | Functional | Others
28143 | Deoli Kalaan Phc Pali | Fetal Doppler | MODEL NOT AVAILABLE | 3000214216 | Functional | Others
28144 | Barakhera Phc | Instrument Sterilizer | Model Not Available | 3000055487 | Functional | Others
28145 | Barakhera Phc | SPHYGMOMANOMETER(BP APPRATUS) | MODEL NOT AVAILABLE | 3000055486 | Functional | Others
28146 | Deoli Kalaan Phc Pali | Binocular Microscope | Model Not Available | 3000214214 | Functional | Others
28147 | Giri Phc | Freezes | MODEL NOT AVAILABLE | 3000202229 | Functional | Others
28148 | Jojawar Phc | Syringe Needle Destroyer | Model not available | 3000202531 | Functional | Others
28149 | Padampura Phc Jaipur | Binocular Microscope | RSL - 4B | 27069 | Functional | Cmho Supply
28150 | Harsolav Phc | Syringe Needle Destroyer | Model not available | 2000030111 | Functional | Others
28151 | Barakhera Phc | SPHYGMOMANOMETER(BP APPRATUS) | MODEL NOT AVAILABLE | 3000055482 | Functional | Others
28152 | Padampura Phc Jaipur | Syringe Needle Destroyer | Model not available | 3000230587 | Non Functional Repairable | Bhasin Sons Private Limited
28153 | Kantaleeyan Phc | SPHYGMOMANOMETER(BP APPRATUS) | MODEL NOT AVAILABLE | 3000202608 | Functional | Others
28154 | Kantaleeyan Phc | SPHYGMOMANOMETER(BP APPRATUS) | MODEL NOT AVAILABLE | 3000202601 | Functional | Others
28155 | Falna Phc | SPHYGMOMANOMETER(BP APPRATUS) | MODEL NOT AVAILABLE | 3000197194 | Functional | Others
28156 | Khod Chc | Weighing Machine | MODEL NOT AVAILABLE | 3000197606 | Functional | Others
28157 | Dhanau Phc | Ice lined refrigerator | Model Not Available | 3000214490 | Functional | Others
28158 | Bali Chc | Instrument Sterilizer | Model Not Available | 3000197413 | Functional | Others
28159 | Jhak Phc | Binocular Microscope | BLS 116 | 3000117874 | Functional | Others
28160 | Bali Chc | Centrifuge Machine ( 8 Tube) | Model Not Available | 3000197416 | Functional | Others
28161 | Radhakisanpura Phc | Fiberoptic Laryngoscope | Model not available | 1374 | Functional | Others
28162 | Saran Phc | Baby Weighing Machine | Model Not Available | 3000202588 | Functional | Others
28163 | Desuri Chc | Syringe Needle Destroyer | Microsil - ND350 | 3000197686 | Functional | Others
28164 | Desuri Chc | Incubator | MODEL NOT AVAILABLE | 3000197692 | Functional | Others
28165 | Desuri Chc | SPHYGMOMANOMETER(BP APPRATUS) | MODEL NOT AVAILABLE | 3000197708 | Functional | Others
28166 | Radhakisanpura Phc | Centrifuge Machine ( 6 Tube ) | Model Not Available | 3000230954 | Functional | Others
28167 | Bayana Chc | Binocular Microscope | M L W Intermed | 3000236351 | Functional | Cmho Supply
28168 | Bayana Chc | Hemoglobin meter | HB 301 | 1332813177 | Functional | Cmho Supply
28169 | Aspur Chc | Hot Air Oven | Model not available | 1653139 | Functional | Yorco Sales Pvt Ltd
28170 | Bayana Chc | Centrifuge Machine ( 8 Tube) | REMI - R4C | 81 | Functional | Cmho Supply
28171 | Punjpur Chc | Binocular Microscope | Microlux - 16 | 3000260045 | Functional | Ajay Optical India
28172 | Punjpur Chc | Hot Air Oven | Model not available | 3000260049 | Functional | Yorco Sales Pvt Ltd
28173 | Jk Lone Hospital Jaipur | Baby Weighing Machine | Model Not Available | 3000230446 | Functional | Others
28174 | Jk Lone Hospital Jaipur | Weighing Machine | MODEL NOT AVAILABLE | 3000230447 | Functional | Others
28175 | Jk Lone Hospital Jaipur | Nebulizer | MODEL NOT AVAILABLE | 3000230449 | Functional | Others
28176 | Poochhri Chc | Monocular Microscope | Model not available | 3000236479 | Functional | Others
28177 | Jhalawar Medical College Medical Collage Hospital | Blood Mixer ( Roller Mixer ) | Model not available | 3000129572 | Functional | Others
28178 | City Dispensary Surajpole | Binocular Microscope | BLS 116 | 3000130145 | Functional | Others
28179 | Dadiya Phc | Syringe Needle Destroyer | Microsil ND 120 | 625 | Functional | Others
28180 | Goner Phc | SPHYGMOMANOMETER(BP APPRATUS) | MODEL NOT AVAILABLE | 98134462 | Functional | Others
28181 | Godlyahedi Phc Kota | Syringe Needle Destroyer | Nulife - Dots | 29043 | Functional | Others
28182 | Jaisinghpura Khor Chc | Hemoglobin meter | Model Not Available | 3000086787 | Functional | Others
28183 | Barod Phc | Glucometer | SD Check Gold | 3000135470 | Functional | Others
28184 | New Govt Medical College Kota | ELECTRIC OT TABLE | MODEL NOT AVAILABLE | 3000055121 | Functional | Others
28185 | Rampura District Hospitalkota Dh | Phototherepy Unit | MODEL NOT AVAILABLE | 3000055979 | Functional | Others
28186 | Rampura District Hospitalkota Dh | Phototherepy Unit | MODEL NOT AVAILABLE | 3000055980 | Functional | Others
28187 | Rampura District Hospitalkota Dh | Phototherepy Unit | MODEL NOT AVAILABLE | 3000055981 | Functional | Others
28188 | Rampura District Hospitalkota Dh | Phototherepy Unit | MODEL NOT AVAILABLE | 3000055982 | Functional | Others
28189 | Rampura District Hospitalkota Dh | Phototherepy Unit | MODEL NOT AVAILABLE | 3000055983 | Functional | Others
28190 | Barod Phc | Emergeny First Aid Kit | Medisys | 3000135472 | Functional | Others
28191 | M B S Hospital Kota | Semi Automated Chemistry Analyzer | Model not Available | 3000055808 | Functional | Others
28192 | M B S Hospital Kota | Semi Automated Chemistry Analyzer | Model not Available | 3000055809 | Functional | Others
28193 | New Govt Medical College Kota | Syringe Needle Destroyer | Model not available | 3000130031 | Functional | Others
28194 | M B S Hospital Kota | Dental Chair Unit | Model Not Available | 3000055835 | Functional | Others
28195 | J.K.Loan Hospital, Kota | SPHYGMOMANOMETER(BP APPRATUS) | MODEL NOT AVAILABLE | 3000046911 | Functional | Others
28196 | J.K.Loan Hospital, Kota | Pulse Oxymeter | Model Not Available | 3000046864 | Functional | Others
28197 | J.K.Loan Hospital, Kota | Pulse Oxymeter | Model Not Available | 3000046865 | Functional | Others
28198 | M B S Hospital Kota | SPHYGMOMANOMETER(BP APPRATUS) | MODEL NOT AVAILABLE | 644069 | Functional | Others
28199 | M B S Hospital Kota | Nebulizer | MODEL NOT AVAILABLE | 1302727 | Functional | Others
28200 | Beelwa Phc | Hemoglobin meter | Model Not Available | 3000086858 | Functional | Marienfeld
28201 | Jaisinghpura Khor Chc | Weighing Machine | MODEL NOT AVAILABLE | 3000086808 | Functional | Crown Digital Scales Inc
28202 | Rampura District Hospitalkota Dh | Syringe Infusion Pump | SIMTEK - Infutek 405 | 3000055909 | Functional | Others
28203 | Rampura District Hospitalkota Dh | Syringe Infusion Pump | SIMTEK - Infutek 405 | 3000055910 | Functional | Others
28204 | Rampura District Hospitalkota Dh | Syringe Infusion Pump | SIMTEK - Infutek 405 | 3000055911 | Functional | Others
28205 | Rampura District Hospitalkota Dh | Syringe Infusion Pump | SIMTEK - Infutek 405 | 3000055912 | Functional | Others
28206 | Rampura District Hospitalkota Dh | Syringe Infusion Pump | SIMTEK - Infutek 405 | 3000055913 | Functional | Others
28207 | Falna Phc | Syringe Needle Destroyer | Microsil - ND350 | 3000197201 | Functional | Others
28208 | Ramsin Phc | STABILIZER | MODEL NOT AVAILABLE | 3000119589 | Functional | Others
28209 | Lunawa Phc | Labour Table | Model Not Available | 3000197357 | Functional | Others
28210 | Rani Chc | Instrument Sterilizer | Model Not Available | 3000197476 | Functional | Others
28211 | Chitalwana Phc | SPHYGMOMANOMETER(BP APPRATUS) | MODEL NOT AVAILABLE | 103767 | Functional | Others
28212 | Chitalwana Phc | Instrument Sterilizer | Model Not Available | 3000197049 | Functional | Others
28213 | Keriya Phc | Centrifuge Machine ( 4 Tube ) | Model not available | 3000197066 | Functional | Lafco India Scientific Industries
28214 | Keriya Phc | Micropipettes | MODEL NOT AVAILABLE | 3000197068 | Functional | Others
28215 | Gangori Hospital | SPHYGMOMANOMETER(BP APPRATUS) | MODEL NOT AVAILABLE | 3000139504 | Functional | Others
28216 | Gangori Hospital | Binocular Microscope | Labomed - Vision 2000 | 3000139767 | Functional | Others
28217 | Bhusawar Chc | Autoclave | Model not available | 3000236380 | Functional | Cmho Supply
28218 | Nimeda Phc Jaipur2 | SPHYGMOMANOMETER(BP APPRATUS) | Pagoda | 3000222716 | Functional | Elite Scientific Corporation
28219 | Gangori Hospital | Binocular Microscope | Labomed - Vision 2000 | 3000139768 | Functional | Others
28220 | Bhusawar Chc | Anesthesia Machine | MODEL NOT AVAILABLE | 3000236378 | Functional | Cmho Supply
28221 | Bhusawar Chc | SPHYGMOMANOMETER(BP APPRATUS) | Model Not Available | 1201A/27 | Non Functional Repairable | Janak Healthcare Pvt Ltd
28222 | Bhusawar Chc | SPHYGMOMANOMETER(BP APPRATUS) | MODEL NOT AVAILABLE | 3000236376 | Functional | Cmho Supply
28223 | Bhusawar Chc | SPHYGMOMANOMETER(BP APPRATUS) | MODEL NOT AVAILABLE | 3000236375 | Functional | Cmho Supply
28224 | Gangori Hospital | Syringe Needle Destroyer | Nulife - Dots | 3000139773 | Functional | Others
28225 | Jk Lone Hospital Jaipur | SPHYGMOMANOMETER(BP APPRATUS) | MODEL NOT AVAILABLE | 3000230448 | Functional | Others
28226 | Diyatara Phc | Ice lined refrigerator | HBC-70 | 2000035254 | Functional | Others
28227 | Ketukalla Phc | Binocular Microscope | Labomed - Vision 2000 | 3000049759 | Functional | Others
28228 | Bhopalgarh Chc | Blood Bank Refrigerator | Model not available | 3000049491 | Functional | Others
28229 | Akkasar Phc | Suction Machine | Model Not Available | 3000042341 | Functional | Others
28230 | Ketukalla Phc | Syringe Needle Destroyer | Nulife - Dots | 2000033175 | Functional | Others
28231 | Akkasar Phc | Centrifuge Machine ( 8 Tube) | Model Not Available | 3000042351 | Functional | Others
28232 | Bahaj Phc | Glucometer | Model not available | 42278 | Functional | Others
28233 | Gangori Hospital | Multi-Para Monitor | Star 55 | 83 | Functional | Others
28234 | Giri Phc | Binocular Microscope | Model Not Available | 11-J-11297 | Functional | Others
28235 | Budsu Phc | Syringe Needle Destroyer | Microsil ND 20 | 2000028577 | Functional | Cmho Supply
28236 | Kantaleeyan Phc | Weighing Machine | MODEL NOT AVAILABLE | 3000202600 | Functional | Others
28237 | Giri Phc | Binocular Microscope | Model Not Available | 23370 | Functional | Others
28238 | Lawan Chc | Radiant Heat Warmer | Meditrin - Heat Warmer | 3000084315 | Functional | Cmho Supply
28239 | Kantaleeyan Phc | Binocular Microscope | Model Not Available | 3000202632 | Functional | Others
28240 | 1 Lsm Phc Ganganagar | Hemoglobin meter | Model Not Available | 2000031544 | Functional | Others
28241 | Padampura Phc Jaipur | Glucometer | Model not available | 3000230591 | Functional | Metro Traiding Corporation
28242 | Babra Phc | Blood Bank Refrigerator | Model not available | 3000202243 | Functional | Others
28243 | Govt Hospital Sojat Sdh | A Scan Ultrasonic Biometer | Model Not Available | 3000214770 | Functional | Others
28244 | Babra Phc | Radiant Heat Warmer | Meditrin - Heat Warmer | 3000202246 | Functional | Others
28245 | Padampura Phc Jaipur | Freezes | HRD-2055CMDGCC | 3000230593 | Functional | Haier Appliances India Pvt
28246 | Babra Phc | Baby Weighing Machine | Model Not Available | 3000202248 | Functional | Others
28247 | Padampura Phc Jaipur | Syringe Needle Destroyer | Model not available | 3000230594 | Functional | Others
28248 | Govt Hospital Sojat Sdh | Instrument Sterilizer | Model Not Available | 3000214773 | Functional | Others
28249 | Jaitpur Phc Pali | Ice lined refrigerator | Model Not Available | 90405795 | Functional | Others
28250 | Babra Phc | Freezes | MODEL NOT AVAILABLE | 3000202251 | Functional | Others
28251 | Harsolav Phc | Weighing Machine | MODEL NOT AVAILABLE | 2000030112 | Functional | Bhaseen Health Products Pvt Ltd
28252 | Siriyari Phc | Baby Weighing Machine | Model Not Available | 3000202578 | Functional | Others
28253 | Jaitpur Phc Pali | Suction Machine | Model Not Available | 3K4829 | Not in use | Others
28254 | Babra Phc | Glucometer | Model not available | 3000202255 | Functional | Others
28255 | Padampura Phc Jaipur | Spot Light ( Portable ) | Model Not Available | 3000230600 | Functional | Cognate India
28256 | Govt Hospital Sojat Sdh | Radiant Heat Warmer | Meditrin - Heat Warmer | 3000214690 | Functional | Others
28257 | Jaitpur Phc Pali | Spot Light ( Portable ) | Model Not Available | 3000214340 | Functional | Others
28258 | Siriyari Phc | Weighing Machine | MODEL NOT AVAILABLE | 3000202582 | Functional | Others
28259 | Falna Phc | FOOT OPERATED SUCTION MACHINE | MODEL NOT AVAILABLE | 3000197213 | Functional | Others
28260 | Dantil Phc | Blood Bank Refrigerator | Model not available | 91004873 | Functional | Vestfrost Solutions
28261 | Mithrau Phc | Blood Bank Refrigerator | Model not available | 3000214367 | Functional | Others
28262 | Dispensary Satyawatan Aashram City | Centrifuge Machine ( 4 Tube ) | Model not available | GGLC9065 | Functional | Others
28263 | Gangori Hospital | Blood Bank Refrigerator | Model not available | 3000139484 | Functional | Others
28264 | Choru Phc | Glucometer | SD Check Gold | 3000222728 | Functional | Sd Bio Standard Diagnostic Pvt Ltd
28265 | Shivtalab Phc | Labour Table | Model Not Available | 3000197369 | Functional | Others
28266 | Arthuna Chc | Colorimeter | MODEL NOT AVAILABLE | 3000207349 | Functional | Others
28267 | Gangori Hospital | SPHYGMOMANOMETER(BP APPRATUS) | MODEL NOT AVAILABLE | 3000139498 | Functional | Others
28268 | Watika Phc | Syringe Needle Destroyer | Microsil ND 120 | 520 | Functional | Others
28269 | Watika Phc | Syringe Needle Destroyer | Microsil ND 120 | 627 | Functional | Others
28270 | Watika Phc | Syringe Needle Destroyer | Microsil ND 120 | 3000086894 | Functional | Others
28271 | Watika Phc | Syringe Needle Destroyer | Microsil ND 120 | 634 | Functional | Others
28272 | Watika Phc | Syringe Needle Destroyer | Microsil ND 120 | 635 | Functional | Others
28273 | Watika Phc | Syringe Needle Destroyer | Microsil ND 120 | 636 | Functional | Others
28274 | City Dispensary Surajpole | Centrifuge Machine ( 4 Tube ) | Model not available | 3000130144 | Functional | Others
28275 | M B S Hospital Kota | Centrifuge Machine ( 4 Tube ) | Model not available | 3000055321 | Functional | Others
28276 | City Dispensary Kunhari Area | Weighing Machine | MODEL NOT AVAILABLE | 3000129726 | Functional | Others
28277 | Dadiya Phc | Suction Machine | Model Not Available | 3000086868 | Non Functional Repairable | Cmho Supply
28278 | City Dispensary Talwandi | Centrifuge Machine ( 8 Tube) | Model Not Available | 30000130127 | Functional | Others
28279 | M B S Hospital Kota | Blood Bank Refrigerator | REMI - BR 300 | 3000055839 | Functional | Others
28280 | M B S Hospital Kota | Micropipettes | MODEL NOT AVAILABLE | 3000046652 | Functional | Others
28281 | M B S Hospital Kota | Micropipettes | MODEL NOT AVAILABLE | 3000046653 | Functional | Others
28282 | M B S Hospital Kota | Micropipettes | MODEL NOT AVAILABLE | 3000046654 | Functional | Others
28283 | M B S Hospital Kota | Blood Bank Refrigerator | REMI - BR 300 | 3000046643 | Functional | Others
28284 | Goner Phc | Instrument Sterilizer | Model Not Available | 862098 | Functional | Cmho Supply
28285 | City Dispensary Talwandi | SPHYGMOMANOMETER(BP APPRATUS-Digital) | Model Not Available | 3000130109 | Functional | Others
28286 | M B S Hospital Kota | Hot Air Oven | Model not available | 3000055815 | Functional | Others
28287 | Jaisinghpura Khor Chc | Binocular Microscope | Galan 3 | 3000086811 | Non Functional Repairable | Leica Microsystems
28288 | Beelwa Phc | FOOT OPERATED SUCTION MACHINE | SU-101 | 3000086848 | Functional | Cmho Supply
28289 | Chechat Chc | SPHYGMOMANOMETER(BP APPRATUS) | MODEL NOT AVAILABLE | 3000135772 | Functional | Others
28290 | Rampura District Hospitalkota Dh | Ventilator | Model Not Available | 3000055946 | Functional | Others
28291 | Rampura District Hospitalkota Dh | Ventilator | Model Not Available | 3000055947 | Functional | Others
28292 | J.K.Loan Hospital, Kota | Phototherepy Unit | MODEL NOT AVAILABLE | 3000046821 | Functional | Others
28293 | J.K.Loan Hospital, Kota | Phototherepy Unit | MODEL NOT AVAILABLE | 3000046823 | Functional | Others
28294 | Beelwa Phc | Autoclave | Model not available | 32458 | Functional | Others
28295 | Jaisinghpura Khor Chc | Instrument Sterilizer | Model Not Available | 3000086817 | Functional | Others
28296 | Beelwa Phc | Centrifuge Machine ( 8 Tube) | Model Not Available | 3000086837 | Functional | Deepak Enterprises
28297 | Rampura District Hospitalkota Dh | Multi-Para Monitor | Model not available | 3000046730 | Functional | Others
28298 | M B S Hospital Kota | Ventilator | Model Not Available | 3000046707 | Functional | Others
28299 | M B S Hospital Kota | Ventilator | Model Not Available | 3000046708 | Functional | Others
28300 | Rampura District Hospitalkota Dh | Weighing Machine | Crown | 3000046731 | Functional | Others
28301 | M B S Hospital Kota | Ventilator | Model Not Available | 3000046701 | Functional | Others
28302 | M B S Hospital Kota | Ventilator | Model Not Available | 3000046703 | Functional | Others
28303 | M B S Hospital Kota | Ventilator | Model Not Available | 3000046704 | Functional | Others
28304 | Rampura District Hospitalkota Dh | Oxygen Concentrator | Model Not Available | 3000055954 | Functional | Others
28305 | City Dispensary Kunhari Area | Binocular Microscope | BLS 116 | 3630 | Functional | Others
28306 | City Dispensary Surajpole | Syringe Needle Destroyer | Model not available | 3000130143 | Functional | Others
28307 | City Dispensary Surajpole | Glucometer | Model not available | 3000130142 | Functional | Others
28308 | City Dispensary Kunhari Area | Blood Bank Refrigerator | Model Not Available | 3000222876 | Non Functional Not Repairable | Omron Health Care
28309 | City Dispensary Talwandi | Incubator | MODEL NOT AVAILABLE | 30000130128 | Functional | Others
28310 | M B S Hospital Kota | Micropipettes | MODEL NOT AVAILABLE | 3000055838 | Functional | Others
28311 | Dadiya Phc | Blood Bank Refrigerator | Model not available | 20030491149 | Functional | Cmho Supply
28312 | Khod Chc | Spot Light ( Portable ) | Model Not Available | 3000197607 | Functional | Others
28313 | Koselao Chc | Freezes | MODEL NOT AVAILABLE | 3000197817 | Functional | Others
28314 | Sumerpur Chc | Freezes | MODEL NOT AVAILABLE | 3000197928 | Functional | Others
28315 | Bhimana Phc | SPHYGMOMANOMETER(BP APPRATUS) | MODEL NOT AVAILABLE | 3000197256 | Functional | Others
28316 | Sumerpur Chc | Sahlis HB Meter | Model not available | 3000197931 | Functional | Others
28317 | Pava Phc | Instrument Sterilizer | Model Not Available | 3000197832 | Functional | Others
28318 | Sumerpur Chc | Hot Air Oven | Model not available | 3000197933 | Functional | Others
28319 | Sumerpur Chc | Syringe Needle Destroyer | Model not available | 3000197934 | Functional | Others
28320 | Pava Phc | Oxygen Concentrator | Model Not Available | 3000197840 | Functional | Others
28321 | Lambiya P - Phc | Syringe Needle Destroyer | Microsil - ND350 | 3000202430 | Functional | Others
28322 | Shivtalab Phc | FOOT OPERATED SUCTION MACHINE | MODEL NOT AVAILABLE | 3000197367 | Functional | Others
28323 | Shivtalab Phc | Baby Weighing Machine | Model Not Available | 3000197368 | Functional | Others
28324 | Lambiya P - Phc | Syringe Needle Destroyer | Model not available | 3000202436 | Functional | Others
28325 | Lambiya P - Phc | Radiant Heat Warmer | Meditrin - Heat Warmer | 3000202438 | Functional | Others
28326 | Sumerpur Chc | Radiant Heat Warmer | Meditrin - Heat Warmer | 3000197958 | Functional | Others
28327 | Lambiya P - Phc | Autoclave | Model not available | 3000202439 | Functional | Others
28328 | Lambiya P - Phc | SPHYGMOMANOMETER(BP APPRATUS) | MODEL NOT AVAILABLE | 3000202443 | Functional | Others
28329 | Lambiya P - Phc | Weighing Machine | MODEL NOT AVAILABLE | 3000202445 | Functional | Others
28330 | Vajwana Phc Banswara | SPHYGMOMANOMETER(BP APPRATUS) | MODEL NOT AVAILABLE | 3000124426 | Functional | Others
28331 | Vajwana Phc Banswara | Weighing Machine | MODEL NOT AVAILABLE | 3000124427 | Functional | Others
28332 | Karda Phc | Syringe Needle Destroyer | Model not available | 3000119793 | Functional | Others
28333 | Karda Phc | Syringe Needle Destroyer | Model not available | 6013 | Functional | Others
28334 | Thur Phc | SPHYGMOMANOMETER(BP APPRATUS) | MODEL NOT AVAILABLE | 437450 | Functional | Others
28335 | Guda Endla Phc | Sahlis HB Meter | Model not available | 3000197172 | Functional | Others
28336 | Sumerpur Chc | Freezes | MODEL NOT AVAILABLE | 3000197975 | Functional | Others
28337 | Guda Endla Phc | Centrifuge Machine ( 12 Tube ) | Model Not Available | 3000197173 | Functional | Others
28338 | Sadri Chc | Binocular Microscope | Model Not Available | 3000202727 | Functional | Others
28339 | Padampura Phc Jaipur | SPHYGMOMANOMETER(BP APPRATUS) | MODEL NOT AVAILABLE | 981335797 | Functional | Cmho Supply
28340 | Govt Hospital Sojat Sdh | Oxygen Concentrator | BPL - OG 4203 | 3000214692 | Functional | Others
28341 | Siriyari Phc | Glucometer | Model not available | 3000214009 | Functional | Others
28342 | Govt Hospital Sojat Sdh | Radiant Heat Warmer | Zeal - RHW 2101A | 3000214695 | Functional | Others
28343 | Govt Hospital Sojat Sdh | Radiant Heat Warmer | Zeal - RHW 2101A | 3000214696 | Functional | Others
28344 | Jaitpur Phc Pali | Centrifuge Machine ( 8 Tube) | Model Not Available | 3000214338 | Functional | Others
28345 | Budsu Phc | FOOT OPERATED SUCTION MACHINE | MODEL NOT AVAILABLE | 2000028582 | Functional | Others
28346 | Peepaliya Kalan Phc | SPHYGMOMANOMETER(BP APPRATUS) | MODEL NOT AVAILABLE | 3000214209 | Functional | Others
28347 | Govt Hospital Sojat Sdh | Nebulizer | MODEL NOT AVAILABLE | 3000214700 | Functional | Others
28348 | Govt Hospital Sojat Sdh | Nebulizer | MODEL NOT AVAILABLE | 3000214701 | Functional | Others
28349 | Marwa Phc | Baby Weighing Machine | Model Not Available | 0 | Functional | Ajay Optical India
28350 | Peepaliya Kalan Phc | Ice lined refrigerator | HBC-70 | 3000214207 | Functional | Others
28351 | Harsolav Phc | Micropipettes | MODEL NOT AVAILABLE | 2000030118 | Functional | Mico
28352 | Peepaliya Kalan Phc | Instrument Sterilizer | Model Not Available | 3000214205 | Functional | Others
28353 | Peepaliya Kalan Phc | Radiant Heat Warmer | Meditrin - Heat Warmer | 3000214203 | Not in use | Others
28354 | Marwa Phc | Nebulizer | MODEL NOT AVAILABLE | 3000222601 | Functional | Others
28355 | Peepaliya Kalan Phc | Baby Weighing Machine | Model Not Available | 3000202201 | Functional | Others
28356 | Dhamli Phc | Centrifuge Machine ( 4 Tube ) | Model not available | EILC-3482 | Functional | Others
28357 | Batara Nau Phc Sikar | SPHYGMOMANOMETER(BP APPRATUS) | MODEL NOT AVAILABLE | 2000031543 | Functional | Others
28358 | Gangori Hospital | SPHYGMOMANOMETER(BP APPRATUS) | MODEL NOT AVAILABLE | 3000139653 | Functional | Others
28359 | Peepaliya Kalan Phc | Centrifuge Machine ( 6 Tube ) | Model Not Available | 3000202204 | Functional | Others
28360 | Peepaliya Kalan Phc | Syringe Needle Destroyer | Model not available | 3000202205 | Functional | Others
28361 | Dhamli Phc | Freezes | MODEL NOT AVAILABLE | 3000202330 | Functional | Others
28362 | Batara Nau Phc Sikar | Weighing Machine | MODEL NOT AVAILABLE | 2000031545 | Functional | Others
28363 | Marwa Phc | FOOT OPERATED SUCTION MACHINE | MODEL NOT AVAILABLE | 3000222604 | Functional | Cmho Supply
28364 | Dhamli Phc | Monocular Microscope | Model not available | 3000202331 | Functional | Others
28365 | Guda Balotan Phc | Weighing Machine | MODEL NOT AVAILABLE | 3000119353 | Functional | Bhaseen Health Products Pvt Ltd
28366 | Maharana Bhopal Govt Hospital Medical Collage | Anesthesia Machine | MODEL NOT AVAILABLE | 401281 | Functional | Maestros Mediline Systems Limited
28367 | Morsim Phc | Baby Weighing Machine | Crown | 3000119752 | Functional | Ramon Surgical Company
28368 | Bhinmal Chc | Centrifuge Machine ( 8 Tube) | Model Not Available | 3000119970 | Functional | Cmho Supply
28369 | Chohtan Chc | Autoclave | Model not available | 3000117985 | Functional | Others
28370 | Chohtan Chc | Autoclave | Model not available | 3000117986 | Functional | Others
28371 | Saiwar Shahpura Phc | Autoclave | Model not available | 2000022600 | Functional | Others
28372 | Chohtan Chc | Syringe Needle Destroyer | Model not available | 3000118000 | Functional | Others
28373 | Chohtan Chc | Syringe Needle Destroyer | Model not available | 3000214500 | Functional | Others
28374 | Chohtan Chc | Syringe Needle Destroyer | Model not available | 3000214499 | Functional | Others
28375 | Chohtan Chc | Syringe Needle Destroyer | Model not available | 3000214498 | Functional | Others
28376 | Chohtan Chc | Syringe Needle Destroyer | Model not available | 3000214497 | Functional | Others
28377 | Bhinmal Chc | Fetal Doppler | MODEL NOT AVAILABLE | 3000119979 | Functional | Anupam Surgicals
28378 | Chohtan Chc | Radiant Heat Warmer | Zeal - RHW 2101A | 3000117979 | Functional | Others
28379 | Bhinmal Chc | Dental Chair Unit | Model Not Available | 3000119985 | Functional | General Medical Equipment
28380 | Jhaab Phc | Blood Bank Refrigerator | Model not available | 3000197002 | Functional | Haier Appliances India Pvt
28381 | Jhaab Phc | Baby Weighing Machine | Crown | 3000197005 | Functional | Bhasin Sons Private Limited
28382 | Bhinmal Chc | SPHYGMOMANOMETER(BP APPRATUS) | MODEL NOT AVAILABLE | 1122085010042 | Functional | Cmho Supply
28383 | Saiwar Shahpura Phc | Autoclave | Model not available | 2000022601 | Functional | Others
28384 | Maharana Bhopal Govt Hospital Medical Collage | Multi-Para Monitor | Model not available | A1153258 | Functional | Others
28385 | Rohini Phc | Baby Weighing Machine | Model Not Available | 2000036988 | Functional | Others
28386 | Bhimra Phc | Ice lined refrigerator | HBC-70 | 3000117891 | Not in use | Others
28387 | Dungri Phc | Spot Light ( Portable ) | Model Not Available | 3000197081 | Functional | Cognate India
28388 | Daspan Phc | FOOT OPERATED SUCTION MACHINE | PZB 22 | 66212 | Functional | Others
28389 | Baitu Chc | Blood Bank Refrigerator | Model not available | 3000124497 | Functional | Others
28390 | Sawau Padam Singh Phc | Binocular Microscope | Leica ATC 2000 | 3000117929 | Not in use | Others
28391 | Bhusawar Chc | Hydraulic Operation Table | MODEL NOT AVAILABLE | 70 | Functional | Surgicoin Medequip Pvt Ltd
28392 | Goner Phc | Syringe Needle Destroyer | NSD100 | 261 | Functional | Cmho Supply
28393 | Goner Phc | Syringe Needle Destroyer | NSD100 | 302 | Functional | Cmho Supply
28394 | Dispensary Gangapole City | Freezes | HRD-2055CMDGCC | 3000086710 | Functional | Cmho Supply
28395 | Delwara Chc | Syringe Needle Destroyer | Microsil ND 20 | 3000262518 | Functional | Others
28396 | Dispensary Govind Nagar City | Binocular Microscope | Model Not Available | 3000086719 | Functional | Others
28397 | Kotharia Phc | FOOT OPERATED SUCTION MACHINE | MODEL NOT AVAILABLE | 3000262488 | Functional | Others
28398 | Delwara Chc | Instrument Sterilizer | Model Not Available | 3000262511 | Functional | Others
28399 | Delwara Chc | Ice lined refrigerator | MK - 142 | 3000262522 | Functional | Others
28400 | Majhera Phc | Instrument Sterilizer | Model Not Available | 3000262659 | Functional | Others
28401 | Delwara Chc | Labour Table | Model Not Available | 3000262523 | Functional | Others
28402 | Majhera Phc | Syringe Needle Destroyer | Microsil ND 20 | 3000262660 | Functional | Others
28403 | Delwara Chc | SPHYGMOMANOMETER(BP APPRATUS) | MODEL NOT AVAILABLE | 3000262524 | Functional | Others
28404 | Saloda Phc | Centrifuge Machine ( 8 Tube) | Model Not Available | 3000209448 | Functional | Others
28405 | Saloda Phc | Sahlis HB Meter | HB Meter | 3000209451 | Functional | Others
28406 | Majhera Phc | Instrument Sterilizer | Model Not Available | 3000262665 | Functional | Others
28407 | Delwara Chc | FOGGING MACHINE | MODEL NOT AVAILABLE | 3000262528 | Functional | Others
28408 | Majhera Phc | Binocular Microscope | Model Not Available | 3000262667 | Functional | Others
28409 | Kankroli Chc | Binocular Microscope | Microlux - 16 | 3000209262 | Functional | Others
28410 | Majhera Phc | Binocular Microscope | Microlux - 16 | 3000262668 | Functional | Others
28411 | Delwara Chc | Blood Bank Refrigerator | Model not available | 3000262530 | Functional | Others
28412 | Majhera Phc | Ice lined refrigerator | MK - 142 | 3000262672 | Functional | Others
28413 | Khokhawas Airport Phc Jaipur-2 | SPHYGMOMANOMETER(BP APPRATUS-Digital) | Model Not Available | 3000086934 | Functional | Others
28414 | Delwara Chc | Sahlis HB Meter | Model not available | 3000262533 | Functional | Others
28415 | Kankroli Chc | SPHYGMOMANOMETER(BP APPRATUS) | MODEL NOT AVAILABLE | 3000209267 | Functional | Others
28416 | Guda Surjan Phc | Spot Light ( Portable ) | Model Not Available | 3000085686 | Functional | Cognate India
28417 | Delwara Chc | Glucometer | Model not available | 3000262534 | Functional | Others
28418 | Jegpura Phc | Freezes | MODEL NOT AVAILABLE | 3000207185 | Functional | Others
28419 | Ramsin Phc | Syringe Needle Destroyer | Microsil - ND350 | 8702 | Functional | Others
28420 | Cidiyavasa Phc | Binocular Microscope | Model Not Available | 13-a-12771 | Functional | Others
28421 | Lunawa Phc | Blood Bank Refrigerator | Model not available | 3000197349 | Functional | Others
28422 | Rani Chc | Sahlis HB Meter | Model not available | 3000197457 | Functional | Others
28423 | Rani Chc | Sahlis HB Meter | Model not available | 3000197458 | Functional | Others
28424 | Desuri Chc | Labour Table | Model Not Available | 3000197682 | Functional | Others
28425 | Karda Phc | Ice lined refrigerator | Model Not Available | 24513355 | Functional | Others
28426 | Anandpur Kalu Phc | Radiant Heat Warmer | Zeal - RHW 2101A | 3000202106 | Functional | Others
28427 | Sumerpur Chc | Instrument Sterilizer | Model Not Available | 3000197848 | Functional | Others
28428 | Falka Phc | Hemoglobin meter | Model Not Available | 3000202126 | Functional | Others
28429 | Sumerpur Chc | Weighing Machine | MODEL NOT AVAILABLE | 3000197850 | Functional | Others
28430 | Pareu Phc | Glucometer | Model not available | 3000117944 | Functional | Others
28431 | Pareu Phc | Blood Bank Refrigerator | Model not available | 3000117945 | Functional | Others
28432 | Thur Phc | Blood Bank Refrigerator | Model not available | 20071020525 | Functional | Others
28433 | Karwara Phc | Nebulizer | MODEL NOT AVAILABLE | NGM52994 | Functional | Others
28434 | Khairwa Phc | Radiant Heat Warmer | Model Not Available | 3000197180 | Functional | Others
28435 | Karwara Phc | SPHYGMOMANOMETER(BP APPRATUS) | MODEL NOT AVAILABLE | 498 | Functional | Others
28436 | Khairwa Phc | Sahlis HB Meter | Model not available | 3000197189 | Functional | Others
28437 | Chamunderi Phc | Weighing Machine | MODEL NOT AVAILABLE | 3000197300 | Functional | Others
28438 | Dadaie Phc | Instrument Sterilizer | Model Not Available | 3000197497 | Functional | Others
28439 | Balunda Phc | Centrifuge Machine ( 12 Tube ) | Model Not Available | 3000202095 | Functional | Others
28440 | Mandoli Phc | Baby Weighing Machine | Crown | 3000119711 | Functional | Others
28441 | Ranigaon Chc | Sahlis HB Meter | Model not available | 3000122134 | Functional | Others
28442 | Chamunderi Phc | Ice lined refrigerator | Model Not Available | 3000197297 | Functional | Others
28443 | Gagaria Phc | Binocular Microscope | Model Not Available | 3000122176 | Functional | Others
28444 | Baiy Phc | Weighing Machine | MODEL NOT AVAILABLE | 3000141061 | Functional | Others
28445 | Jojawar Phc | Syringe Needle Destroyer | Model not available | 3000202516 | Functional | Others
28446 | Baiy Phc | SPHYGMOMANOMETER(BP APPRATUS) | MODEL NOT AVAILABLE | 3000141064 | Functional | Others
28447 | Baiy Phc | Weighing Machine | MODEL NOT AVAILABLE | 3000141065 | Functional | Others
28448 | Marwa Phc | SPHYGMOMANOMETER(BP APPRATUS) | MODEL NOT AVAILABLE | 3000222610 | Functional | Others
28449 | Baiy Phc | Autoclave | Model not available | 3000141066 | Functional | Others
28450 | Shri Balaji Phc | Ice lined refrigerator | HBD-116 | BE04G0E0100BQ87M0170 | Non Functional Not Repairable | Haier Appliances India Pvt
28451 | Baiy Phc | Nebulizer | MODEL NOT AVAILABLE | 141108 | Functional | Others
28452 | Marwa Phc | Syringe Needle Destroyer | Model not available | 3000222616 | Functional | Linco Scientific Instruments And Chemicals (P) Ltd
28453 | Marwa Phc | Syringe Needle Destroyer | Model not available | 3000222617 | Functional | Linco Scientific Instruments And Chemicals (P) Ltd
28454 | Lawan Chc | Baby Weighing Machine | Crown | 3000081084 | Functional | Bhaseen Health Products Pvt Ltd
28455 | Chenda Phc | Baby Weighing Machine | Model Not Available | 3000214312 | Functional | Others
28456 | Bar Phc | Spot Light ( Portable ) | Model Not Available | 3000202210 | Functional | Others
28457 | Dhamli Phc | Fetal Doppler | MODEL NOT AVAILABLE | 3000202315 | Not in use | Others
28458 | Madhorajpura Phc | Glucometer | SD Check Gold | 3000265074 | Functional | Sd Bio Standard Diagnostic Pvt Ltd
28459 | Bar Phc | Centrifuge Machine ( 4 Tube ) | Model not available | 3000202221 | Functional | Others
28460 | Chenda Phc | Ice lined refrigerator | MK - 142 | 3000214321 | Functional | Others
28461 | Madhorajpura Phc | Syringe Needle Destroyer | Model not available | 3000265078 | Functional | Cmho Supply
28462 | Bar Phc | Ice lined refrigerator | HBC-70 | 3000202219 | Functional | Others
28463 | Bar Phc | 100mA X-Ray Machine | Model not available | 3000202220 | Functional | Others
28464 | Bar Phc | Suction Machine | Model Not Available | 3000202212 | Functional | Others
28465 | Dhamli Phc | Suction Machine | HI VAC | 5D5785 | Functional | Others
28466 | Bar Phc | SPHYGMOMANOMETER(BP APPRATUS) | MODEL NOT AVAILABLE | 3000202214 | Functional | Others
28467 | Chenda Phc | Spot Light ( Portable ) | Model Not Available | 3000214313 | Functional | Others
28468 | Chenda Phc | Spot Light ( Portable ) | Model Not Available | 3000214315 | Functional | Others
28469 | Kalayanpur Chc | Defibrillator | MODEL NOT AVAILABLE | 3000134487 | Functional | Others
28470 | Kalayanpur Chc | Pulse Oxymeter | Model Not Available | 3000134456 | Functional | Others
28471 | Peeth Phc | Instrument Sterilizer | Model Not Available | 42009 | Functional | Others
28472 | Baitu Chc | Freezes | MODEL NOT AVAILABLE | 3000124496 | Functional | Others
28473 | Daspan Phc | Binocular Microscope | Microlux - 16 | 12D-12617 | Functional | Ajay Optical India
28474 | Sawau Padam Singh Phc | Ice lined refrigerator | MK - 142 | 3000117903 | Not in use | Others
28475 | Dantil Phc | Labour Table | Model Not Available | 2000022243 | Functional | Others
28476 | Kawas Chc | Syringe Needle Destroyer | Microsil - ND350 | 3000117847 | Functional | Others
28477 | Dehlala Phc Jaipur-2 | SPHYGMOMANOMETER(BP APPRATUS) | MODEL NOT AVAILABLE | 98121825 | Non Functional Repairable | Suprime Enterprises
28478 | Bhimra Phc | SPHYGMOMANOMETER(BP APPRATUS) | MODEL NOT AVAILABLE | 3000117878 | Functional | Others
28479 | Bavadi Kalan Phc | Freezes | MODEL NOT AVAILABLE | 3000214360 | Functional | Others
28480 | Bali Chc | Spot Light ( Portable ) | Model Not Available | 3000197410 | Functional | Others
28481 | Bijraad Phc | SPHYGMOMANOMETER(BP APPRATUS) | MODEL NOT AVAILABLE | 3000214404 | Functional | Others
28482 | Bijraad Phc | Colorimeter | MODEL NOT AVAILABLE | 3000214399 | Functional | Others
28483 | Gida Phc | Defibrillator | MODEL NOT AVAILABLE | 3000117978 | Functional | Others
28484 | Boosi Phc | ECG Machine (Single Channel) | Model Not Available | 3000214229 | Functional | Others
28485 | Giri Phc | Radiant Heat Warmer | Meditrin - Heat Warmer | 3000202232 | Functional | Others
28486 | Mandawari Phc | Weighing Machine | MODEL NOT AVAILABLE | 3000222736 | Functional | Others
28487 | Choru Phc | Ice lined refrigerator | MK - 142 | 5013765 | Functional | Cmho Supply
28488 | Gangori Hospital | Centrifuge Machine ( 4 Tube ) | Model not available | 1003613 | Functional | Others
28489 | Gangori Hospital | Tube Sealer for Blood bags | Model Not Available | 11021637 | Functional | Others
28490 | Arthuna Chc | Water Bath | Model not available | 3000207345 | Functional | Others
28491 | Arthuna Chc | Semi Automated Chemistry Analyzer | CPC - STAT FAX 3300 | 33007580 | Functional | Others
28492 | Chitalwana Phc | Ice lined refrigerator | MK - 142 | 25117618 | Functional | Vestfrost Solutions
28493 | Chitalwana Phc | Blood Bank Refrigerator | Model not available | 3000197040 | Functional | Haier Appliances India Pvt
28494 | Chitalwana Phc | Blood Bank Refrigerator | Model not available | 31000884 | Functional | Vestfrost Solutions
28495 | Chitalwana Phc | Radiant Heat Warmer | Zeal - RHW 2101A | 3000197045 | Functional | Zeal Medical Pvt Ltd
28496 | Watika Phc | Syringe Needle Destroyer | Microsil ND 120 | 658 | Functional | Cmho Supply
28497 | Sunara Phc | Centrifuge Machine ( 8 Tube) | Model Not Available | 3000088585 | Functional | Others
28498 | Goner Phc | SPHYGMOMANOMETER(BP APPRATUS) | MODEL NOT AVAILABLE | 277667 | Functional | Cmho Supply
28499 | Goner Phc | Binocular Microscope | Galan 3 | 1257 | Functional | Leica Microsystems
28500 | Dispensary Gangapole City | Centrifuge Machine ( 4 Tube ) | REMI - C852 | FGLC7923 | Functional | Hitachi Ltd
28501 | Dispensary Gangapole City | SPHYGMOMANOMETER(BP APPRATUS) | MODEL NOT AVAILABLE | 3000086715 | Functional | Others
28502 | Kotharia Phc | Binocular Microscope | Model Not Available | 3000262487 | Functional | Others
28503 | Dispensary Govind Nagar City | SPHYGMOMANOMETER(BP APPRATUS) | MODEL NOT AVAILABLE | 3000086724 | Functional | Others
28504 | Delwara Chc | Syringe Needle Destroyer | HI VAC | 0 | Functional | Anand Medicaids Pvt Ltd
28505 | Delwara Chc | Boyles Apparatus | MODEL NOT AVAILABLE | 3000262525 | Functional | Others
28506 | Delwara Chc | ELECTRIC OT TABLE | MODEL NOT AVAILABLE | 3000262527 | Functional | Others
28507 | Majhera Phc | Sahlis HB Meter | Model not available | 3000262669 | Functional | Others
28508 | Majhera Phc | Glucometer | Model not available | 3000262670 | Functional | Others
28509 | Khokhawas Airport Phc Jaipur-2 | Baby Weighing Machine | Crown | 3000086930 | Functional | Cmho Supply
28510 | Delwara Chc | Nebulizer | NE-C28 | 3000262532 | Functional | Others
28511 | Majhera Phc | Weighing Machine | MODEL NOT AVAILABLE | 3000262673 | Functional | Others
28512 | Kankroli Chc | ELECTRIC OT TABLE | MODEL NOT AVAILABLE | 3000209268 | Not in use | Others
28513 | Kankroli Chc | ELECTRIC OT TABLE | MODEL NOT AVAILABLE | 3000209269 | Not in use | Others
28514 | Delwara Chc | Blood Cell Counter - 3 part | Horiba - ABX Micros ES 60 | 3000262536 | Functional | Others
28515 | Guda Surjan Phc | Suction Machine | Model Not Available | 3000085689 | Functional | Others
28516 | Delwara Chc | Centrifuge Machine ( 4 Tube ) | Model not available | 3000262538 | Functional | Others
28517 | Guda Surjan Phc | Binocular Microscope | RXL-4B | 28951 | Functional | Radical Scientific Instruments Pvt Ltd
28518 | Kankroli Chc | Cautry Machine | Model Not Available | 3000209272 | Functional | Others
28519 | Kankroli Chc | Boyles Apparatus | MODEL NOT AVAILABLE | 3000209273 | Not in use | Others
28520 | Delwara Chc | Hot Air Oven | Model not available | 3000262540 | Functional | Others
28521 | Guda Surjan Phc | Baby Weighing Machine | Model Not Available | 3000085690 | Functional | Cmho Supply
28522 | Kankroli Chc | Pulse Oxymeter | Model Not Available | 3000209274 | Functional | Others
28523 | Peeth Phc | Blood Bank Refrigerator | Model not available | 3000210108 | Functional | Others
28524 | Khod Chc | Binocular Microscope | Model Not Available | 3000197572 | Functional | Others
28525 | Khod Chc | Freezes | MODEL NOT AVAILABLE | 3000197583 | Functional | Others
28526 | Falna Phc | Syringe Needle Destroyer | Model not available | 3000197199 | Functional | Others
28527 | Gariyata Phc | Syringe Needle Destroyer | Model not available | 3000260162 | Functional | Cmho Supply
28528 | Koselao Chc | Blood Cell Counter - 3 part | Horiba - ABX Micros ES 60 | 3000197811 | Functional | Others
28529 | Jegpura Phc | Syringe Needle Destroyer | Nulife - Dots | 3000207276 | Functional | Others
28530 | Lunawa Phc | Blood Bank Refrigerator | Model not available | 3000197348 | Functional | Others
28531 | Cidiyavasa Phc | SPHYGMOMANOMETER(BP APPRATUS) | MODEL NOT AVAILABLE | 3000124419 | Functional | Others
28532 | Rani Chc | FOGGING MACHINE | MODEL NOT AVAILABLE | 3000197466 | Functional | Others
28533 | Ghalkiya Phc | Binocular Microscope | Model Not Available | 3000207368 | Functional | Others
28534 | Lambiya P - Phc | Radiant Heat Warmer | Zeal - RHW 2101A | 3000202428 | Functional | Others
28535 | Ghalkiya Phc | Centrifuge Machine ( 12 Tube ) | Model Not Available | 3000207369 | Functional | Others
28536 | Pava Phc | Radiant Heat Warmer | Model Not Available | 3000197838 | Functional | Others
28537 | Lambiya P - Phc | SPHYGMOMANOMETER(BP APPRATUS) | MODEL NOT AVAILABLE | 3000202433 | Functional | Others
28538 | Lambiya P - Phc | Monocular Microscope | Model not available | 3000202434 | Functional | Others
28539 | Lambiya P - Phc | Centrifuge Machine ( 4 Tube ) | Model not available | 3000202435 | Functional | Others
28540 | Sumerpur Chc | Labour Table | Model Not Available | 3000197950 | Functional | Others
28541 | Bori Phc | Binocular Microscope | Microlux - 16 | 3000207327 | Functional | Others
28542 | Sumerpur Chc | Phototherepy Unit | MODEL NOT AVAILABLE | 3000197959 | Functional | Others
28543 | Sumerpur Chc | Instrument Sterilizer | Model Not Available | 3000197967 | Functional | Others
28544 | Thur Phc | Binocular Microscope | Model Not Available | 3000119569 | Functional | Others
28545 | Guda Endla Phc | SPHYGMOMANOMETER(BP APPRATUS) | MODEL NOT AVAILABLE | 3000197167 | Functional | Others
28546 | Bejapur Phc | Labour Table | Model Not Available | 3000197239 | Functional | Others
28547 | Sumerpur Chc | Syringe Needle Destroyer | Microsil - ND350 | 3000197968 | Functional | Others
28548 | Guda Endla Phc | Ice lined refrigerator | Model Not Available | 3000197171 | Functional | Others
28549 | Chenda Phc | Nebulizer | MODEL NOT AVAILABLE | 3000214305 | Functional | Others
28550 | Gangori Hospital | Radiant Heat Warmer | Meditrin - Heat Warmer | 3000139563 | Functional | Others
28551 | Budsu Phc | FOOT OPERATED SUCTION MACHINE | SU-101 | 1055 | Functional | Niscomed Electro Medical Devices
28552 | Gangori Hospital | Radiant Heat Warmer | Meditrin - Heat Warmer | 3000139564 | Functional | Others
28553 | Kalayanpur Chc | Radiant Heat Warmer | Model Not Available | 3000134450 | Functional | Others
28554 | Chenda Phc | Monocular Microscope | Model not available | 3000214326 | Functional | Others
28555 | Kalayanpur Chc | Syringe Needle Destroyer | Model not available | 300013464 | Functional | Others
28556 | Kalayanpur Chc | Blood Cell Counter - 3 part | Horiba - ABX Micros ES 60 | 3000134475 | Functional | Others
28557 | Kalayanpur Chc | Binocular Microscope | Labomed - Vision 2000 | 3895 | Functional | Others
28558 | Sakhun Phc | Syringe Needle Destroyer | Microsil ND 120 | 3000139963 | Functional | Cmho Supply
28559 | Gangori Hospital | Blood Bank Refrigerator | Model not available | 1102321 | Functional | Others
28560 | Dabeech Phc Block Phagi | Baby Weighing Machine | Model Not Available | 3000265054 | Functional | Others
28561 | Sakhun Phc | Baby Weighing Machine | Model Not Available | 3000139968 | Functional | Cmho Supply
28562 | Gangori Hospital | Centrifuge Machine ( 8 Tube) | Model Not Available | 3000139491 | Functional | Others
28563 | Mandawari Phc | Binocular Microscope | Model Not Available | 3000222722 | Functional | Cmho Supply
28564 | Mandawari Phc | Centrifuge Machine ( 4 Tube ) | Model not available | 3000222721 | Non Functional Repairable | Cmho Supply
28565 | Manihari Chc Pali | Autoclave | Model not available | 3000214196 | Functional | Others
28566 | Kalayanpur Chc | Blood Bank Refrigerator | Model not available | 3000134469 | Functional | Others
28567 | Dhakree Phc | Syringe Needle Destroyer | Model not available | 3000214288 | Functional | Others
28568 | Kalayanpur Chc | Syringe Needle Destroyer | Model not available | NBSD0715238 | Functional | Others
28569 | District Hospital Jalore Dh | Semi Automated Chemistry Analyzer | Transasia - CHEM 7 | 2000036000 | Functional | Others
28570 | Choru Phc | Blood Bank Refrigerator | Model not available | 3000222735 | Functional | Cmho Supply
28571 | Choru Phc | Autoclave | Model not available | 3000222734 | Functional | Cmho Supply
28572 | Senavasa Phc | Weighing Machine | MODEL NOT AVAILABLE | 3000124414 | Functional | Others
28573 | Choru Phc | Syringe Needle Destroyer | Model not available | 3000222729 | Functional | Others
28574 | Pnotta Phc | SPHYGMOMANOMETER(BP APPRATUS) | MODEL NOT AVAILABLE | 3000197726 | Functional | Others
28575 | Ahore Chc | Labour Table | Model Not Available | 3000119425 | Functional | Others
28576 | Morsim Phc | Ice lined refrigerator | HBC-70 | BE07F4E0N00B2A8U0111 | Functional | Haier Appliances India Pvt
28577 | Morsim Phc | Syringe Needle Destroyer | Microsil - ND350 | 6381 | Functional | Others
28578 | Suthri Phc | Weighing Machine | MODEL NOT AVAILABLE | 3000197091 | Functional | Bhasin Sons Private Limited
28579 | Suthri Phc | Weighing Machine | MODEL NOT AVAILABLE | 3000197092 | Functional | Others
28580 | Rohini Phc | Syringe Needle Destroyer | Microsil ND 20 | 2000036984 | Functional | Others
28581 | Saiwar Shahpura Phc | Sahlis HB Meter | Model not available | 2000025500 | Functional | Others
28582 | Bhinmal Chc | Radiant Heat Warmer | Meditrin - Heat Warmer | NRHM/WM09/114 | Functional | Cmho Supply
28583 | Chohtan Chc | 100mA X-Ray Machine | Model not available | 3000214496 | Functional | Others
28584 | Chohtan Chc | 100mA X-Ray Machine | Model not available | 3000214495 | Not in use | Others
28585 | Bhinmal Chc | Baby Weighing Machine | Crown | 3000119987 | Functional | Cmho Supply
28586 | Chohtan Chc | Instrument Sterilizer | Model Not Available | 3000117981 | Functional | Others
28587 | Chohtan Chc | Instrument Sterilizer | Model Not Available | 3000117982 | Functional | Others
28588 | Bhinmal Chc | Pulse Oxymeter | Comet - P (L and T) | C09P0404 | Functional | Cmho Supply
28589 | Sata Phc | Blood Bank Refrigerator | Model not available | 3000214414 | Functional | Others
28590 | Khadin Phc | Syringe Needle Destroyer | Model not available | 3000122146 | Functional | Others
28591 | Dungri Phc | Syringe Needle Destroyer | Model not available | 3000197082 | Functional | Bhasin Sons Private Limited
28592 | Thalwad Phc Jalore | Baby Weighing Machine | Crown | 3000119561 | Functional | Ramon Surgical Company
28593 | Thalwad Phc Jalore | SPHYGMOMANOMETER(BP APPRATUS) | MODEL NOT AVAILABLE | 3000119563 | Functional | Others
28594 | Sawau Padam Singh Phc | SPHYGMOMANOMETER(BP APPRATUS) | MODEL NOT AVAILABLE | 3000117916 | Not in use | Others
28595 | Sawau Padam Singh Phc | SPHYGMOMANOMETER(BP APPRATUS) | MODEL NOT AVAILABLE | 3000117917 | Not in use | Others
28596 | Baitu Chc | Blood Cell Counter - 3 part | Horiba - ABX Micros ES 60 | 3000124505 | Functional | Others
28597 | Gudahema Phc | Binocular Microscope | Microlux - 16 | 12D-12651 | Functional | Ajay Optical India
28598 | Baitu Chc | Instrument Sterilizer | Model Not Available | 3000124513 | Functional | Others
28599 | Baitu Chc | Pulse Oxymeter | Model Not Available | 3000124493 | Functional | Others
28600 | Baitu Chc | Phototherepy Unit | MODEL NOT AVAILABLE | 3000124491 | Functional | Others
28601 | Chitalwana Phc | FOOT OPERATED SUCTION MACHINE | MODEL NOT AVAILABLE | 3000197047 | Functional | Surgicoin Medequip Pvt Ltd
28602 | Keriya Phc | Binocular Microscope | Model Not Available | 3000141375 | Functional | Crown Digital Scales Inc
28603 | Weir Chc | Glucometer | Model not available | 8A9029396 | Functional | Cmho Supply
28604 | Badwa Phc Jaipur | Weighing Machine | MODEL NOT AVAILABLE | 3000081821 | Functional | Others
28605 | Badwa Phc Jaipur | SPHYGMOMANOMETER(BP APPRATUS) | MODEL NOT AVAILABLE | 3000081823 | Functional | Others
28606 | City Dispensary Talwandi | Binocular Microscope | AMT 5A | 3000130124 | Functional | Others
28607 | M B S Hospital Kota | Blood Bank Refrigerator | REMI - BR 300 | 3000055840 | Functional | Others
28608 | City Dispensary Talwandi | Glucometer | Model not available | 3000130122 | Functional | Others
28609 | M B S Hospital Kota | Micropipettes | MODEL NOT AVAILABLE | 3000046642 | Functional | Others
28610 | City Dispensary Talwandi | SPHYGMOMANOMETER(BP APPRATUS) | MODEL NOT AVAILABLE | 3000130117 | Functional | Others
28611 | City Dispensary Talwandi | Nebulizer | MODEL NOT AVAILABLE | 3000130115 | Functional | Others
28612 | Goner Phc | Baby Weighing Machine | Model Not Available | 3000086732 | Functional | Others
28613 | City Dispensary Shopping Center | Blood Bank Refrigerator | Model not available | 91010360 | Functional | Others
28614 | City Dispensary Shopping Center | Ice lined refrigerator | MK - 142 | 44710755 | Functional | Others
28615 | J.K.Loan Hospital, Kota | Radiant Heat Warmer | Meditrin - Heat Warmer | 3000046803 | Functional | Others
28616 | City Dispensary Talwandi | Instrument Sterilizer | Model Not Available | 3000130112 | Functional | Others
28617 | City Dispensary Shopping Center | Glucometer | Model not available | 3000130136 | Functional | Others
28618 | New Govt Medical College Kota | VDRL Rotator (Rotor and Shaker) | Model Not Available | 3000055247 | Functional | Others
28619 | City Dispensary Shopping Center | Freezes | MODEL NOT AVAILABLE | 3000130135 | Functional | Others
28620 | City Dispensary Shopping Center | Weighing Machine | MODEL NOT AVAILABLE | 3000130134 | Functional | Others
28621 | Goner Phc | Weighing Machine | MODEL NOT AVAILABLE | 3000086749 | Functional | Others
28622 | Goner Phc | Glucometer | Model not available | 3000086755 | Functional | Others
28623 | Goner Phc | Baby Weighing Machine | Model Not Available | 3000086753 | Functional | Cmho Supply
28624 | Goner Phc | Binocular Microscope | Model Not Available | 3000086759 | Functional | Cmho Supply
28625 | Dispensary Gangapole City | Syringe Needle Destroyer | Model not available | 3000086707 | Functional | Others
28626 | Delwara Chc | Instrument Sterilizer | Model Not Available | 3000262517 | Functional | Others
28627 | Gopinath Ka Gara Phc | Monocular Microscope | Model not available | 3000207562 | Not in use | Others
28628 | Falna Phc | Blood Bank Refrigerator | Model not available | 3000197205 | Functional | Others
28629 | Falna Phc | Blood Bank Refrigerator | Model not available | 3000197206 | Functional | Others
28630 | Koselao Chc | Baby Weighing Machine | Docbel Braun | 3000197822 | Functional | Others
28631 | Gariyata Phc | Centrifuge Machine ( 4 Tube ) | Model not available | 3000260164 | Functional | Others
28632 | Kurkee Phc | Nebulizer | MODEL NOT AVAILABLE | 673808 | Functional | Others
28633 | Koselao Chc | Instrument Sterilizer | Model Not Available | 3000197823 | Functional | Others
28634 | Ramsin Phc | SPHYGMOMANOMETER(BP APPRATUS) | MODEL NOT AVAILABLE | 1301260 | Functional | Others
28635 | Falna Phc | Spot Light ( Portable ) | Model Not Available | 3000197214 | Functional | Others
28636 | Gariyata Phc | Suction Machine | Model Not Available | 3000260160 | Functional | Others
28637 | Koselao Chc | Binocular Microscope | AMT 5A | 3000197812 | Functional | Others
28638 | Koselao Chc | Semi Automated Chemistry Analyzer | Model Not Available | 2000031377 | Functional | Others
28639 | Jegpura Phc | Instrument Sterilizer | Model Not Available | 3000207275 | Functional | Others
28640 | Rani Chc | Binocular Microscope | Model Not Available | 3000197450 | Functional | Others
28641 | Rani Chc | Binocular Microscope | Model Not Available | 3000197451 | Functional | Others
28642 | Rani Chc | Radiant Heat Warmer | Model Not Available | 3000197460 | Functional | Others
28643 | Rani Chc | Radiant Heat Warmer | Model Not Available | 3000197482 | Functional | Others
28644 | Rani Chc | Radiant Heat Warmer | Model Not Available | 3000197483 | Functional | Others
28645 | Koselao Chc | Ice lined refrigerator | HBC-70 | 3000197809 | Functional | Others
28646 | Desuri Chc | Radiant Heat Warmer | Model Not Available | 3000197678 | Functional | Others
28647 | Lunawa Phc | Centrifuge Machine ( 4 Tube ) | Model Not Available | 3000141144 | Functional | Others
28648 | Desuri Chc | FOOT OPERATED SUCTION MACHINE | MODEL NOT AVAILABLE | 3000197679 | Functional | Others
28649 | Ramsin Phc | Baby Weighing Machine | Model Not Available | 3000119592 | Functional | Others
28650 | Rani Chc | Fetal Monitor | MODEL NOT AVAILABLE | 3000197469 | Functional | Others
28651 | Desuri Chc | Baby Weighing Machine | Model Not Available | 3000197680 | Functional | Others
28652 | Naharpura Phc | Freezes | MODEL NOT AVAILABLE | 3000207738 | Functional | Others
28653 | Dadaie Phc | Oxygen Hood | MODEL NOT AVAILABLE | 3000197493 | Functional | Others
28654 | Choru Phc | Instrument Sterilizer | Model Not Available | 3000222727 | Functional | Cmho Supply
28655 | Arthuna Chc | Radiant Heat Warmer | Zeal - RHW 2101A | 3000207332 | Functional | Others
28656 | District Hospital Jalore Dh | Blood Cell Counter - 5 part | SFRI - Countender 80+ | 3000045800 | Functional | Others
28657 | District Hospital Jalore Dh | Blood Cell Counter - 3 part | Model not available | 3000045801 | Functional | Others
28658 | Auwa Phc | Syringe Needle Destroyer | Model not available | 3000202323 | Functional | Others
28659 | Jasnagar Phc | Hemoglobin meter | Model Not Available | 2000036421 | Functional | Cmho Supply
28660 | Auwa Phc | SPHYGMOMANOMETER(BP APPRATUS) | MODEL NOT AVAILABLE | 3000202305 | Functional | Others
28661 | Khudikalaan Phc | Syringe Needle Destroyer | Microsil - ND350 | 5747 | Functional | Others
28662 | Auwa Phc | Instrument Sterilizer | Model Not Available | 3000202309 | Functional | Others
28663 | Auwa Phc | SPHYGMOMANOMETER(BP APPRATUS) | MODEL NOT AVAILABLE | 3000202311 | Functional | Others
28664 | Sri Dungargarh Chc | Labour Table | Model Not Available | 3000042140 | Functional | Others
28665 | Sri Dungargarh Chc | Syringe Needle Destroyer | Model not available | 3000042143 | Functional | Others
28666 | Sri Dungargarh Chc | Baby Weighing Machine | Model Not Available | 3000042142 | Functional | Others
28667 | Napsar Chc | Blood Cell Counter - 3 part | Horiba - ABX Micros ES 60 | 2000030701 | Functional | Others
28668 | Sri Dungargarh Chc | Syringe Needle Destroyer | Model not available | 3000042137 | Functional | Others
28669 | Sri Dungargarh Chc | Defibrillator | MODEL NOT AVAILABLE | 3000042146 | Functional | Others
28670 | Napsar Chc | Centrifuge Machine ( 4 Tube ) | Model not available | 3000042009 | Functional | Others
28671 | Mukam Phc | SPHYGMOMANOMETER(BP APPRATUS-Digital) | Model Not Available | 3000045173 | Functional | Others
28672 | District Hospital Jalore Dh | SPHYGMOMANOMETER(BP APPRATUS) | MODEL NOT AVAILABLE | 3000045875 | Functional | Others
28673 | District Hospital Jalore Dh | SPHYGMOMANOMETER(BP APPRATUS) | MODEL NOT AVAILABLE | 3000045816 | Functional | Others
28674 | Sri Dungargarh Chc | Syringe Needle Destroyer | Model not available | 3000042164 | Functional | Others
28675 | Napsar Chc | ECG Machine (Single Channel) | Model Not Available | 3000042013 | Functional | Others
28676 | Sri Dungargarh Chc | Weighing Machine | MODEL NOT AVAILABLE | 3000045026 | Functional | Others
28677 | Mukam Phc | Binocular Microscope | Biosupreme | 3000045177 | Functional | Others
28678 | J S Dam Phc | SPHYGMOMANOMETER(BP APPRATUS) | MODEL NOT AVAILABLE | 300055748 | Functional | Others
28679 | Chitalwana Phc | Hemoglobin meter | Model Not Available | 3000197053 | Functional | Others
28680 | Rajnota Phc | Syringe Needle Destroyer | Model not available | 3000085755 | Functional | Others
28681 | Sumerpur Chc | Radiant Heat Warmer | Model Not Available | 3000197955 | Functional | Others
28682 | Sumerpur Chc | Radiant Heat Warmer | Model Not Available | 3000197956 | Functional | Others
28683 | Guda Balotan Phc | Syringe Needle Destroyer | Microsil - ND350 | 3000119367 | Functional | Linco Scientific Instruments And Chemicals (P) Ltd
28684 | Rohini Phc | Weighing Machine | Crown | 2000036981 | Functional | Others
28685 | Mithrau Phc | SPHYGMOMANOMETER(BP APPRATUS) | MODEL NOT AVAILABLE | 3000214374 | Functional | Others
28686 | Dantil Phc | Binocular Microscope | Model Not Available | 2000022240 | Functional | Others
28687 | Kelnor Phc | Binocular Microscope | Model Not Available | 95336 | Functional | Others
28688 | Dispensary Satyawatan Aashram City | SPHYGMOMANOMETER(BP APPRATUS) | MODEL NOT AVAILABLE | 587802-09 | Functional | Others
28689 | Gida Phc | Spot Light ( Portable ) | Model Not Available | 3000117959 | Functional | Others
28690 | Nayagaonbanswara Phc | Freezes | MODEL NOT AVAILABLE | 3000207844 | Functional | Others
28691 | Naredha Chc | Hemoglobin meter | Model Not Available | 2000022328 | Functional | Others
28692 | Naredha Chc | Suction Machine | Model Not Available | 2000022334 | Non Functional Repairable | Others
28693 | Naredha Chc | Weighing Machine | MODEL NOT AVAILABLE | 2000022336 | Functional | Cmho Supply
28694 | Naredha Chc | Labour Table | Model Not Available | 2000022339 | Functional | Cmho Supply
28695 | Mundota Phc | SPHYGMOMANOMETER(BP APPRATUS) | MODEL NOT AVAILABLE | 9813456 | Functional | Others
28696 | Gangori Hospital | Fiberoptic Laryngoscope | Model Not Available | 3000139566 | Functional | Others
28697 | Gangori Hospital | Fiberoptic Laryngoscope | Model Not Available | 3000139635 | Functional | Others
28698 | Gangori Hospital | Fiberoptic Laryngoscope | Model Not Available | 3000139648 | Functional | Others
28699 | Gangori Hospital | Fiberoptic Laryngoscope | Model Not Available | 3000139650 | Functional | Others
28700 | Gangori Hospital | Multi-Para Monitor | Model not available | 99 | Functional | Others
28701 | Gangori Hospital | Multi-Para Monitor | Model not available | 105 | Functional | Others
28702 | Lakheri Chc | Suction Machine | Model Not Available | 3000041966 | Functional | Others
28703 | Padampura Phc Jaipur | Glucometer | Model not available | M02387685 | Functional | Nipro Diagnostics
28704 | Dhakree Phc | Blood Bank Refrigerator | Model not available | 3000214301 | Functional | Others
28705 | Kolishiya Chc Jhunjhunu | Baby Weighing Machine | Model Not Available | 3000141073 | Functional | Others
28706 | Watika Phc | SPHYGMOMANOMETER(BP APPRATUS) | MODEL NOT AVAILABLE | 204806 | Non Functional Repairable | Others
28707 | Watika Phc | Syringe Needle Destroyer | Model not available | 649 | Functional | Cmho Supply
28708 | Watika Phc | Baby Weighing Machine | Model Not Available | 3000086917 | Functional | A K Surgicals
28709 | Watika Phc | Weighing Machine | MODEL NOT AVAILABLE | 3000086919 | Functional | Metro Traiding Corporation
28710 | Watika Phc | Weighing Machine | MODEL NOT AVAILABLE | 3000086920 | Functional | Metro Traiding Corporation
28711 | Watika Phc | Hydraulic Operation Table | MODEL NOT AVAILABLE | 3000086910 | Functional | Cmho Supply
28712 | Watika Phc | Hydraulic Operation Table | MODEL NOT AVAILABLE | 3000086911 | Functional | Cmho Supply
28713 | Pachala Phc Tonk | Hemoglobin meter | Model Not Available | 3000088564 | Functional | Others
28714 | Watika Phc | Autoclave | Model not available | 3000086908 | Functional | Others
28715 | Dispensary Govind Nagar City | Blood Bank Refrigerator | Model not available | 200315021669 | Functional | Vestfrost Solutions
28716 | Majhera Phc | Freezes | MODEL NOT AVAILABLE | 3000262658 | Functional | Others
28717 | Saloda Phc | Binocular Microscope | Microlux - 16 | 3000209447 | Functional | Others
28718 | Majhera Phc | Baby Weighing Machine | Model Not Available | 3000262663 | Functional | Others
28719 | Guda Surjan Phc | Spot Light ( Portable ) | Model Not Available | 3000085687 | Functional | Cognate India
28720 | Delwara Chc | Sahlis HB Meter | Model not available | 3000262535 | Functional | Others
28721 | Delwara Chc | Freezes | MODEL NOT AVAILABLE | 2000032845 | Functional | Cmho Supply
28722 | Delwara Chc | Syringe Needle Destroyer | Nulife - Dots | 3000262544 | Functional | Others
28723 | Pipali Ah Phc | Ice lined refrigerator | Model Not Available | 3000262606 | Functional | Others
28724 | Galwa Phc | SPHYGMOMANOMETER(BP APPRATUS) | MODEL NOT AVAILABLE | 3000209404 | Functional | Others
28725 | Pipali Ah Phc | Radiant Heat Warmer | Meditrin - Heat Warmer | 3000262609 | Functional | Others
28726 | Galwa Phc | Labour Table | Model Not Available | 3000209405 | Functional | Others
28727 | Pipali Ah Phc | Labour Table | Model Not Available | 3000262610 | Functional | Others
28728 | Bikampur Phc | Baby Weighing Machine | Crown | 3000045381 | Functional | Crown Digital Scales Inc
28729 | Bikampur Phc | FOOT OPERATED SUCTION MACHINE | MODEL NOT AVAILABLE | 3000045382 | Functional | Surgicoin Medequip Pvt Ltd
28730 | Pipali Ah Phc | Baby Weighing Machine | Model Not Available | 3000262613 | Functional | Others
28731 | Dhawali Phc | Glucometer | Model not available | WHD02D6BY | Functional | Life Medical Equipment
28732 | Pipali Ah Phc | Syringe Needle Destroyer | Model not available | 3000262614 | Functional | Others
28733 | Falna Phc | Radiant Heat Warmer | Zeal - RHW 2101A | 3000197209 | Functional | Others
28734 | Kurkee Phc | Hemoglobin meter | Model Not Available | 3000202662 | Functional | Others
28735 | Jegpura Phc | Binocular Microscope | Model Not Available | 3000207183 | Functional | Others
28736 | Jegpura Phc | Binocular Microscope | Model Not Available | 3000207184 | Functional | Others
28737 | Kurkee Phc | Syringe Needle Destroyer | Model not available | 3000202666 | Functional | Others
28738 | Koselao Chc | Incubator | MODEL NOT AVAILABLE | 3000197818 | Functional | Others
28739 | Ramsin Phc | Centrifuge Machine ( 4 Tube ) | Model not available | 3000119585 | Functional | Others
28740 | Rani Chc | ECG Machine (Single Channel) | Model Not Available | 3000197447 | Functional | Others
28741 | Rani Chc | Blood Cell Counter - 3 part | Model not available | 3000197452 | Functional | Others
28742 | Ramsin Phc | STABILIZER | MODEL NOT AVAILABLE | 3000119590 | Functional | Others
28743 | Lunawa Phc | Ice lined refrigerator | MK - 142 | 3000197350 | Functional | Others
28744 | Koselao Chc | Blood Bank Refrigerator | Model not available | 3000197808 | Functional | Others
28745 | Ramsin Phc | Syringe Needle Destroyer | Nulife - Dots | 3000119591 | Functional | Others
28746 | Rani Chc | Anesthesia Machine | MODEL NOT AVAILABLE | 3000197473 | Functional | Others
28747 | Lunawa Phc | Freezes | MODEL NOT AVAILABLE | 3000197363 | Functional | Others
28748 | Rani Chc | Autoclave | Model not available | 3000197477 | Functional | Others
28749 | Naharpura Phc | Centrifuge Machine ( 12 Tube ) | Model Not Available | 3000207739 | Functional | Others
28750 | Rani Chc | Phototherepy Unit | MODEL NOT AVAILABLE | 3000197479 | Functional | Others
28751 | Naharpura Phc | Binocular Microscope | Model Not Available | 3000207740 | Functional | Others
28752 | Rani Chc | Weighing Machine | MODEL NOT AVAILABLE | 3000197480 | Functional | Others
28753 | Loharia Phc | Centrifuge Machine ( 12 Tube ) | Model Not Available | 3000207278 | Functional | Others
28754 | Loharia Phc | Syringe Needle Destroyer | Model not available | 3000207279 | Functional | Others
28755 | Sumerpur Chc | Blood Bank Refrigerator | JAR -31 | 3000197927 | Not in use | Others
28756 | Loharia Phc | Suction Machine | Model Not Available | 3000207280 | Functional | Others
28757 | Loharia Phc | Suction Machine | Model Not Available | 3000207281 | Functional | Others
28758 | Desuri Chc | Centrifuge Machine ( 4 Tube ) | Model not available | 448 | Functional | Others
28759 | Jhalawar Medical College Medical Collage Hospital | Syringe Needle Destroyer | MRK | 3000129569 | Functional | Others
28760 | District Hospital Jalore Dh | Blood Bank Refrigerator | REMI - BR 70 | 3000045827 | Functional | Others
28761 | Sri Dungargarh Chc | Semi Automated Chemistry Analyzer | 3300 | 3000045032 | Functional | Others
28762 | Sri Dungargarh Chc | Incubator | MODEL NOT AVAILABLE | 3000045034 | Functional | Others
28763 | Sri Dungargarh Chc | Micropipettes | MODEL NOT AVAILABLE | 3000045037 | Functional | Others
28764 | Jhalawar Medical College Medical Collage Hospital | Syringe Needle Destroyer | MRK | 3000129570 | Functional | Others
28765 | Jhalawar Medical College Medical Collage Hospital | Syringe Needle Destroyer | MRK | 3000129571 | Functional | Others
28766 | Gangori Hospital | Intensive Care Bed | Janak | 3000139718 | Functional | Others
28767 | Gangori Hospital | Intensive Care Bed | Janak | 3000139925 | Functional | Others
28768 | Gangori Hospital | Multi-Para Monitor | Star 55 | R0701 | Functional | Others
28769 | Mainsar Phc | SPHYGMOMANOMETER(BP APPRATUS) | MODEL NOT AVAILABLE | 111289 | Functional | Others
28770 | Mainsar Phc | FOOT OPERATED SUCTION MACHINE | SU-101 | 10715 | Functional | Others
28771 | Gangori Hospital | Nebulizer | MODEL NOT AVAILABLE | 105789 | Functional | Others
28772 | Gangori Hospital | Nebulizer | MODEL NOT AVAILABLE | 501041 | Functional | Others
28773 | Gangori Hospital | Ventilator | Model Not Available | 40776/30 | Functional | Others
28774 | Gangori Hospital | Suction Machine | Model Not Available | 3000139728 | Functional | Others
28775 | Gangori Hospital | Suction Machine | Model Not Available | 3000139733 | Functional | Others
28776 | Badwa Phc Jaipur | Baby Weighing Machine | Model Not Available | 3000081822 | Functional | Others
28777 | Gangori Hospital | Syringe Needle Destroyer | Nulife - Dots | 3000139770 | Functional | Others
28778 | Gangori Hospital | Syringe Needle Destroyer | Nulife - Dots | 3000139772 | Functional | Others
28779 | Badwa Phc Jaipur | Centrifuge Machine ( 4 Tube ) | Model not available | 3000081825 | Functional | Others
28780 | District Hospital Jalore Dh | Ultra Sonography (USG) & Colour Dopler Machine | Model not available | 3000045879 | Functional | Others
28781 | Weir Chc | Syringe Needle Destroyer | BS-949 | 3000236226 | Functional | Cmho Supply
28782 | Weir Chc | Phototherepy Unit | Fenam, Bilitron Sky 5006 | BAK-440200 | Functional | Others
28783 | Srera Phc | Labour Table | Model Not Available | 3000042128 | Functional | Others
28784 | Ahore Chc | Hot Air Oven | Model not available | 3000119402 | Functional | Deepak Enterprises
28785 | Rohini Phc | Ice lined refrigerator | MF - 144 | 91209514 | Functional | Vestfrost Solutions
28786 | Morsim Phc | Suction Machine | Model Not Available | 3000119750 | Functional | Others
28787 | Morsim Phc | SPHYGMOMANOMETER(BP APPRATUS) | MODEL NOT AVAILABLE | 16117 | Functional | Others
28788 | Bhinmal Chc | Hydraulic Operation Table | MODEL NOT AVAILABLE | 3000119996 | Functional | Others
28789 | Bhinmal Chc | Syringe Needle Destroyer | Nulife - Dots | 3000119998 | Functional | Cmho Supply
28790 | Saiwar Shahpura Phc | Baby Weighing Machine | Model Not Available | 2000025507 | Functional | Others
28791 | Sata Phc | Ice lined refrigerator | MK - 142 | 3000214416 | Functional | Others
28792 | Sawau Padam Singh Phc | Instrument Sterilizer | Model Not Available | 3000117925 | Not in use | Others
28793 | Sawau Padam Singh Phc | Suction Machine | Model Not Available | 3000117926 | Functional | Others
28794 | Sawau Padam Singh Phc | Suction Machine | Model Not Available | 3000117927 | Functional | Others
28795 | Dungri Phc | Labour Table | Model Not Available | 3000197079 | Functional | Others
28796 | Sawau Padam Singh Phc | SPHYGMOMANOMETER(BP APPRATUS) | MODEL NOT AVAILABLE | 3000117910 | Not in use | Others
28797 | Sawau Padam Singh Phc | Centrifuge Machine ( 4 Tube ) | Model not available | 3000117921 | Not in use | Others
28798 | Daspan Phc | Baby Weighing Machine | Crown | 3000119737 | Functional | Bhasin Sons Private Limited
28799 | Sawau Padam Singh Phc | Centrifuge Machine ( 4 Tube ) | Model not available | 3000117931 | Functional | Others
28800 | Daspan Phc | Freezes | MODEL NOT AVAILABLE | 3000119743 | Functional | Others
28801 | Gida Phc | FOGGING MACHINE | MODEL NOT AVAILABLE | 3000117698 | Not in use | Others
28802 | Gida Phc | SPHYGMOMANOMETER(BP APPRATUS) | MODEL NOT AVAILABLE | 3000117962 | Functional | Others
28803 | Gida Phc | Radiant Heat Warmer | Zeal - RHW 2101A | 3000117956 | Functional | Others
28804 | Gida Phc | Fetal Doppler | MODEL NOT AVAILABLE | 3000117958 | Not in use | Others
28805 | Mundota Phc | Syringe Needle Destroyer | Microsil ND 120 | L-512507-08 | Functional | Others
28806 | Gida Phc | Syringe Needle Destroyer | Model not available | 3000117954 | Functional | Others
28807 | Naredha Chc | Micropipettes | MODEL NOT AVAILABLE | 2000022331 | Functional | Others
28808 | Jojawar Phc | Weighing Machine | MODEL NOT AVAILABLE | 3000202519 | Functional | Others
28809 | Giri Phc | Suction Machine | Model Not Available | 3000202234 | Functional | Others
28810 | Watika Phc | Baby Weighing Machine | Model Not Available | 3000086882 | Functional | Cmho Supply
28811 | Watika Phc | Centrifuge Machine ( 4 Tube ) | Model not available | 3000086904 | Functional | Cmho Supply
28812 | Watika Phc | Glucometer | Model not available | 986 | Functional | Life Medical Equipment
28813 | Beelwa Phc | Ice lined refrigerator | MF - 144 | 90503494 | Functional | Vestfrost Solutions
28814 | Galwa Phc | Baby Weighing Machine | Crown | 3000209408 | Functional | Others
28815 | Bikampur Phc | SPHYGMOMANOMETER(BP APPRATUS) | MODEL NOT AVAILABLE | 23748 | Functional | Others
28816 | Galwa Phc | Binocular Microscope | Microlux - 16 | 3000209409 | Functional | Others
28817 | Dhawali Phc | Blood Cell Counter - 3 part | Model not available | 2000022699 | Functional | Others
28818 | Bikampur Phc | Suction Machine | Model Not Available | 3000045384 | Functional | Atlas Surgical Company
28819 | Dhawali Phc | SPHYGMOMANOMETER(BP APPRATUS) | MODEL NOT AVAILABLE | 298982 | Functional | Others
28820 | Bikampur Phc | Spot Light ( Portable ) | Model Not Available | 3000045385 | Functional | Cognate India
28821 | Bikampur Phc | Ice lined refrigerator | MK-144 | 90409532 | Functional | Vestfrost Solutions
28822 | Dhawali Phc | Binocular Microscope | RXL-4B | 28311 | Functional | Cmho Supply
28823 | Bikampur Phc | Blood Bank Refrigerator | Model not available | 91307996 | Functional | Vestfrost Solutions
28824 | Dhawali Phc | ESR Stand | Model not available | 2000022695 | Functional | Others
28825 | Bikampur Phc | Syringe Needle Destroyer | Nulife - Dots | NBSD0724520 | Functional | Mrk Healthcare Pvt Ltd Delhi
28826 | Dhawali Phc | Centrifuge Machine ( 4 Tube ) | Model not available | 8950 | Functional | Cmho Supply
28827 | Dhawali Phc | Glucometer | Model not available | CT-C0046187 | Functional | Others
28828 | Bikampur Phc | Hemoglobin meter | Model Not Available | 3000045398 | Functional | Others
28829 | Dhawali Phc | Blood Bank Refrigerator | Model not available | 91010607 | Functional | Vestfrost Solutions
28830 | Bikampur Phc | Spot Light ( Portable ) | Model Not Available | 3000045392 | Functional | Others
28831 | Dhawali Phc | Phototherepy Unit | MODEL NOT AVAILABLE | NRHM/PT09/11/39 | Functional | Meditrin Instruments
28832 | Bikampur Phc | Hydraulic Operation Table | MODEL NOT AVAILABLE | 3000045393 | Functional | Others
28833 | Bikampur Phc | Autoclave | Model not available | 3000045394 | Functional | Others
28834 | Bikampur Phc | Centrifuge Machine ( 4 Tube ) | Model not available | 3000045395 | Functional | Others
28835 | Bikampur Phc | Binocular Microscope | Model Not Available | 26025 | Functional | Others
28836 | Bikampur Phc | Syringe Needle Destroyer | Model not available | 3000045397 | Functional | Others
28837 | Kurkee Phc | SPHYGMOMANOMETER(BP APPRATUS) | MODEL NOT AVAILABLE | 14001764 | Functional | Others
28838 | Peeth Phc | Weighing Machine | MODEL NOT AVAILABLE | 3000210109 | Functional | Others
28839 | Guda Balotan Phc | Micropipettes | MODEL NOT AVAILABLE | 3000119359 | Functional | Cmho Supply
28840 | Morsim Phc | Blood Bank Refrigerator | Model not available | BE04G4E2600BLA8K0153 | Functional | Haier Appliances India Pvt
28841 | Rohini Phc | Autoclave | Model not available | 563 | Functional | Others
28842 | Bhimana Phc | Freezes | MODEL NOT AVAILABLE | 3000197258 | Functional | Others
28843 | Desuri Chc | Blood Cell Counter - 3 part | Model not available | 3000197695 | Functional | Others
28844 | Loharia Phc | SPHYGMOMANOMETER(BP APPRATUS) | MODEL NOT AVAILABLE | 3000207282 | Functional | Others
28845 | Bhimana Phc | Syringe Needle Destroyer | Model not available | 3000197262 | Functional | Others
28846 | Sumerpur Chc | Centrifuge Machine ( 8 Tube) | Model Not Available | 3000197932 | Not in use | Others
28847 | Pava Phc | Autoclave | Model not available | 3000197833 | Functional | Others
28848 | Pava Phc | Ice lined refrigerator | Model Not Available | 3000197834 | Functional | Others
28849 | Pava Phc | Ice lined refrigerator | Model Not Available | 3000197835 | Functional | Others
28850 | Suthri Phc | Labour Table | Model Not Available | 3000197096 | Functional | Others
28851 | Karda Phc | Baby Weighing Machine | Model Not Available | 3000119897 | Functional | Others
28852 | Ramsin Phc | Labour Table | Model Not Available | 3000119594 | Functional | Others
28853 | Sumerpur Chc | Blood Cell Counter - 3 part | Horiba - ABX Micros ES 60 | 3000197935 | Not in use | Others
28854 | Khod Chc | FOOT OPERATED SUCTION MACHINE | MODEL NOT AVAILABLE | 3000197564 | Functional | Others
28855 | Ghalkiya Phc | Syringe Needle Destroyer | Model not available | 3000207370 | Functional | Others
28856 | Suthri Phc | Hemoglobin meter | Model Not Available | 3000197099 | Functional | Others
28857 | Ghalkiya Phc | Suction Machine | Model Not Available | 3000207371 | Functional | Others
28858 | Suthri Phc | Syringe Needle Destroyer | Microsil ND 20 | 3000197100 | Functional | Micro Lab Instruments Ahmedabad
28859 | Sumerpur Chc | Radiant Heat Warmer | Zeal - RHW 2101A | 3000197957 | Functional | Others
28860 | Suthri Phc | Ice lined refrigerator | Model Not Available | 90506361 | Functional | Haier Appliances India Pvt
28861 | B.D.K. Hospital Jhunjhunu Dh | Weighing Machine | Crown | 2000019200 | Non Functional Not Repairable | Crown Digital Scales Inc
28862 | Mukam Phc | Ice lined refrigerator | Model Not Available | 20013706094 | Functional | Others
28863 | Jasnagar Phc | STABILIZER | MODEL NOT AVAILABLE | 7392 | Functional | Micro Lab Instruments Ahmedabad
28864 | Jasnagar Phc | Syringe Needle Destroyer | Microsil - ND350 | 6550 | Functional | Micro Lab Instruments Ahmedabad
28865 | Berasar Phc Bikaner | SPHYGMOMANOMETER(BP APPRATUS) | MODEL NOT AVAILABLE | 26415 | Functional | Others
28866 | Aspur Chc | Incubator | MODEL NOT AVAILABLE | 3000260064 | Functional | Yorco Sales Pvt Ltd
28867 | Aspur Chc | Water Bath | Model not available | 3000260068 | Functional | Yorco Sales Pvt Ltd
28868 | Bayana Chc | Water Bath | Model not available | 963 | Functional | Cmho Supply
28869 | Chamu Chc | Syringe Needle Destroyer | Model not available | 4516 | Functional | Others
28870 | Punjpur Chc | Blood Cell Counter - 3 part | Model not available | 3000260046 | Functional | Horiba India Pvt Ltd
28871 | Jk Lone Hospital Jaipur | Weighing Machine | MODEL NOT AVAILABLE | 3000230453 | Functional | Others
28872 | Jk Lone Hospital Jaipur | Suction Machine | Model Not Available | 3000230454 | Functional | Others
28873 | Bahaj Phc | Centrifuge Machine ( 4 Tube ) | Remi 4C | 112661 | Functional | Remi Electrotechnik Ltd
28874 | Bahaj Phc | Binocular Microscope | Model Not Available | 9476906 | Functional | Others
28875 | Poochhri Chc | Blood Cell Counter - 3 part | Horiba - ABX Micros ES 60 | 3000236481 | Functional | Others
28876 | Bahaj Phc | SPHYGMOMANOMETER(BP APPRATUS) | MODEL NOT AVAILABLE | 3000236471 | Functional | Others
28877 | Poochhri Chc | ECG Machine (Single Channel) | Model Not Available | 3000236473 | Functional | Others
28878 | Poochhri Chc | Hemoglobin meter | Model Not Available | 3000236475 | Functional | Others
28879 | Jhanwar Chc | Radiant Heat Warmer | Model Not Available | 3000049880 | Functional | Others
28880 | Jhanwar Chc | Radiant Heat Warmer | Model Not Available | 3000049881 | Functional | Others
28881 | Jhanwar Chc | Syringe Needle Destroyer | Model not available | 3000049887 | Functional | Others
28882 | Jhanwar Chc | Syringe Needle Destroyer | Model not available | 3000049928 | Functional | Others
28883 | Chawanda Phc | Freezes | MODEL NOT AVAILABLE | 3000049592 | Functional | Others
28884 | Chawanda Phc | Freezes | MODEL NOT AVAILABLE | 3000049596 | Functional | Others
28885 | Chawanda Phc | Centrifuge Machine ( 12 Tube ) | Model Not Available | 3000049594 | Functional | Others
28886 | Chawanda Phc | Syringe Needle Destroyer | Model not available | 3000049595 | Functional | Others
28887 | Pindawal Phc | Centrifuge Machine ( 4 Tube ) | Model not available | 3000260102 | Functional | Remi Electrotechnik Ltd
28888 | Peeth Phc | Syringe Needle Destroyer | Model not available | 4271 | Functional | Others
28889 | Bali Chc | Baby Weighing Machine | Model Not Available | 3000197411 | Functional | Others
28890 | City Dispensary Juna Keradu Marg | Blood Bank Refrigerator | Model not available | 3000214349 | Functional | Others
28891 | Deoli Kalaan Phc Pali | Freezes | MODEL NOT AVAILABLE | 3000214220 | Functional | Others
28892 | J S Dam Phc | SPHYGMOMANOMETER(BP APPRATUS) | Model Not Available | 3000214858 | Functional | Others
28893 | Jojawar Phc | Baby Weighing Machine | Model Not Available | 3000202523 | Functional | Others
28894 | Kantaleeyan Phc | Radiant Heat Warmer | Model Not Available | 3000202606 | Functional | Others
28895 | Deoli Kalaan Phc Pali | Syringe Needle Destroyer | Model not available | 3000214210 | Functional | Others
28896 | Barakhera Phc | Baby Weighing Machine | Model Not Available | 3000055485 | Functional | Others
28897 | Padampura Phc Jaipur | Centrifuge Machine ( 6 Tube ) | Model Not Available | 3000230585 | Functional | Others
28898 | Govt Hospital Sojat Sdh | Keratometer | Model Not Available | 3000214769 | Functional | Others
28899 | Padampura Phc Jaipur | Blood Cell Counter - 3 part | Model not available | 3000230592 | Functional | Others
28900 | Babra Phc | Syringe Needle Destroyer | Model not available | 3000202245 | Functional | Others
28901 | Jaitpur Phc Pali | Blood Bank Refrigerator | Model not available | 3000214348 | Functional | Others
28902 | Budsu Phc | SPHYGMOMANOMETER(BP APPRATUS) | MODEL NOT AVAILABLE | 2000028580 | Functional | Others
28903 | Jaitpur Phc Pali | Radiant Heat Warmer | Meditrin - Heat Warmer | 3000214345 | Functional | Others
28904 | Siriyari Phc | Instrument Sterilizer | Model Not Available | 3000202579 | Functional | Others
28905 | Jaitpur Phc Pali | Suction Machine | Model Not Available | 3000214342 | Functional | Others
28906 | Siriyari Phc | Syringe Needle Destroyer | Model not available | 3000202580 | Functional | Others
28907 | Siriyari Phc | Syringe Needle Destroyer | Model not available | 3000214008 | Functional | Others
28908 | Siriyari Phc | Syringe Needle Destroyer | Model not available | 3000214011 | Functional | Others
28909 | Siriyari Phc | Syringe Needle Destroyer | Model not available | 3000214012 | Functional | Others
28910 | Jaitpur Phc Pali | Suction Machine | Model Not Available | 3000214341 | Functional | Others
28911 | Siriyari Phc | Freezes | MODEL NOT AVAILABLE | 3000202583 | Functional | Others
28912 | Siriyari Phc | Centrifuge Machine ( 8 Tube) | Model Not Available | 3000214007 | Functional | Others
28913 | Siriyari Phc | Binocular Microscope | BLS 116 | 3000214010 | Functional | Others
28914 | Siriyari Phc | Binocular Microscope | BLS 116 | 3000214014 | Functional | Others
28915 | Sri Dungargarh Chc | Syringe Needle Destroyer | Nulife - Dots | 3000045025 | Functional | Others
28916 | Mukam Phc | Weighing Machine | MODEL NOT AVAILABLE | 3000045178 | Functional | Others
28917 | District Hospital Jalore Dh | Plasma extractor or Expresser | Model Not Available | 3000045825 | Functional | Others
28918 | Mukam Phc | Radiant Heat Warmer | Zeal - RHW 2101A | 3000045184 | Functional | Others
28919 | Mukam Phc | Baby Weighing Machine | Crown | 3000045189 | Functional | Others
28920 | Nathusar Phc | Radiant Heat Warmer | Zeal - RHW 2101A | 2000035158 | Functional | Others
28921 | Mainsar Phc | SPHYGMOMANOMETER(BP APPRATUS) | ELITE | 3000045230 | Functional | Others
28922 | Mainsar Phc | Weighing Machine | Victoria DX | 3000045231 | Functional | Others
28923 | Mainsar Phc | Baby Weighing Machine | Crown | 3000045238 | Functional | Others
28924 | Nathusar Phc | Freezes | MODEL NOT AVAILABLE | 2000035161 | Functional | Others
28925 | Gangori Hospital | Pulse Oxymeter | Model Not Available | 1157 | Functional | Others
28926 | Gangori Hospital | Pulse Oxymeter | Model Not Available | 1203 | Functional | Others
28927 | Nathusar Phc | SPHYGMOMANOMETER(BP APPRATUS) | MODEL NOT AVAILABLE | 1314930 | Functional | Others
28928 | District Hospital Jalore Dh | 500mA X-Ray Machine | Allengers - AMS 525 | 3000045852 | Functional | Others
28929 | Gangori Hospital | Bi-pap Machine | MODEL NOT AVAILABLE | 4819361 | Functional | Others
28930 | Tb Hospital Jodhpur Medical Collage Hospital | Fetal Doppler | MODEL NOT AVAILABLE | 2000032977 | Functional | Others
28931 | Panchu Chc | Phototherepy Unit | MODEL NOT AVAILABLE | 2000035166 | Functional | Others
28932 | Dispensary Govind Nagar City | Centrifuge Machine ( 8 Tube) | Model Not Available | 3000086717 | Functional | Others
28933 | Watika Phc | Binocular Microscope | Model Not Available | 3000086924 | Functional | Cmho Supply
28934 | Delwara Chc | Radiant Heat Warmer | Model Not Available | 3000262519 | Functional | Others
28935 | Delwara Chc | Weighing Machine | MODEL NOT AVAILABLE | 3000262508 | Functional | Others
28936 | Delwara Chc | Radiant Heat Warmer | Model Not Available | 3000262520 | Functional | Others
28937 | Dispensary Govind Nagar City | Ice lined refrigerator | HBD-116 | BE040E0100B28840205 | Functional | Haier Appliances India Pvt
28938 | Delwara Chc | Phototherepy Unit | Fenam, Bilitron Sky 5006 | 3000262521 | Functional | Others
28939 | Kotharia Phc | Baby Weighing Machine | Model Not Available | 3000262491 | Functional | Others
28940 | Majhera Phc | SPHYGMOMANOMETER(BP APPRATUS) | MODEL NOT AVAILABLE | 3000262656 | Functional | Others
28941 | Jahota Phc | FOOT OPERATED SUCTION MACHINE | MODEL NOT AVAILABLE | 3000085675 | Functional | Others
28942 | Guda Balotan Phc | SPHYGMOMANOMETER(BP APPRATUS) | MODEL NOT AVAILABLE | 3000119368 | Non Functional Repairable | Others
28943 | Maharana Bhopal Govt Hospital Medical Collage | C-Arm Machine | Model Not Available | 120228 | Functional | Adonis Medical Equipments Pvt Ltd
28944 | Suthri Phc | Baby Weighing Machine | Crown | 3000197094 | Functional | Bhasin Sons Private Limited
28945 | Suthri Phc | FOOT OPERATED SUCTION MACHINE | MODEL NOT AVAILABLE | 3000197095 | Functional | Surgicoin Medequip Pvt Ltd
28946 | Khod Chc | Instrument Sterilizer | Model Not Available | 3000197567 | Functional | Others
28947 | Sumerpur Chc | SPHYGMOMANOMETER(BP APPRATUS) | MODEL NOT AVAILABLE | 3000197960 | Functional | Others
28948 | Lambiya P - Phc | Instrument Sterilizer | Model Not Available | 3000202440 | Functional | Others
28949 | Lambiya P - Phc | Freezes | MODEL NOT AVAILABLE | 3000202441 | Functional | Others
28950 | Bori Phc | Radiant Heat Warmer | Model Not Available | 3000207331 | Functional | Others
28951 | Lambiya P - Phc | SPHYGMOMANOMETER(BP APPRATUS) | MODEL NOT AVAILABLE | 3000202442 | Functional | Others
28952 | Ramsin Phc | Ice lined refrigerator | Model Not Available | 24525261 | Functional | Others
28953 | Lambiya P - Phc | Syringe Needle Destroyer | Model not available | 3000202446 | Functional | Others
28954 | Lambiya P - Phc | Syringe Needle Destroyer | Model not available | 3000202448 | Functional | Others
28955 | Bhinmal Chc | SPHYGMOMANOMETER(BP APPRATUS-Digital) | Model Not Available | 20130404177VG1 | Functional | Cmho Supply
28956 | Karda Phc | Binocular Microscope | Labomed - Vision 2000 | 3738 | Functional | Others
28957 | Karda Phc | Binocular Microscope | Labomed - Vision 2000 | 120245848 | Functional | Others
28958 | Karda Phc | FOOT OPERATED SUCTION MACHINE | MODEL NOT AVAILABLE | 3000119791 | Functional | Others
28959 | Karda Phc | FOOT OPERATED SUCTION MACHINE | MODEL NOT AVAILABLE | 11084 | Functional | Others
28960 | Jhupel Phc Banswara | SPHYGMOMANOMETER(BP APPRATUS) | MODEL NOT AVAILABLE | 3000204849 | Functional | Others
28961 | Bhinmal Chc | Phototherepy Unit | Fenam, Bilitron Sky 5006 | 3000119982 | Functional | Fanem
28962 | Bilwari Phc | STABILIZER | MODEL NOT AVAILABLE | 643 | Functional | Cmho Supply
28963 | Sumerpur Chc | ELECTRIC OT TABLE | MODEL NOT AVAILABLE | 3000197966 | Functional | Others
28964 | Guda Endla Phc | Suction Machine | Model Not Available | 3000197164 | Functional | Others
28965 | Bejapur Phc | Ice lined refrigerator | Model Not Available | 3000197232 | Functional | Others
28966 | Sadri Chc | Incubator | MODEL NOT AVAILABLE | 3000202721 | Functional | Others
28967 | Etawa Bhopaji Phc | Centrifuge Machine ( 4 Tube ) | Model not available | 3000222455 | Functional | Others
28968 | Etawa Bhopaji Phc | Syringe Needle Destroyer | Model not available | 3000222456 | Functional | Cmho Supply
28969 | Etawa Bhopaji Phc | Blood Bank Refrigerator | Model not available | 91010644 | Functional | Vestfrost Solutions
28970 | Etawa Bhopaji Phc | Freezes | MODEL NOT AVAILABLE | 110611192 | Functional | Others
28971 | Etawa Bhopaji Phc | Suction Machine | Osmium | 3000222462 | Functional | Cmho Supply
28972 | Etawa Bhopaji Phc | Weighing Machine | MODEL NOT AVAILABLE | 3000222463 | Functional | Cmho Supply
28973 | Etawa Bhopaji Phc | Instrument Sterilizer | Model Not Available | 3000222466 | Functional | Cmho Supply
28974 | Sinsini Phc | Binocular Microscope | Model Not Available | 3000236517 | Functional | Cmho Supply
28975 | Sinsini Phc | Centrifuge Machine ( 6 Tube ) | Model Not Available | 3000236518 | Functional | Cmho Supply
28976 | Sinsini Phc | Hemoglobin meter | Model Not Available | 3000236519 | Functional | Cmho Supply
28977 | Deeg Chc | Suction Machine | Model Not Available | 3000236344 | Functional | Cmho Supply
28978 | Deeg Chc | SPHYGMOMANOMETER(BP APPRATUS) | MODEL NOT AVAILABLE | 0 | Functional | Cmho Supply
28979 | Deeg Chc | SPHYGMOMANOMETER(BP APPRATUS) | MODEL NOT AVAILABLE | 0 | Functional | Cmho Supply
28980 | Watika Phc | Instrument Sterilizer | Model Not Available | 3000086881 | Non Functional Repairable | Cmho Supply
28981 | Deeg Chc | Pulse Oxymeter | Model Not Available | 3000236341 | Functional | Cmho Supply
28982 | Bhimganj Mandi Chc | Instrument Sterilizer | Model Not Available | 3000130912 | Functional | Others
28983 | Bhimganj Mandi Chc | Instrument Sterilizer | Model Not Available | 3000130923 | Functional | Others
28984 | Sultanpur Chc | Blood Bank Refrigerator | Model not available | 3000135351 | Functional | Others
28985 | Rampura District Hospitalkota Dh | Multi-Para Monitor | Model not available | 3000046690 | Functional | Others
28986 | Rampura District Hospitalkota Dh | Multi-Para Monitor | Model not available | 3000046692 | Functional | Others
28987 | Rampura District Hospitalkota Dh | Multi-Para Monitor | Model not available | 3000046693 | Functional | Others
28988 | Bhimganj Mandi Chc | Nebulizer | MODEL NOT AVAILABLE | 3000130917 | Functional | Others
28989 | J.K.Loan Hospital, Kota | Radiant Heat Warmer | Model Not Available | 3000046835 | Functional | Others
28990 | J.K.Loan Hospital, Kota | Radiant Heat Warmer | Model Not Available | 3000046837 | Functional | Others
28991 | Setellite Hospital Banipark Satellite | Weighing Machine | Precision Goldtech | 100260885 | Functional | Others
28992 | Sultanpur Chc | Radiant Heat Warmer | Meditrin - Heat Warmer | 11/235 | Not in use | Others
28993 | Radhakisanpura Phc | Hemoglobin meter | Model Not Available | 3000230958 | Functional | Marienfeld
28994 | Gangori Hospital | Suction Machine | Model Not Available | 3000139583 | Functional | Others
28995 | Gangori Hospital | O.T. Light Double Dome | MODEL NOT AVAILABLE | 3000139603 | Functional | Others
28996 | Gangori Hospital | O.T. Light Double Dome | MODEL NOT AVAILABLE | 3000139609 | Functional | Others
28997 | Gangori Hospital | O.T. Light Double Dome | MODEL NOT AVAILABLE | 3000139613 | Functional | Others
28998 | Padampura Phc Jaipur | SPHYGMOMANOMETER(BP APPRATUS) | MODEL NOT AVAILABLE | 98134778 | Functional | Others
28999 | Gangori Hospital | Anesthesia Machine | MODEL NOT AVAILABLE | 101565 | Functional | Others
29000 | Gangori Hospital | Anesthesia Machine | MODEL NOT AVAILABLE | 101564 | Functional | Others
29001 | Gangori Hospital | Anesthesia Machine | MODEL NOT AVAILABLE | 101561 | Functional | Others
29002 | Padampura Phc Jaipur | Syringe Needle Destroyer | Model not available | 3000230603 | Functional | Others
29003 | Padampura Phc Jaipur | Syringe Needle Destroyer | Model not available | 3000230604 | Functional | Bhasin Sons Private Limited
29004 | Budsu Phc | Baby Weighing Machine | Model Not Available | 606 | Functional | Others
29005 | Jaitpur Phc Pali | Binocular Microscope | AMT 5A | 3000214336 | Functional | Others
29006 | Jaitpur Phc Pali | Binocular Microscope | Microlux - 16 | 3000214335 | Functional | Others
29007 | Gangori Hospital | Bi-pap Machine | MODEL NOT AVAILABLE | 3000139593 | Functional | Others
29008 | Govt Hospital Sojat Sdh | Syringe Needle Destroyer | Model not available | 3000214704 | Functional | Others
29009 | Budsu Phc | Radiant Heat Warmer | Model Not Available | 911/84 | Functional | Meditrin Instruments
29010 | Govt Hospital Sojat Sdh | Syringe Infusion Pump | SIMTEK - Infutek 405 | 3000214741 | Functional | Others
29011 | Jojawar Phc | Blood Cell Counter - 3 part | Model not available | 3000131503 | Functional | Others
29012 | Gangori Hospital | C-Arm Image Intensifier | Allengers - HF 49R | 10359 | Functional | Others
29013 | Marwa Phc | Fetal Doppler | MODEL NOT AVAILABLE | 3000222605 | Functional | Ajay Optical India
29014 | Jojawar Phc | Binocular Microscope | Model Not Available | 3000131505 | Functional | Others
29015 | Marwa Phc | Radiant Heat Warmer | Meditrin - Heat Warmer | 3000222606 | Functional | Meditrin Instruments
29016 | Budsu Phc | Radiant Heat Warmer | Zeal - RHW 2101A | 2564 | Functional | Zeal Medical Pvt Ltd
29017 | Budsu Phc | Glucometer | Model not available | A1110H-B67-0906 | Functional | Others
29018 | Marwa Phc | SPHYGMOMANOMETER(BP APPRATUS) | MODEL NOT AVAILABLE | 3000222609 | Functional | Others
29019 | Panchu Chc | FOOT OPERATED SUCTION MACHINE | MODEL NOT AVAILABLE | 2000035167 | Functional | Others
29020 | Kumawas Phc Jhunjhunu | Weighing Machine | MODEL NOT AVAILABLE | 3000141151 | Functional | Others
29021 | Srera Phc | Freezes | MODEL NOT AVAILABLE | INC141938737 | Functional | Others
29022 | Baleser Chc | Sahlis HB Meter | Model not available | 3000049730 | Functional | Others
29023 | Tb Hospital Jodhpur Medical Collage Hospital | Oxygen Concentrator | Model Not Available | 3000047960 | Functional | Others
29024 | Baleser Chc | Blood Mixer ( Roller Mixer ) | Model not available | 3000049732 | Functional | Others
29025 | Tb Hospital Jodhpur Medical Collage Hospital | Multi-Para Monitor | Model not available | 3000047965 | Functional | Others
29026 | Baleser Chc | Freezes | MODEL NOT AVAILABLE | 3000049748 | Functional | Others
29027 | Chamu Chc | Autoclave | Model not available | 3000049769 | Functional | Others
29028 | Baleser Chc | Ice lined refrigerator | Model Not Available | 3000049750 | Functional | Others
29029 | Bamarla Phc Barmer | FOOT OPERATED SUCTION MACHINE | MODEL NOT AVAILABLE | 3000042102 | Functional | Others
29030 | Baleser Chc | Syringe Needle Destroyer | Model not available | 3000049751 | Functional | Others
29031 | Baleser Chc | Oxygen Concentrator | BPL - OG 4203 | 3000049743 | Functional | Others
29032 | Borunda Chc | Blood Bank Refrigerator | Model not available | 3000054177 | Functional | Others
29033 | Chamu Chc | 300mA X-Ray Machine | Model not available | 3000049767 | Functional | Others
29034 | Baleser Chc | Phototherepy Unit | Fenam, Bilitron Sky 5006 | 3000049745 | Functional | Others
29035 | Chamu Chc | ECG Machine (Single Channel) | Model Not Available | 3000049771 | Functional | Others
29036 | Baleser Chc | FOGGING MACHINE | MODEL NOT AVAILABLE | 3000049754 | Functional | Others
29037 | Borunda Chc | Radiant Heat Warmer | Model Not Available | 3000054047 | Functional | Others
29038 | Borunda Chc | Radiant Heat Warmer | Zeal - RHW 2101A | 3000054165 | Functional | Others
29039 | Borunda Chc | Radiant Heat Warmer | Zeal - RHW 2101A | 3000054166 | Functional | Others
29040 | Kudan Chc | Semi Automated Chemistry Analyzer | Model not Available | 2000031792 | Functional | Others
29041 | Kaprda Phc | Radiant Heat Warmer | Model Not Available | 3000054105 | Functional | Others
29042 | Kaprda Phc | Blood Bank Refrigerator | Model not available | 3000054110 | Functional | Others
29043 | Ketukalla Phc | Radiant Heat Warmer | Model Not Available | 3000049755 | Functional | Others
29044 | Gangori Hospital | Multi-Para Monitor | Model not available | 50025 | Functional | Others
29045 | Gangori Hospital | Multi-Para Monitor | Model not available | 916 | Functional | Others
29046 | Mahatma Ghandhi Hospital Jodhpur | Blood Bank Refrigerator | Model not available | 3000122486 | Not in use | Others
29047 | Guda Endla Phc | Blood Bank Refrigerator | Model not available | 3000197170 | Functional | Others
29048 | Rohini Phc | FOOT OPERATED SUCTION MACHINE | MODEL NOT AVAILABLE | 2000036987 | Functional | Others
29049 | Sadri Chc | BLOOD DONOR COUCH | MODEL NOT AVAILABLE | 3000202724 | Functional | Others
29050 | Sumerpur Chc | Freezes | MODEL NOT AVAILABLE | 3000197971 | Functional | Others
29051 | Setellite Hospital Banipark Satellite | Weighing Machine | Crown | 2000024086 | Functional | Ramon Surgical Company
29052 | Bejapur Phc | Syringe Needle Destroyer | Model not available | 3000197247 | Functional | Others
29053 | Thur Phc | Binocular Microscope | Redical - RLX 48 | 22285 | Functional | Others
29054 | Sadri Chc | Hot Air Oven | Model not available | 3000202725 | Functional | Others
29055 | Bejapur Phc | SPHYGMOMANOMETER(BP APPRATUS) | MODEL NOT AVAILABLE | 3000197248 | Functional | Others
29056 | Sadri Chc | Glucometer | Model not available | 3000202726 | Functional | Others
29057 | Sadri Chc | Binocular Microscope | Model Not Available | 3000202728 | Functional | Others
29058 | Sadri Chc | Digital PH Meter | Model Not Available | 3000202729 | Functional | Others
29059 | Ramsar Chc | Incubator | MODEL NOT AVAILABLE | 3000122150 | Functional | Others
29060 | Thur Phc | Centrifuge Machine ( 8 Tube) | Model Not Available | 3000119572 | Functional | Others
29061 | Anandpur Kalu Phc | SPHYGMOMANOMETER(BP APPRATUS) | MODEL NOT AVAILABLE | 3000202110 | Functional | Others
29062 | Jhaab Phc | Labour Table | Model Not Available | 3000197010 | Functional | Others
29063 | Sadri Chc | Binocular Microscope | Model Not Available | 3000202732 | Functional | Others
29064 | Thur Phc | Spot Light ( Portable ) | Model Not Available | 3000119573 | Functional | Others
29065 | Jhaab Phc | Hemoglobin meter | Model Not Available | 3000197012 | Functional | Others
29066 | Sadri Chc | Hot Air Oven | Model not available | 3000202733 | Functional | Others
29067 | Ramsar Chc | Semi Automated Chemistry Analyzer | Robonik - Prietest Touch | 3000122152 | Functional | Others
29068 | Jhaab Phc | Binocular Microscope | Labomed - Vision 2000 | 81415 | Functional | Labovision India
29069 | Sadri Chc | Centrifuge Machine ( 4 Tube ) | Model not available | 4770 | Functional | Others
29070 | Anandpur Kalu Phc | SPHYGMOMANOMETER(BP APPRATUS) | MODEL NOT AVAILABLE | 3000202097 | Functional | Others
29071 | Jhaab Phc | Centrifuge Machine ( 4 Tube ) | Model not available | 3000197013 | Functional | Remi Electrotechnik Ltd
29072 | Bayana Chc | Monocular Microscope | Model not available | 890348 | Functional | Cmho Supply
29073 | Aspur Chc | Binocular Microscope | Microlux - 16 | 3000260065 | Functional | Ajay Optical India
29074 | Aspur Chc | Blood Bank Refrigerator | Model not available | 3000260058 | Functional | Remi Electrotechnik Ltd
29075 | Aspur Chc | Pulse Oxymeter | Comet - P (L and T) | 3000260072 | Functional | Larsen And Tourbo Ltd
29076 | Bayana Chc | Anesthesia Machine | MODEL NOT AVAILABLE | 20041876 | Functional | Cmho Supply
29077 | Bayana Chc | Defibrillator with Cardiac Monitor | Schiller - Defigard 400 | SchillerJ09D12J | Functional | Cmho Supply
29078 | Punjpur Chc | Blood Bank Refrigerator | Model not available | 3000260043 | Functional | Remi Electrotechnik Ltd
29079 | Bayana Chc | 300mA X-Ray Machine | GME - GMHF-32 | 3000236356 | Functional | General Medical Equipment
29080 | Poochhri Chc | Glucometer | Model not available | 3000236477 | Functional | Others
29081 | Chawanda Phc | Ice lined refrigerator | MK-140 | 3000049591 | Functional | Others
29082 | Pindawal Phc | Binocular Microscope | Model not available | 3000260103 | Functional | Others
29083 | Etawa Bhopaji Phc | SPHYGMOMANOMETER(BP APPRATUS) | MODEL NOT AVAILABLE | 13N0460 | Functional | Infinity Mediquip India
29084 | Etawa Bhopaji Phc | Instrument Sterilizer | Model Not Available | 3000222470 | Functional | Cmho Supply
29085 | Etawa Bhopaji Phc | Ice lined refrigerator | Model Not Available | 90406027 | Functional | Cmho Supply
29086 | Bhimganj Mandi Chc | Autoclave | Model not available | 3000130922 | Functional | Others
29087 | Rampura District Hospitalkota Dh | Syringe Infusion Pump | SIMTEK - Infutek 405 | 3000046694 | Functional | Others
29088 | Sultanpur Chc | Nebulizer | MODEL NOT AVAILABLE | 3000135354 | Functional | Others
29089 | Rampura District Hospitalkota Dh | Radiant Heat Warmer | Model Not Available | 3000046689 | Functional | Others
29090 | New Govt Medical College Kota | Ventilator | Model Not Available | 3000055156 | Functional | Others
29091 | Rampura District Hospitalkota Dh | Syringe Infusion Pump | SIMTEK - Infutek 405 | 3000046695 | Functional | Others
29092 | Kala Talab Phc | Instrument Sterilizer | Model Not Available | 3000130889 | Functional | Others
29093 | Kala Talab Phc | Ice lined refrigerator | MK - 142 | 3000130891 | Functional | Others
29094 | Kala Talab Phc | SPHYGMOMANOMETER(BP APPRATUS) | MODEL NOT AVAILABLE | 3000130894 | Functional | Others
29095 | Sultanpur Chc | Colorimeter | MODEL NOT AVAILABLE | 3000135365 | Functional | Others
29096 | Watika Phc | Glucometer | Model not available | 537 | Functional | A K Surgicals
29097 | Rampura District Hospitalkota Dh | Nebulizer | Aero | 3000046735 | Functional | Others
29098 | Peeth Phc | Blood Bank Refrigerator | Model not available | 3000210106 | Functional | Others
29099 | Kawas Chc | Pulse Oxymeter | Model Not Available | 3000117845 | Functional | Others
29100 | Bavadi Kalan Phc | Baby Weighing Machine | Model Not Available | 3000214361 | Functional | Others
29101 | Bavadi Kalan Phc | Nebulizer | MODEL NOT AVAILABLE | 3000214358 | Functional | Others
29102 | Gangori Hospital | Cautry Machine | Model Not Available | 1544 | Functional | Others
29103 | Marwa Phc | Syringe Needle Destroyer | Model not available | 3000222611 | Functional | Linco Scientific Instruments And Chemicals (P) Ltd
29104 | Marwa Phc | Syringe Needle Destroyer | Model not available | 3000222612 | Functional | Linco Scientific Instruments And Chemicals (P) Ltd
29105 | Marwa Phc | Syringe Needle Destroyer | Model not available | 3000222613 | Functional | Linco Scientific Instruments And Chemicals (P) Ltd
29106 | Marwa Phc | Syringe Needle Destroyer | Model not available | 3000222614 | Functional | Linco Scientific Instruments And Chemicals (P) Ltd
29107 | Marwa Phc | Syringe Needle Destroyer | Model not available | 3000222615 | Functional | Linco Scientific Instruments And Chemicals (P) Ltd
29108 | Gangori Hospital | Defibrillator | MODEL NOT AVAILABLE | 3000139610 | Functional | Others
29109 | Gangori Hospital | Defibrillator | MODEL NOT AVAILABLE | 3000139647 | Functional | Others
29110 | Chenda Phc | Suction Machine | Model Not Available | 3000214309 | Functional | Others
29111 | Bar Phc | Radiant Heat Warmer | Meditrin - Heat Warmer | 3000202207 | Functional | Others
29112 | Chenda Phc | Suction Machine | Model Not Available | 3000214308 | Functional | Others
29113 | Bar Phc | Suction Machine | Model Not Available | 3000202209 | Functional | Others
29114 | Dhamli Phc | Spot Light ( Portable ) | Model Not Available | 3000202316 | Not in use | Others
29115 | Bar Phc | Binocular Microscope | BLS 116 | 3000202222 | Functional | Others
29116 | Chenda Phc | SPHYGMOMANOMETER(BP APPRATUS) | MODEL NOT AVAILABLE | 3000214329 | Functional | Others
29117 | Bar Phc | Freezes | MODEL NOT AVAILABLE | 3000202217 | Functional | Others
29118 | Chenda Phc | Radiant Heat Warmer | Zeal - RHW 2101A | 3000214311 | Functional | Others
29119 | Bar Phc | Blood Bank Refrigerator | Model not available | 3000202218 | Functional | Others
29120 | Shri Balaji Phc | Hemoglobin meter | Model Not Available | 2000030574 | Functional | Others
29121 | Madhorajpura Phc | Spot Light ( Portable ) | Model Not Available | 3000265065 | Functional | Others
29122 | Madhorajpura Phc | Spot Light ( Portable ) | Model Not Available | 3000265067 | Functional | Others
29123 | Kalayanpur Chc | Radiant Heat Warmer | Meditrin - Heat Warmer | 3000134458 | Functional | Others
29124 | Gangori Hospital | SPHYGMOMANOMETER(BP APPRATUS) | MODEL NOT AVAILABLE | 16130422001768 | Functional | Others
29125 | J S Dam Phc | SPHYGMOMANOMETER(BP APPRATUS) | MODEL NOT AVAILABLE | 300055745 | Functional | Others
29126 | Napsar Chc | ELECTRIC OT TABLE | MODEL NOT AVAILABLE | 3000042016 | Functional | Others
29127 | Sri Dungargarh Chc | VDRL Rotator (Rotor and Shaker) | Model Not Available | 3000045033 | Functional | Others
29128 | District Hospital Jalore Dh | Hot Air Oven | Model not available | 3000045829 | Functional | Others
29129 | District Hospital Jalore Dh | Blood Bank Refrigerator | Model not available | 3000045830 | Functional | Others
29130 | Tb Hospital Jodhpur Medical Collage Hospital | Radiant Heat Warmer | Zeal - RHW 2101A | 2000032983 | Functional | Others
29131 | Tb Hospital Jodhpur Medical Collage Hospital | Radiant Heat Warmer | Zeal - RHW 2101A | 2000032982 | Functional | Others
29132 | Tb Hospital Jodhpur Medical Collage Hospital | Radiant Heat Warmer | Zeal - RHW 2101A | 2000032984 | Functional | Others
29133 | Tb Hospital Jodhpur Medical Collage Hospital | Radiant Heat Warmer | Zeal - RHW 2101A | 2000032985 | Functional | Others
29134 | Bajju Chc | Radiant Heat Warmer | Zeal - RHW 2101A | 3000045368 | Functional | Others
29135 | Bajju Chc | Radiant Heat Warmer | Zeal - RHW 2101A | 3000045369 | Functional | Others
29136 | Tb Hospital Jodhpur Medical Collage Hospital | Syringe Needle Destroyer | Microsil ND 20 | 2000032988 | Functional | Others
29137 | Ketukalla Phc | Syringe Needle Destroyer | Model not available | 2000033176 | Functional | Others
29138 | Akkasar Phc | Syringe Needle Destroyer | Model not available | 3000042352 | Functional | Others
29139 | Someser Phc | Freezes | MODEL NOT AVAILABLE | 3000049820 | Functional | Others
29140 | Someser Phc | Freezes | MODEL NOT AVAILABLE | 3000049821 | Functional | Others
29141 | Someser Phc | Syringe Needle Destroyer | Model not available | 3000049825 | Not in use | Others
29142 | Someser Phc | Syringe Needle Destroyer | Model not available | 3000049826 | Not in use | Others
29143 | Someser Phc | Syringe Needle Destroyer | Model not available | 3000049827 | Not in use | Others
29144 | Someser Phc | Syringe Needle Destroyer | Model not available | 3000049828 | Not in use | Others
29145 | Bayana Chc | ECG Machine (Three Channel ) | BPL - Cardiart 1608T | AUMJ746579 | Functional | Cmho Supply
29146 | Bayana Chc | Suction Machine | Model Not Available | 3000236492 | Functional | Cmho Supply
29147 | Bayana Chc | Oxygen Concentrator | Model Not Available | 3000236367 | Functional | Cmho Supply
29148 | Kudan Chc | ELECTRIC OT TABLE | MODEL NOT AVAILABLE | 2000031777 | Functional | Others
29149 | Kudan Chc | Autoclave | Model not available | 2000031776 | Functional | Others
29150 | Bhopalgarh Chc | Multi-Para Monitor | Model not available | 3000054320 | Functional | Others
29151 | Saiwar Shahpura Phc | Weighing Machine | MODEL NOT AVAILABLE | 2000025505 | Functional | Others
29152 | Bhinmal Chc | FOOT OPERATED SUCTION MACHINE | MODEL NOT AVAILABLE | 3000119997 | Functional | Cmho Supply
29153 | Ramsar Chc | Monocular Microscope | Model not available | 3000122151 | Functional | Others
29154 | Jawali Phc | SPHYGMOMANOMETER(BP APPRATUS) | MODEL NOT AVAILABLE | 3000197553 | Functional | Others
29155 | Bhinmal Chc | Autoclave | Model not available | V-319 | Functional | Reliance Instruments Corporation
29156 | Sata Phc | Syringe Needle Destroyer | Model not available | 3000214420 | Functional | Others
29157 | Saiwar Shahpura Phc | Baby Weighing Machine | Model Not Available | 2000025506 | Functional | Others
29158 | Jawali Phc | Radiant Heat Warmer | Model Not Available | 3000197557 | Functional | Others
29159 | Banklee Phc | Blood Bank Refrigerator | Model not available | 3000197880 | Functional | Others
29160 | Mahatma Ghandhi Hospital Jodhpur | Hot Air Oven | YSI-431 | 3000122493 | Functional | Others
29161 | Sata Phc | Ice lined refrigerator | HBC-70 | 3000214415 | Functional | Others
29162 | Karda Phc | Plasma Sterilizer | MODEL NOT AVAILABLE | 3000119789 | Functional | Others
29163 | Maharana Bhopal Govt Hospital Medical Collage | Multi-Para Monitor | Model not available | A11S3258 | Functional | Others
29164 | Dungri Phc | Binocular Microscope | Model Not Available | 3000197071 | Functional | Others
29165 | Falka Phc | Centrifuge Machine ( 16 Tube ) | Model not available | 3000202129 | Functional | Others
29166 | Dungri Phc | Ice lined refrigerator | HBC-70 | 3000197076 | Functional | Cmho Supply
29167 | Khadin Phc | Centrifuge Machine ( 8 Tube) | Model Not Available | 3000122145 | Functional | Others
29168 | Dungri Phc | Freezes | Crown | 3000119 | Functional | Others
29169 | Sawau Padam Singh Phc | SPHYGMOMANOMETER(BP APPRATUS) | MODEL NOT AVAILABLE | 3000117907 | Not in use | Others
29170 | Denda Phc | Binocular Microscope | Model Not Available | 3000214037 | Functional | Others
29171 | Sumerpur Chc | Syringe Needle Destroyer | Model not available | 3000197849 | Functional | Others
29172 | Thur Phc | FOOT OPERATED SUCTION MACHINE | MODEL NOT AVAILABLE | 3000119577 | Functional | Others
29173 | Dungri Phc | FOOT OPERATED SUCTION MACHINE | MODEL NOT AVAILABLE | 3000197080 | Functional | Surgicoin Medequip Pvt Ltd
29174 | Sumerpur Chc | Ice lined refrigerator | Model Not Available | 3000197851 | Functional | Others
29175 | Sumerpur Chc | Blood Bank Refrigerator | Model not available | 3000197852 | Functional | Others
29176 | Khadin Phc | SPHYGMOMANOMETER(BP APPRATUS) | MODEL NOT AVAILABLE | 3000122148 | Functional | Oertli Instrumente Ag
29177 | Rampura District Hospitalkota Dh | Nebulizer | Aero | 3000046736 | Functional | Others
29178 | Rampura District Hospitalkota Dh | Nebulizer | Aero | 3000046737 | Functional | Others
29179 | Rampura District Hospitalkota Dh | Nebulizer | Aero | 3000046738 | Functional | Others
29180 | Rampura District Hospitalkota Dh | Nebulizer | Aero | 3000046745 | Functional | Others
29181 | Rampura District Hospitalkota Dh | Nebulizer | Aero | 3000046746 | Functional | Others
29182 | Julmi Phc | Incubator | MODEL NOT AVAILABLE | 3000261030 | Functional | Others
29183 | Sultanpur Chc | Incubator | MODEL NOT AVAILABLE | 3000135371 | Functional | Others
29184 | Rampura District Hospitalkota Dh | Syringe Infusion Pump | Model not available | 3000046747 | Functional | Others
29185 | Rampura District Hospitalkota Dh | Syringe Infusion Pump | Model not available | 3000046748 | Functional | Others
29186 | Rampura District Hospitalkota Dh | Syringe Infusion Pump | Model not available | 3000046749 | Functional | Others
29187 | Rampura District Hospitalkota Dh | Syringe Infusion Pump | Model not available | 3000046750 | Functional | Others
29188 | Rampura District Hospitalkota Dh | Syringe Infusion Pump | Model not available | 3000046751 | Functional | Others
29189 | Rampura District Hospitalkota Dh | Syringe Infusion Pump | Model not available | 3000046752 | Functional | Others
29190 | Rampura District Hospitalkota Dh | Syringe Infusion Pump | Model not available | 3000046753 | Functional | Others
29191 | Julmi Phc | Baby Weighing Machine | Crown | 3000261036 | Functional | Others
29192 | Julmi Phc | Baby Weighing Machine | Crown | 3000261039 | Functional | Others
29193 | Watika Phc | SPHYGMOMANOMETER(BP APPRATUS) | MODEL NOT AVAILABLE | 98119182 | Functional | A K Surgicals
29194 | Watika Phc | SPHYGMOMANOMETER(BP APPRATUS) | MODEL NOT AVAILABLE | 3000086925 | Functional | A K Surgicals
29195 | New Govt Medical College Kota | Centrifuge Machine (24 Tubes) | Model no available | 3000055235 | Functional | Others
29196 | Jaisinghpura Khor Chc | Radiant Heat Warmer | Zeal - RHW 2101A | RHW2101A1091311874 | Functional | Cmho Supply
29197 | New Govt Medical College Kota | Binocular Microscope | Model Not Available | 3000055234 | Functional | Others
29198 | Govind Nagar Phc | Monocular Microscope | RMH-4 | 3000130899 | Functional | Others
29199 | Jaisinghpura Khor Chc | Semi Automated Chemistry Analyzer | Model not Available | 796 | Functional | Cmho Supply
29200 | Jaisinghpura Khor Chc | Binocular Microscope | RXL-4B | 28952 | Functional | Cmho Supply
29201 | Jaisinghpura Khor Chc | Centrifuge Machine ( 8 Tube) | REMI - C 854/8 | JELC11C91 | Functional | Remi Electrotechnik Ltd
29202 | Mawasa Phc Kota | Weighing Machine | Crown | 3000135800 | Functional | Others
29203 | Kelnor Phc | 300mA X-Ray Machine | Model not available | 3000214383 | Functional | Others
29204 | Gida Phc | Pulse Oxymeter | Model Not Available | 3000117977 | Functional | Others
29205 | Gangori Hospital | SPHYGMOMANOMETER(BP APPRATUS) | MODEL NOT AVAILABLE | 3000139585 | Functional | Others
29206 | Gangori Hospital | SPHYGMOMANOMETER(BP APPRATUS) | MODEL NOT AVAILABLE | 3000139586 | Functional | Others
29207 | Gangori Hospital | SPHYGMOMANOMETER(BP APPRATUS) | MODEL NOT AVAILABLE | 3000139587 | Functional | Others
29208 | Ghanarao Phc Pali | SPHYGMOMANOMETER(BP APPRATUS) | MODEL NOT AVAILABLE | 3000197670 | Functional | Others
29209 | Ghanarao Phc Pali | Labour Table | Model Not Available | 3000197674 | Functional | Others
29210 | Gangori Hospital | Weighing Machine | MODEL NOT AVAILABLE | 3000139634 | Functional | Others
29211 | Ghanarao Phc Pali | Freezes | MODEL NOT AVAILABLE | 3000197675 | Functional | Others
29212 | Ghanarao Phc Pali | Syringe Needle Destroyer | Model not available | 3000197677 | Functional | Others
29213 | Kalayanpur Chc | Blood Mixer ( Roller Mixer ) | Victoria DX | 3000141294 | Functional | Crown Digital Scales Inc
29214 | Gangori Hospital | Fiberoptic Laryngoscope | Model Not Available | 3000139633 | Functional | Others
29215 | Sakhun Phc | Glucometer | Model not available | G02A12I1804523 | Functional | Metro Traiding Corporation
29216 | Dabeech Phc Block Phagi | Weighing Machine | MODEL NOT AVAILABLE | 3000265051 | Functional | Others
29217 | Gangori Hospital | Syringe Needle Destroyer | Model not available | 712144 | Functional | Others
29218 | Gangori Hospital | Syringe Needle Destroyer | Model not available | 712145 | Functional | Others
29219 | Kalayanpur Chc | Binocular Microscope | Model Not Available | 38515 | Not in use | Others
29220 | Mandawari Phc | Suction Machine | Model Not Available | 3000222719 | Functional | Cmho Supply
29221 | Kalayanpur Chc | Syringe Needle Destroyer | Model not available | 3000134446 | Functional | Others
29222 | Khudikalaan Phc | SPHYGMOMANOMETER(BP APPRATUS) | MODEL NOT AVAILABLE | 2000028863 | Functional | Others
29223 | Khudikalaan Phc | Freezes | MODEL NOT AVAILABLE | 2000028864 | Functional | Others
29224 | Dhakree Phc | Monocular Microscope | Model not available | 3000214290 | Functional | Others
29225 | 1 Lsm Phc Ganganagar | Syringe Needle Destroyer | Model not available | 3000197869 | Functional | Others
29226 | Dhakree Phc | Ice lined refrigerator | HBC-70 | 3000214302 | Functional | Others
29227 | Kolishiya Chc Jhunjhunu | Fetal Doppler | MODEL NOT AVAILABLE | 2014FQ1045 | Functional | Others
29228 | District Hospital Jalore Dh | Incubator | MODEL NOT AVAILABLE | 2000035999 | Functional | Others
29229 | Sri Dungargarh Chc | Binocular Microscope | Labomed - Vision 2000 | 3000045035 | Functional | Others
29230 | Napsar Chc | Intensive Care Bed | Model Not Available | 8570 | Functional | Others
29231 | J S Dam Phc | Blood Bank Refrigerator | Model not available | 300055756 | Functional | Others
29232 | J S Dam Phc | Ice lined refrigerator | HBC-70 | 3000055757 | Functional | Others
29233 | Khudikalaan Phc | Incubator | MODEL NOT AVAILABLE | 2000028868 | Functional | Others
29234 | Raithal Phc Bundi | Freezes | MODEL NOT AVAILABLE | 3000046150 | Functional | Others
29235 | Berasar Phc Bikaner | Sahlis HB Meter | Model not available | 3000045224 | Functional | Others
29236 | Tb Hospital Jodhpur Medical Collage Hospital | Syringe Needle Destroyer | GL-254AMG5 | 3000122520 | Functional | Others
29237 | Gangori Hospital | Glucometer | Model not available | 3000139756 | Functional | Others
29238 | Gangori Hospital | Fiberoptic Laryngoscope | Model Not Available | 3000139754 | Functional | Others
29239 | Khoh Phc | Ice lined refrigerator | Model Not Available | 3000236515 | Functional | Others
29240 | Kudan Chc | Suction Machine | Model Not Available | 2000031779 | Functional | Others
29241 | Januthar Phc | Glucometer | Model not available | 3000236506 | Functional | Others
29242 | Kudan Chc | ECG Machine (Single Channel) | Model Not Available | 2000031765 | Functional | Others
29243 | Januthar Phc | Blood Bank Refrigerator | Model not available | 3000236509 | Functional | Cmho Supply
29244 | Bhopalgarh Chc | Binocular Microscope | Model Not Available | 3000054358 | Functional | Others
29245 | Dantaramgarh Phc Sikar | Emergeny First Aid Kit | Medisys | 2000037385 | Functional | Others
29246 | Beswa Chc | Micropipettes | MODEL NOT AVAILABLE | 2000037509 | Functional | Others
29247 | Deeg Chc | Ophthalmoscope | Model Not Available | 3000236305 | Functional | Others
29248 | Bhopalgarh Chc | Autoclave | Model not available | 3000054361 | Functional | Others
29249 | Bhikamkor Phc | Centrifuge Machine ( 4 Tube ) | Model not available | 3000049673 | Functional | Others
29250 | Bhopalgarh Chc | Defibrillator | MODEL NOT AVAILABLE | 3000054363 | Functional | Others
29251 | Badakhera Phc | Freezes | VKE204 | 3000049239 | Functional | Others
29252 | Dist Hospital Barmer Dh | Defibrillator | MODEL NOT AVAILABLE | 3000124591 | Functional | Others
29253 | Dist Hospital Barmer Dh | Defibrillator | MODEL NOT AVAILABLE | 3000124590 | Functional | Others
29254 | Badakhera Phc | Radiant Heat Warmer | Zeal - RHW 2101A | 3000049240 | Functional | Others
29255 | Dungri Phc | Baby Weighing Machine | Crown | 3000197083 | Functional | Ramon Surgical Company
29256 | Daspan Phc | Ice lined refrigerator | HBC-70 | 3000119735 | Functional | Cmho Supply
29257 | Thur Phc | FOOT OPERATED SUCTION MACHINE | PZB 22 | 66231 | Functional | Others
29258 | B.D.K. Hospital Jhunjhunu Dh | Pulse Oxymeter | MEDITEC P201 | 101920200003 | Functional | Others
29259 | Falka Phc | Syringe Needle Destroyer | Model not available | 3000202123 | Functional | Others
29260 | Karwara Phc | Glucometer | Model not available | 3000119803 | Functional | Others
29261 | Pareu Phc | Binocular Microscope | BLS 116 | 3000117941 | Functional | Others
29262 | Pareu Phc | Centrifuge Machine ( 8 Tube) | Model Not Available | 3000117942 | Functional | Others
29263 | Karwara Phc | Hemoglobin meter | Model Not Available | 3000119804 | Functional | Others
29264 | Karwara Phc | Ice lined refrigerator | Model Not Available | 90506093 | Functional | Others
29265 | Thur Phc | Ice lined refrigerator | HBC-70 | 3000119580 | Functional | Others
29266 | Pareu Phc | Blood Bank Refrigerator | MF114 | 3000117948 | Functional | Others
29267 | Pareu Phc | SPHYGMOMANOMETER(BP APPRATUS) | MODEL NOT AVAILABLE | 3000117949 | Functional | Others
29268 | Khairwa Phc | Baby Weighing Machine | Model Not Available | 3000197181 | Functional | Others
29269 | Thur Phc | Baby Weighing Machine | Crown | 3000119581 | Functional | Others
29270 | Mundara Phc | Syringe Needle Destroyer | Microsil - ND350 | 3000197382 | Functional | Others
29271 | Khairwa Phc | FOOT OPERATED SUCTION MACHINE | MODEL NOT AVAILABLE | 3000197182 | Functional | Others
29272 | Karwara Phc | Baby Weighing Machine | Crown | 3000119799 | Functional | Others
29273 | Khairwa Phc | Binocular Microscope | Model Not Available | 3000197186 | Functional | Others
29274 | Mundara Phc | Spot Light ( Portable ) | Model Not Available | 3000197387 | Functional | Others
29275 | Mundara Phc | Freezes | MODEL NOT AVAILABLE | 3000197393 | Functional | Others
29276 | Khairwa Phc | Centrifuge Machine ( 12 Tube ) | Model Not Available | 3000197187 | Functional | Others
29277 | Sumerpur Chc | Binocular Microscope | Model Not Available | 6766 | Functional | Others
29278 | Mundara Phc | Syringe Needle Destroyer | Model not available | 3000197395 | Functional | Others
29279 | Khairwa Phc | Syringe Needle Destroyer | Model not available | 3000197188 | Functional | Others
29280 | Sawau Padam Singh Phc | Syringe Needle Destroyer | Microsil ND 20 | 3000117914 | Functional | Others
29281 | Sinsini Phc | Syringe Needle Destroyer | Model not available | 3000236524 | Functional | Others
29282 | Deeg Chc | Fetal Doppler | MODEL NOT AVAILABLE | 3000236365 | Functional | Cmho Supply
29283 | Deeg Chc | Radiant Heat Warmer | Zeal - RHW 2101A | 704 | Functional | Zeal Medical Pvt Ltd
29284 | Deeg Chc | Radiant Heat Warmer | Zeal - RHW 2101A | 705 | Functional | Zeal Medical Pvt Ltd
29285 | Deeg Chc | Radiant Heat Warmer | Zeal - RHW 2101A | 706 | Functional | Zeal Medical Pvt Ltd
29286 | Deeg Chc | SPHYGMOMANOMETER(BP APPRATUS) | MODEL NOT AVAILABLE | 3000236302 | Functional | Cmho Supply
29287 | Deeg Chc | SPHYGMOMANOMETER(BP APPRATUS) | MODEL NOT AVAILABLE | 3000236301 | Functional | Cmho Supply
29288 | Deeg Chc | SPHYGMOMANOMETER(BP APPRATUS) | MODEL NOT AVAILABLE | 3000236300 | Functional | Cmho Supply
29289 | Deeg Chc | SPHYGMOMANOMETER(BP APPRATUS) | MODEL NOT AVAILABLE | 3000236299 | Functional | Cmho Supply
29290 | Deeg Chc | SPHYGMOMANOMETER(BP APPRATUS) | MODEL NOT AVAILABLE | 3000236298 | Functional | Cmho Supply
29291 | Deeg Chc | SPHYGMOMANOMETER(BP APPRATUS) | MODEL NOT AVAILABLE | 3000236297 | Functional | Cmho Supply
29292 | Deeg Chc | Pulse Oxymeter | Model Not Available | 3000236340 | Functional | Recorders And Medicaresystems Pvt Ltd
29293 | New Govt Medical College Kota | Defibrillator | MODEL NOT AVAILABLE | 3000055152 | Functional | Others
29294 | Setellite Hospital Banipark Satellite | Weighing Machine | MODEL NOT AVAILABLE | 2000024010 | Functional | Bhaseen Health Products Pvt Ltd
29295 | Deeg Chc | Radiant Heat Warmer | Meditrin - Heat Warmer | 3000236362 | Functional | Remi Electrotechnik Ltd
29296 | Deeg Chc | Radiant Heat Warmer | Meditrin - Heat Warmer | 3000236361 | Functional | Remi Electrotechnik Ltd
29297 | J.K.Loan Hospital, Kota | Syringe Infusion Pump | Model not available | 3000055861 | Functional | Others
29298 | J.K.Loan Hospital, Kota | Syringe Infusion Pump | Model not available | 3000055862 | Functional | Others
29299 | J.K.Loan Hospital, Kota | Syringe Infusion Pump | Model not available | 3000055863 | Functional | Others
29300 | Rampura District Hospitalkota Dh | Radiant Heat Warmer | Meditrin - Heat Warmer | 3000046687 | Functional | Others
29301 | Kala Talab Phc | Centrifuge Machine ( 4 Tube ) | Remi 4C | 3000130883 | Functional | Others
29302 | Kala Talab Phc | Digital Photo Calorimeter | Model not available | 3000130884 | Functional | Others
29303 | Rampura District Hospitalkota Dh | Instrument Sterilizer | Model Not Available | 3000046683 | Functional | Others
29304 | New Govt Medical College Kota | Multi-Para Monitor | Star 55 | 3000055177 | Functional | Others
29305 | New Govt Medical College Kota | Nebulizer | MODEL NOT AVAILABLE | 3000055176 | Functional | Others
29306 | Rampura District Hospitalkota Dh | 100mA X-Ray Machine | Model not available | 3000046668 | Functional | Others
29307 | Falna Phc | Binocular Microscope | Model Not Available | 3000197196 | Functional | Others
29308 | Udaipurwara Phc | Binocular Microscope | Microlux - 16 | 3000207771 | Functional | Others
29309 | Bhawar Phc | Binocular Microscope | Model Not Available | 3000214448 | Functional | Others
29310 | Kawas Chc | Defibrillator | MODEL NOT AVAILABLE | 3000117839 | Functional | Others
29311 | Bhawar Phc | SPHYGMOMANOMETER(BP APPRATUS) | MODEL NOT AVAILABLE | 3000214445 | Functional | Others
29312 | Dehlala Phc Jaipur-2 | Weighing Machine | MODEL NOT AVAILABLE | 3000230885 | Functional | Others
29313 | Bali Chc | 100mA X-Ray Machine | Model not available | 3000197399 | Functional | Others
29314 | Bali Chc | FOOT OPERATED SUCTION MACHINE | MODEL NOT AVAILABLE | 3000197400 | Functional | Others
29315 | Bijraad Phc | Suction Machine | Model Not Available | 3000214498 | Functional | Others
29316 | Desuri Chc | Glucometer | Model not available | 3000197702 | Functional | Others
29317 | Saran Phc | Radiant Heat Warmer | Model Not Available | 3000202585 | Functional | Others
29318 | Radhakisanpura Phc | Instrument Sterilizer | Model Not Available | 3000230941 | Functional | Others
29319 | Saran Phc | Syringe Needle Destroyer | Model not available | 3000202587 | Functional | Others
29320 | Saran Phc | Syringe Needle Destroyer | Model not available | 3000202589 | Functional | Others
29321 | Saran Phc | Syringe Needle Destroyer | Model not available | 3000214016 | Functional | Others
29322 | Saran Phc | Syringe Needle Destroyer | Model not available | 3000214017 | Functional | Others
29323 | Saran Phc | Syringe Needle Destroyer | Model not available | 3000214018 | Functional | Others
29324 | Bhimra Phc | Binocular Microscope | Microlux - 16 | 3000117887 | Functional | Others
29325 | Radhakisanpura Phc | Syringe Needle Destroyer | Microsil - ND350 | 8759 | Functional | Linco Scientific Instruments And Chemicals (P) Ltd
29326 | Saran Phc | Freezes | MODEL NOT AVAILABLE | 3000202573 | Functional | Others
29327 | Saran Phc | Freezes | MODEL NOT AVAILABLE | 3000214015 | Functional | Others
29328 | Bhimra Phc | Autoclave | Model not available | 3000117897 | Functional | Others
29329 | Radhakisanpura Phc | Syringe Needle Destroyer | Microsil ND 20 | 3000230945 | Functional | Cmho Supply
29330 | Saran Phc | SPHYGMOMANOMETER(BP APPRATUS) | MODEL NOT AVAILABLE | 3000202575 | Functional | Others
29331 | Saran Phc | SPHYGMOMANOMETER(BP APPRATUS) | MODEL NOT AVAILABLE | 3000202577 | Functional | Others
29332 | Desuri Chc | SPHYGMOMANOMETER(BP APPRATUS) | Model not available | 3000281495 | Functional | Others
29333 | Desuri Chc | Sahlis HB Meter | Model not available | 3000197703 | Functional | Others
29334 | Rbm Hospital Bharatpur Dh | Dental Chair Unit | Model Not Available | 3000086009 | Functional | Others
29335 | Govt Hospital Nasirabad Sdh | Phototherepy Unit | MODEL NOT AVAILABLE | 3000047617 | Functional | Others
29336 | Govt Hospital Nasirabad Sdh | Phototherepy Unit | MODEL NOT AVAILABLE | 3000047618 | Functional | Others
29337 | Govt Hospital Nasirabad Sdh | Phototherepy Unit | MODEL NOT AVAILABLE | 3000047621 | Functional | Others
29338 | Badisadri Chc | Blood Bank Refrigerator | Model not available | 3000208049 | Functional | Others
29339 | Badisadri Chc | Blood Bank Refrigerator | Model not available | 3000208083 | Functional | Others
29340 | Badisadri Chc | Blood Bank Refrigerator | Model not available | 3000208082 | Functional | Others
29341 | Badisadri Chc | Baby Weighing Machine | Model Not Available | 3000208056 | Functional | Others
29342 | Badisadri Chc | Baby Weighing Machine | Model Not Available | 3000208057 | Functional | Others
29343 | Badisadri Chc | Baby Weighing Machine | Model Not Available | 3000208075 | Functional | Others
29344 | Badisadri Chc | Baby Weighing Machine | Model Not Available | 3000208084 | Functional | Others
29345 | Kaithun Chc | Syringe Needle Destroyer | Nulife - Dots | 3000130932 | Functional | Others
29346 | Charbhuja Chc | Sahlis HB Meter | Model not available | 3000209578 | Functional | Others
29347 | New Govt Medical College Kota | Dialysis Unit | MODEL NOT AVAILABLE | 3000130033 | Functional | Others
29348 | New Govt Medical College Kota | Suction Machine | Model Not Available | 3000130034 | Functional | Others
29349 | Govt Hospital Nasirabad Sdh | A Scan Ultrasonic Biometer | Model Not Available | 3000047730 | Functional | Others
29350 | Charbhuja Chc | Syringe Needle Destroyer | Microsil ND 20 | 3000209581 | Functional | Others
29351 | Charbhuja Chc | Labour Table | Model Not Available | 3000209583 | Functional | Others
29352 | Kaithun Chc | Blood Bank Refrigerator | Model not available | 3000130970 | Functional | Others
29353 | Badali Phc | Centrifuge Machine ( 4 Tube ) | REMI - C852 | 3000049046 | Functional | Others
29354 | Megpur Phc | SPHYGMOMANOMETER(BP APPRATUS) | MODEL NOT AVAILABLE | 98134426 | Functional | Others
29355 | Megpur Phc | Centrifuge Machine ( 4 Tube ) | Model not available | 3000218899 | Functional | Others
29356 | Kundera Chc Sawai Madhopur | SPHYGMOMANOMETER(BP APPRATUS) | MODEL NOT AVAILABLE | 98130606 | Functional | Others
29357 | Kundera Chc Sawai Madhopur | SPHYGMOMANOMETER(BP APPRATUS) | MODEL NOT AVAILABLE | 2000020760 | Functional | Others
29358 | Rashmi Chc | Instrument Sterilizer | Model Not Available | 3000208230 | Functional | Others
29359 | Rashmi Chc | Instrument Sterilizer | Model Not Available | 3000208244 | Functional | Others
29360 | Sms Hospital | Monocular Microscope | Model not available | 110740566 | Functional | Labomed
29361 | Sms Hospital | Monocular Microscope | Model not available | 110740578 | Functional | Labomed
29362 | Sms Hospital | Monocular Microscope | Model not available | 110740344 | Functional | Labomed
29363 | Sms Hospital | Monocular Microscope | Model not available | 110740583 | Functional | Labomed
29364 | Sms Hospital | Monocular Microscope | Model not available | 110740342 | Functional | Labomed
29365 | Sms Hospital | Monocular Microscope | Model not available | 110740492 | Functional | Labomed
29366 | Sms Hospital | Monocular Microscope | Model not available | 110740201 | Functional | Labomed
29367 | Amet Chc | Centrifuge Machine ( 8 Tube) | Model Not Available | 3000209318 | Functional | Others
29368 | Saloda Phc | SPHYGMOMANOMETER(BP APPRATUS) | MODEL NOT AVAILABLE | 3000262500 | Functional | Others
29369 | Saloda Phc | SPHYGMOMANOMETER(BP APPRATUS) | MODEL NOT AVAILABLE | 3000262503 | Functional | Others
29370 | Saloda Phc | Spot Light ( Portable ) | Model Not Available | 3000262504 | Functional | Others
29371 | Jhalo Ki Madar Chc | Binocular Microscope | Model Not Available | 3000262466 | Functional | Others
29372 | Rasulpur Phc | SPHYGMOMANOMETER(BP APPRATUS) | MODEL NOT AVAILABLE | 112OCT1426355 | Functional | Surgident (India)
29373 | Rasulpur Phc | Blood Bank Refrigerator | Model not available | OBZA7UOZ17 | Functional | Haier Appliances India Pvt
29374 | M B S Hospital Kota | O.T. Light Single Dome | MODEL NOT AVAILABLE | 3000046945 | Functional | Others
29375 | Rasulpur Phc | Syringe Needle Destroyer | Nulife - Dots | 3000218663 | Non Functional Repairable | Mrk Healthcare Pvt Ltd Delhi
29376 | Rasulpur Phc | SPHYGMOMANOMETER(BP APPRATUS) | MODEL NOT AVAILABLE | 3000218671 | Non Functional Repairable | Others
29377 | Dadabari Chc | Semi Automated Chemistry Analyzer | Model not Available | 3000135226 | Functional | Others
29378 | J.K.Loan Hospital, Kota | Radiant Heat Warmer | Meditrin - Heat Warmer | 3000046805 | Functional | Others
29379 | Rasulpur Phc | SPHYGMOMANOMETER(BP APPRATUS-Digital) | Model Not Available | 3000218675 | Functional | Others
29380 | Baar Phc | Micropipettes | MODEL NOT AVAILABLE | 3000209773 | Functional | Others
29381 | Jln Central Store Medical College | Monocular Microscope | Model not available | 141174640 | Functional | Others
29382 | Jln Central Store Medical College | Monocular Microscope | Model not available | 141174629 | Functional | Others
29383 | Jln Central Store Medical College | Monocular Microscope | Model not available | 80618919 | Functional | Others
29384 | Jln Central Store Medical College | Monocular Microscope | Model not available | 80618920 | Functional | Others
29385 | Jln Central Store Medical College | Monocular Microscope | Model not available | 80618921 | Functional | Others
29386 | Jln Central Store Medical College | Monocular Microscope | Model not available | 80618922 | Functional | Others
29387 | M B S Hospital Kota | Radiant Heat Warmer | Model Not Available | 3000046884 | Functional | Others
29388 | M B S Hospital Kota | Radiant Heat Warmer | Model Not Available | 3000046892 | Functional | Others
29389 | M B S Hospital Kota | Ice lined refrigerator | Model Not Available | 3000055801 | Functional | Others
29390 | Kurgaon Chc | Weighing Machine | MODEL NOT AVAILABLE | 3000138473 | Functional | Others
29391 | Sangod Chc | Semi Automated Chemistry Analyzer | CPC - STAT FAX 3300 | 3000135547 | Functional | Others
29392 | City Dispensary Chhawani Kota | Baby Weighing Machine | Model Not Available | 3000130159 | Functional | Others
29393 | City Dispensary Chhawani Kota | Baby Weighing Machine | Model Not Available | 3000130158 | Functional | Others
29394 | Bhiluda Phc | Binocular Microscope | Model Not Available | 3000126040 | Functional | Others
29395 | M B S Hospital Kota | Weighing Machine | MODEL NOT AVAILABLE | 3000055363 | Functional | Others
29396 | Baluhed Phc | Freezes | Kelvinator KGE 193 | 3000135714 | Functional | Others
29397 | Bankora Phc | Autoclave | Yorco : YSI - 401 | 3000207994 | Functional | Cmho Supply
29398 | Simliya Phc | Blood Bank Refrigerator | Model not available | 3000135260 | Functional | Others
29399 | Simliya Phc | Binocular Microscope | Model Not Available | 3000135265 | Functional | Others
29400 | Simliya Phc | Binocular Microscope | Model Not Available | 3000135266 | Functional | Others
29401 | Bambori Phc | Weighing Machine | Crown | 3000135379 | Functional | Others
29402 | Simliya Phc | Syringe Needle Destroyer | Model not available | 3000135268 | Functional | Others
29403 | Sangod Chc | Suction Machine | Model Not Available | 3000135575 | Functional | Others
29404 | Bambori Phc | Binocular Microscope | PZB 22 | 3000135381 | Functional | Others
29405 | Sangod Chc | Baby Weighing Machine | Crown | 3000135582 | Functional | Others
29406 | City Dispensary Kunhari Area | SPHYGMOMANOMETER(BP APPRATUS) | MODEL NOT AVAILABLE | 3000129715 | Functional | Others
29407 | Chadoli Phc | Spot Light ( Portable ) | Model Not Available | 3000260236 | Functional | Others
29408 | City Dispensary Kunhari Area | Freezes | MODEL NOT AVAILABLE | 3000129725 | Functional | Others
29409 | New Govt Medical College Kota | Pulse Oxymeter | Model Not Available | 3000121162 | Functional | Others
29410 | Rajpurbara Phc | SPHYGMOMANOMETER(BP APPRATUS) | MODEL NOT AVAILABLE | 3000046974 | Functional | Others
29411 | City Dispensary Chandraghata | Blood Bank Refrigerator | Model not available | 3000129730 | Functional | Others
29412 | City Dispensary Chandraghata | Blood Bank Refrigerator | Model not available | 3000129731 | Functional | Others
29413 | Ramganj Mandi Chc | Radiant Heat Warmer | Meditrin - Heat Warmer | 3000261062 | Functional | Others
29414 | Ramganj Mandi Chc | Phototherepy Unit | MODEL NOT AVAILABLE | 3000261060 | Functional | Others
29415 | Pipalda Phc | Baby Weighing Machine | Crown | 3000135448 | Functional | Others
29416 | Tiba Basai Phc | Centrifuge Machine ( 4 Tube ) | Model not available | 3000218726 | Functional | Others
29417 | Tiba Basai Phc | Binocular Microscope | Model Not Available | 3000218728 | Functional | Mlw Intermed
29418 | Tiba Basai Phc | Digital Photo Calorimeter | Model not available | 1969 | Functional | Others
29419 | Tiba Basai Phc | Glucometer | Easy Touch ET-101 | 101ZA004512 | Functional | Others
29420 | Chanana Phc | Weighing Machine | MODEL NOT AVAILABLE | 3000218457 | Functional | Others
29421 | Shimla Phc | Syringe Needle Destroyer | Model not available | 3000218842 | Functional | Bhasin Sons Private Limited
29422 | Shimla Phc | Ice lined refrigerator | Model Not Available | 3000218834 | Non Functional Repairable | Others
29423 | M G Hospital Banswara Dh | Blood Gas Analyzer (ABG Machine) | Cobas b 121 | 8886 | Functional | Roche Digital Pvt Ltd
29424 | Thathwadi Phc Jhunjhunu | Weighing Machine | MODEL NOT AVAILABLE | 3000218868 | Functional | Others
29425 | New Govt Medical College Kota | Multi-Para Monitor | INNOAVA | 3000055919 | Functional | Others
29426 | Bhim Chc | Spot Light ( Portable ) | Model Not Available | 3000262748 | Functional | Others
29427 | Pipali Ah Phc | Labour Table | Model Not Available | 3000209762 | Functional | Others
29428 | M B S Hospital Kota | Suction Machine | Model Not Available | 3000055332 | Functional | Others
29429 | New Govt Medical College Kota | Syringe Needle Destroyer | Model not available | 3000055136 | Functional | Others
29430 | Sultana Phc | Syringe Needle Destroyer | Microsil ND 20 | 3000218518 | Functional | Others
29431 | Bhim Chc | Hot Air Oven | Model not available | 3000262735 | Functional | Others
29432 | Bhim Chc | Hot Air Oven | Model not available | 3000262736 | Functional | Others
29433 | Mandawara Phc Kota | Binocular Microscope | AMT 5A | 3000135293 | Functional | Others
29434 | Bhim Chc | Semi Automated Chemistry Analyzer | Model not Available | 3000262730 | Functional | Others
29435 | Bhim Chc | Blood Cell Counter - 3 part | Model not available | 3000262731 | Functional | Others
29436 | Bhim Chc | Blood Cell Counter - 3 part | Model not available | 3000262734 | Functional | Others
29437 | Mandawara Phc Kota | Centrifuge Machine ( 4 Tube ) | Model not available | 3000135294 | Functional | Others
29438 | Mandawara Phc Kota | Ice lined refrigerator | MK-144 | 3000135298 | Functional | Others
29439 | Hindon Sdh | Radiant Heat Warmer | Meditrin - Heat Warmer | NRHM/WM09/197 | Functional | Meditrin Instruments
29440 | M B S Hospital Kota | Blood Mixer ( Roller Mixer ) | Model not available | 3000046646 | Functional | Others
29441 | Malakhera Chc | Fetal Doppler | ND - 102 | AACR6AM3 | Functional | Others
29442 | Jln Central Store Medical College | Hot Air Oven | Model not available | 7809 | Functional | Others
29443 | Jln Central Store Medical College | Hot Air Oven | Model not available | 365 | Functional | Others
29444 | Jln Central Store Medical College | Hot Air Oven | Model not available | 366 | Functional | Others
29445 | Sangod Chc | Blood Cell Counter - 3 part | Horiba - ABX Micros ES 60 | 3000135548 | Functional | Others
29446 | Kurgaon Chc | Suction Machine | Bhasin Sons | 3000138474 | Functional | Bhasin Sons Private Limited
29447 | M B S Hospital Kota | Freezes | MODEL NOT AVAILABLE | 3000046897 | Functional | Others
29448 | City Dispensary Chhawani Kota | Syringe Needle Destroyer | Model not available | 3000130160 | Functional | Others
29449 | Sangod Chc | Freezes | MODEL NOT AVAILABLE | 3000135549 | Functional | Others
29450 | M B S Hospital Kota | Pulse Oxymeter | Model Not Available | 3000046887 | Functional | Others
29451 | Baluhed Phc | Monocular Microscope | Model not available | 3000135699 | Functional | Others
29452 | Baluhed Phc | Centrifuge Machine ( 4 Tube ) | Model not available | 3000135700 | Functional | Others
29453 | M B S Hospital Kota | Blood Bank Refrigerator | Model not available | 3000055845 | Functional | Others
29454 | Bhim Chc | Blood Bank Refrigerator | Model not available | 3000262751 | Functional | Others
29455 | Shimla Phc | SPHYGMOMANOMETER(BP APPRATUS) | Pagoda | 3000218838 | Functional | Elite Scientific Corporation
29456 | Padampura Phc Jhunjhunu | Syringe Needle Destroyer | Model not available | 3000218543 | Functional | Others
29457 | Bandikui Chc | SPHYGMOMANOMETER(BP APPRATUS-Digital) | Model Not Available | 25 | Functional | Others
29458 | Tyonda Phc | Instrument Sterilizer | Model Not Available | 3000218865 | Functional | Others
29459 | M G Hospital Banswara Dh | Multi-Para Monitor | Star 55 | A04550265 | Functional | Others
29460 | Pipali Ah Phc | Baby Weighing Machine | Model Not Available | 3000209759 | Functional | Others
29461 | Hindon Sdh | Radiant Heat Warmer | Meditrin - Heat Warmer | NRHM/WM11/360 | Functional | Meditrin Instruments
29462 | Sultana Phc | Ice lined refrigerator | MK - 142 | 25117648 | Functional | Vestfrost Solutions
29463 | Bhim Chc | Oxygen Concentrator | Model Not Available | 3000232742 | Functional | Others
29464 | Bhim Chc | Freezes | MODEL NOT AVAILABLE | 3000262732 | Functional | Others
29465 | Bhim Chc | Freezes | MODEL NOT AVAILABLE | 3000262725 | Functional | Others
29466 | Jln Central Store Medical College | Monocular Microscope | Model not available | 80618923 | Functional | Others
29467 | Jln Central Store Medical College | Monocular Microscope | Model not available | 80618924 | Functional | Others
29468 | Jln Central Store Medical College | Monocular Microscope | Model not available | 80618925 | Functional | Others
29469 | Jln Central Store Medical College | Monocular Microscope | Model not available | 80618926 | Functional | Others
29470 | Jln Central Store Medical College | Monocular Microscope | Model not available | 80618927 | Functional | Others
29471 | Jln Central Store Medical College | Monocular Microscope | Model not available | 80618928 | Functional | Others
29472 | Jln Central Store Medical College | Monocular Microscope | Model not available | 141174591 | Functional | Others
29473 | Jln Central Store Medical College | Monocular Microscope | Model not available | 141174622 | Functional | Others
29474 | Jln Central Store Medical College | Monocular Microscope | Model not available | 141174624 | Functional | Others
29475 | Jln Central Store Medical College | Monocular Microscope | Model not available | 141174621 | Functional | Others
29476 | Jln Central Store Medical College | Monocular Microscope | Model not available | 141174581 | Functional | Others
29477 | Jln Central Store Medical College | Monocular Microscope | Model not available | 141174561 | Functional | Others
29478 | Jln Central Store Medical College | Monocular Microscope | Model not available | 141174564 | Functional | Others
29479 | Jln Central Store Medical College | Monocular Microscope | Model not available | 141174613 | Functional | Others
29480 | Jln Central Store Medical College | Monocular Microscope | Model not available | 141174570 | Functional | Others
29481 | Jln Central Store Medical College | Monocular Microscope | Model not available | 141174635 | Functional | Others
29482 | Jln Central Store Medical College | Monocular Microscope | Model not available | 141174632 | Functional | Others
29483 | Jln Central Store Medical College | Monocular Microscope | Model not available | 141174609 | Functional | Others
29484 | Jln Central Store Medical College | Monocular Microscope | Model not available | 141174619 | Functional | Others
29485 | Jln Central Store Medical College | Monocular Microscope | Model not available | 141174625 | Functional | Others
29486 | Jln Central Store Medical College | Monocular Microscope | Model not available | 141174592 | Functional | Others
29487 | Jln Central Store Medical College | Monocular Microscope | Model not available | 141174586 | Functional | Others
29488 | Jln Central Store Medical College | Monocular Microscope | Model not available | 141174599 | Functional | Others
29489 | Jln Central Store Medical College | Monocular Microscope | Model not available | 141174611 | Functional | Others
29490 | Jln Central Store Medical College | Monocular Microscope | Model not available | 141174626 | Functional | Others
29491 | Jln Central Store Medical College | Monocular Microscope | Model not available | 141174605 | Functional | Others
29492 | Sohali Phc | Blood Bank Refrigerator | Model not available | 20013900804 | Functional | Vestfrost Solutions
29493 | M B S Hospital Kota | Anesthesia Machine | MODEL NOT AVAILABLE | 3000055348 | Functional | Others
29494 | Rampura District Hospitalkota Dh | Binocular Microscope | Labomed - Vision 2000 | 3000055314 | Functional | Others
29495 | M B S Hospital Kota | C-Arm Machine | Model Not Available | 3000055345 | Functional | Others
29496 | Sohali Phc | SPHYGMOMANOMETER(BP APPRATUS) | MODEL NOT AVAILABLE | 3000216166 | Non Functional Repairable | Bhasin Sons Private Limited
29497 | Chanana Phc | Incubator | MODEL NOT AVAILABLE | 3000218460 | Functional | Unique Power Technologies
29498 | Shimla Phc | SPHYGMOMANOMETER(BP APPRATUS) | MODEL NOT AVAILABLE | 3000218843 | Functional | Others
29499 | Shimla Phc | Colorimeter | MODEL NOT AVAILABLE | 3000218829 | Non Functional Repairable | Others
29500 | Padampura Phc Jhunjhunu | Ice lined refrigerator | MK-144 | 20032109525 | Functional | Cmho Supply
29501 | Padampura Phc Jhunjhunu | Binocular Microscope | PZB 22 | 67149 | Functional | Quality Scientific And Mechanical Works Pvt Ltd
29502 | Thathwadi Phc Jhunjhunu | Syringe Needle Destroyer | Model not available | 3000218869 | Functional | Others
29503 | Padampura Phc Jhunjhunu | SPHYGMOMANOMETER(BP APPRATUS) | MODEL NOT AVAILABLE | 16120402002615 | Functional | Akas Medical
29504 | Padampura Phc Jhunjhunu | Weighing Machine | MODEL NOT AVAILABLE | 3000218547 | Functional | Cmho Supply
29505 | Padampura Phc Jhunjhunu | Autoclave | Model not available | 3000218550 | Functional | Others
29506 | Tyonda Phc | Binocular Microscope | PZB 22 | 67714 | Functional | Quality Scientific And Mechanical Works Pvt Ltd
29507 | Pipali Ah Phc | Syringe Needle Destroyer | Nulife - Dots | 3000209761 | Functional | Others
29508 | M G Hospital Banswara Dh | Multi-Para Monitor | Model not available | T07W51781 | Functional | Others
29509 | M B S Hospital Kota | Spot Light ( Portable ) | Model Not Available | 3000055331 | Functional | Others
29510 | Sultana Phc | SPHYGMOMANOMETER(BP APPRATUS) | MODEL NOT AVAILABLE | 3000218509 | Functional | Others
29511 | Sultana Phc | Binocular Microscope | Model Not Available | 3000218520 | Functional | Mlw Intermed
29512 | Kankroli Chc | SPHYGMOMANOMETER(BP APPRATUS) | MODEL NOT AVAILABLE | 3000209281 | Functional | Others
29513 | Rampura District Hospitalkota Dh | Defibrillator | MODEL NOT AVAILABLE | 3000046774 | Functional | Others
29514 | Chawsari Phc | Binocular Microscope | PZB 22 | 2000046944 | Non Functional Repairable | Quality Scientific And Mechanical Works Pvt Ltd
29515 | Chawsari Phc | Glucometer | Model not available | M14KPO10529 | Functional | Others
29516 | Kunwathal Phc | Binocular Microscope | Model Not Available | 3000209641 | Functional | Others
29517 | Kunwathal Phc | Binocular Microscope | Model Not Available | 3000209647 | Functional | Others
29518 | New Govt Medical College Kota | Freezes | MODEL NOT AVAILABLE | 3000055135 | Functional | Others
29519 | Mandawara Phc Kota | Baby Weighing Machine | Crown | 3000135457 | Functional | Others
29520 | Bhim Chc | Syringe Needle Destroyer | Model not available | 3000262728 | Functional | Others
29521 | Bhim Chc | Centrifuge Machine ( 12 Tube ) | Model Not Available | 3000262729 | Functional | Others
29522 | Bhim Chc | Labour Table | Model Not Available | 3000262723 | Functional | Others
29523 | Bhim Chc | Labour Table | Model Not Available | 3000262724 | Functional | Others
29524 | Hindon Sdh | Phototherepy Unit | Fenam, Bilitron Sky 5006 | 1-1JAK-440081 | Functional | Others
29525 | Sultana Phc | Blood Bank Refrigerator | MF114 | 200T1023018 | Non Functional Repairable | Vestfrost Solutions
29526 | M B S Hospital Kota | Cautry Machine | Model Not Available | 3000055359 | Functional | Others
29527 | M B S Hospital Kota | Plasma Sterilizer | MODEL NOT AVAILABLE | 3000055356 | Functional | Others
29528 | Kankroli Chc | Baby Weighing Machine | Model Not Available | 3000209280 | Functional | Others
29529 | M G Hospital Banswara Dh | Nebulizer | MODEL NOT AVAILABLE | 3000207079 | Functional | Others
29530 | Y N Hospital Kishangarh Sdh | Radiant Heat Warmer | Zeal - RHW 2101A | 3000047420 | Functional | Others
29531 | Y N Hospital Kishangarh Sdh | Radiant Heat Warmer | Zeal - RHW 2101A | 3000047419 | Functional | Others
29532 | Y N Hospital Kishangarh Sdh | Radiant Heat Warmer | Zeal - RHW 2101A | 3000047418 | Functional | Others
29533 | Y N Hospital Kishangarh Sdh | Radiant Heat Warmer | Zeal - RHW 2101A | 3000047417 | Functional | Others
29534 | Y N Hospital Kishangarh Sdh | Radiant Heat Warmer | Zeal - RHW 2101A | 3000047416 | Functional | Others
29535 | Y N Hospital Kishangarh Sdh | Radiant Heat Warmer | Zeal - RHW 2101A | 3000047415 | Functional | Others
29536 | Bandikui Chc | Dental X-Ray Machine | Model Not Available | 3000081257 | Not in use | Others
29537 | Kunwathal Phc | Sahlis HB Meter | Model not available | 3000209644 | Functional | Others
29538 | Kunwathal Phc | Glucometer | Model not available | 3000209645 | Functional | Others
29539 | Kunwathal Phc | Freezes | MODEL NOT AVAILABLE | 3000209646 | Functional | Others
29540 | Y N Hospital Kishangarh Sdh | Radiant Heat Warmer | Zeal - RHW 2101A | 3000047414 | Functional | Others
29541 | Y N Hospital Kishangarh Sdh | Radiant Heat Warmer | Zeal - RHW 2101A | 3000047413 | Functional | Others
29542 | Y N Hospital Kishangarh Sdh | Radiant Heat Warmer | Zeal - RHW 2101A | 3000047412 | Functional | Others
29543 | Y N Hospital Kishangarh Sdh | Radiant Heat Warmer | Zeal - RHW 2101A | 3000047411 | Functional | Others
29544 | Bandikui Chc | Glucometer | Model not available | 3000081243 | Functional | Others
29545 | M B S Hospital Kota | Endoscope | MODEL NOT AVAILABLE | 3000055360 | Functional | Others
29546 | New Govt Medical College Kota | Phototherepy Unit | MODEL NOT AVAILABLE | 3000046801 | Functional | Others
29547 | Bandikui Chc | Ice lined refrigerator | HBC-70 | BD058050160B2 | Functional | Cmho Supply
29548 | Rampura District Hospitalkota Dh | SPHYGMOMANOMETER(BP APPRATUS) | Pagoda | 3000046771 | Functional | Others
29549 | Rampura District Hospitalkota Dh | Syringe Infusion Pump | SIMTEK - Infutek 405 | 3000046772 | Functional | Others
29550 | M B S Hospital Kota | Autoclave | Model not available | 3000055340 | Functional | Others
29551 | M B S Hospital Kota | Autoclave | Model not available | 3000055339 | Functional | Others
29552 | M B S Hospital Kota | Autoclave | Model not available | 3000055338 | Functional | Others
29553 | Rampura District Hospitalkota Dh | Multi-Para Monitor | Model not available | 3000046773 | Functional | Others
29554 | Chawsari Phc | Binocular Microscope | Model Not Available | 2000046945 | Functional | Quality Scientific And Mechanical Works Pvt Ltd
29555 | Deogarh U Chc | Freezes | MODEL NOT AVAILABLE | 3000209701 | Functional | Others
29556 | J.K.Loan Hospital, Kota | Phototherepy Unit | Fenam, Bilitron Sky 5006 | 3000046812 | Functional | Others
29557 | M B S Hospital Kota | 100mA X-Ray Machine | Model not available | 3000055423 | Functional | Others
29558 | M B S Hospital Kota | 100mA X-Ray Machine | Model not available | 3000055433 | Functional | Others
29559 | M B S Hospital Kota | 100mA X-Ray Machine | Model not available | 3000055431 | Functional | Others
29560 | Chawsari Phc | Baby Weighing Machine | Model Not Available | 2000046938 | Functional | Ramon Surgical Company
29561 | Singnor Phc Jhunjunu | SPHYGMOMANOMETER(BP APPRATUS) | MODEL NOT AVAILABLE | 3000218432 | Functional | Others
29562 | Chapli Phc | Freezes | MODEL NOT AVAILABLE | 3000209748 | Functional | Others
29563 | Chapli Phc | Spot Light ( Portable ) | Model Not Available | 3000209749 | Functional | Others
29564 | Jln Central Store Medical College | Hot Air Oven | YSI-431 | 15-3119-1978 | Functional | Others
29565 | Arandkhera Phc | Ice lined refrigerator | HBC-70 | 3000130973 | Functional | Others
29566 | Pipali Ah Phc | Ice lined refrigerator | Model Not Available | 3000262449 | Functional | Others
29567 | Kishanpura Phc | Centrifuge Machine ( 4 Tube ) | REMI - C852 | 3000049078 | Functional | Others
29568 | Kishanpura Phc | Binocular Microscope | Model Not Available | 3000049084 | Functional | Others
29569 | Kishanpura Phc | Binocular Microscope | Model Not Available | 3000049079 | Functional | Others
29570 | Jln Central Store Medical College | Monocular Microscope | Model not available | 141174588 | Functional | Others
29571 | Jln Central Store Medical College | Monocular Microscope | Model not available | 141174620 | Functional | Others
29572 | Jln Central Store Medical College | Monocular Microscope | Model not available | 141174516 | Functional | Others
29573 | Jln Central Store Medical College | Monocular Microscope | Model not available | 141174637 | Functional | Others
29574 | Jln Central Store Medical College | Monocular Microscope | Model not available | 141174594 | Functional | Others
29575 | Jln Central Store Medical College | Monocular Microscope | Model not available | 141174595 | Functional | Others
29576 | Jln Central Store Medical College | Monocular Microscope | Model not available | 141174580 | Functional | Others
29577 | Jln Central Store Medical College | Monocular Microscope | Model not available | 141174610 | Functional | Others
29578 | Jln Central Store Medical College | Monocular Microscope | Model not available | 141174627 | Functional | Others
29579 | Jln Central Store Medical College | Monocular Microscope | Model not available | 141174571 | Functional | Others
29580 | Jln Central Store Medical College | Monocular Microscope | Model not available | 80618929 | Functional | Others
29581 | Jln Central Store Medical College | Monocular Microscope | Model not available | 80618930 | Functional | Others
29582 | Jln Central Store Medical College | Monocular Microscope | Model not available | 80618931 | Functional | Others
29583 | Jln Central Store Medical College | Monocular Microscope | Model not available | 80618933 | Functional | Others
29584 | Jln Central Store Medical College | Monocular Microscope | Model not available | 80618934 | Functional | Others
29585 | Jln Central Store Medical College | Monocular Microscope | Model not available | 141174598 | Functional | Others
29586 | Jln Central Store Medical College | Monocular Microscope | Model not available | 141174630 | Functional | Others
29587 | Jln Central Store Medical College | Monocular Microscope | Model not available | 80618889 | Functional | Others
29588 | Jln Central Store Medical College | Monocular Microscope | Model not available | 80618893 | Functional | Others
29589 | Jln Central Store Medical College | Monocular Microscope | Model not available | 80618911 | Functional | Others
29590 | Jln Central Store Medical College | Monocular Microscope | Model not available | 80618868 | Functional | Others
29591 | Jln Central Store Medical College | Monocular Microscope | Model not available | 80618899 | Functional | Others
29592 | Jln Central Store Medical College | Monocular Microscope | Model not available | 80618894 | Functional | Others
29593 | Jln Central Store Medical College | Monocular Microscope | Model not available | 80618866 | Functional | Others
29594 | Jln Central Store Medical College | Monocular Microscope | Model not available | 80618896 | Functional | Others
29595 | Jln Central Store Medical College | Monocular Microscope | Model not available | 80618870 | Functional | Others
29596 | Rbm Hospital Bharatpur Dh | Anesthesia Machine | Jupiter 200 | 3000086019 | Functional | Alleid Medical Limited
29597 | Rbm Hospital Bharatpur Dh | Anesthesia Machine | Jupiter 200 | 2001879 | Functional | Alleid Medical Limited
29598 | Rbm Hospital Bharatpur Dh | Anesthesia Machine | Jupiter 200 | 3000086021 | Functional | Others
29599 | Jakhora Phc | Baby Weighing Machine | Model Not Available | 3000218624 | Functional | Crown Digital Scales Inc
29600 | Jakhora Phc | Ice lined refrigerator | HBD-116 | BQ87M0766 | Functional | Haier Appliances India Pvt
29601 | Kunwathal Phc | Centrifuge Machine ( 8 Tube) | Model Not Available | 3000209642 | Functional | Others
29602 | Y N Hospital Kishangarh Sdh | Freezes | MODEL NOT AVAILABLE | 3000047371 | Functional | Others
29603 | Y N Hospital Kishangarh Sdh | Freezes | MODEL NOT AVAILABLE | 3000047372 | Functional | Others
29604 | Y N Hospital Kishangarh Sdh | Freezes | MODEL NOT AVAILABLE | 3000047373 | Functional | Others
29605 | Y N Hospital Kishangarh Sdh | Freezes | MODEL NOT AVAILABLE | 3000047374 | Functional | Others
29606 | Jasrapur Phc | Spot Light ( Portable ) | Model Not Available | 3000218485 | Functional | Cognate India
29607 | Chawsari Phc | Syringe Needle Destroyer | Model not available | 2000046940 | Functional | Others
29608 | Tibi Chc | Micropipettes | MODEL NOT AVAILABLE | 2000037755 | Functional | Others
29609 | Tibi Chc | Micropipettes | MODEL NOT AVAILABLE | 2000037756 | Functional | Others
29610 | Tibi Chc | Micropipettes | MODEL NOT AVAILABLE | 2000037757 | Functional | Others
29611 | Jasrapur Phc | Centrifuge Machine ( 8 Tube) | Model Not Available | 3000218488 | Functional | Others
29612 | Rampura District Hospitalkota Dh | Instrument Sterilizer | Model Not Available | 3000046676 | Functional | Others
29613 | Jasrapur Phc | Incubator | MODEL NOT AVAILABLE | 3000218489 | Functional | Others
29614 | Jasrapur Phc | Syringe Needle Destroyer | Model not available | 3000218492 | Functional | Others
29615 | Jasrapur Phc | Blood Bank Refrigerator | Model not available | 24617906 | Functional | Vestfrost Solutions
29616 | Kadel Phc | Suction Machine | Model Not Available | 2000034346 | Functional | Others
29617 | Kadel Phc | Blood Bank Refrigerator | Model not available | 2000034349 | Functional | Others
29618 | M B S Hospital Kota | Incubator | MODEL NOT AVAILABLE | 3000055785 | Functional | Others
29619 | M B S Hospital Kota | Incubator | MODEL NOT AVAILABLE | 3000055793 | Functional | Others
29620 | M B S Hospital Kota | Incubator | MODEL NOT AVAILABLE | 3000055794 | Functional | Others
29621 | M B S Hospital Kota | Incubator | MODEL NOT AVAILABLE | 3000055784 | Functional | Others
29622 | Kunwathal Phc | Ice lined refrigerator | Model Not Available | 3000209648 | Functional | Others
29623 | Jln Central Store Medical College | Syringe Infusion Pump | Model not available | 1212156 | Not in use | Others
29624 | Jln Central Store Medical College | Syringe Infusion Pump | Model not available | 1212147 | Not in use | Others
29625 | Jln Central Store Medical College | Syringe Infusion Pump | Model not available | 1212144 | Not in use | Others
29626 | Jln Central Store Medical College | Syringe Infusion Pump | Model not available | 1212142 | Not in use | Others
29627 | Jln Central Store Medical College | Syringe Infusion Pump | Model not available | 1301100 | Not in use | Others
29628 | Jln Central Store Medical College | Syringe Infusion Pump | Model not available | 20207 | Not in use | Others
29629 | Jln Central Store Medical College | Syringe Infusion Pump | Model not available | 20203 | Not in use | Others
29630 | Jln Central Store Medical College | Syringe Infusion Pump | Model not available | 20204 | Not in use | Others
29631 | Jln Central Store Medical College | Syringe Infusion Pump | Model not available | 20208 | Not in use | Others
29632 | Jln Central Store Medical College | Syringe Infusion Pump | Model not available | 1212139 | Not in use | Others
29633 | Jln Central Store Medical College | Syringe Infusion Pump | Model not available | 1301101 | Not in use | Others
29634 | Jln Central Store Medical College | Syringe Infusion Pump | Model not available | 1212152 | Not in use | Others
29635 | Jln Central Store Medical College | Syringe Infusion Pump | Model not available | 1212140 | Not in use | Others
29636 | Jln Central Store Medical College | Syringe Infusion Pump | Model not available | 1212162 | Not in use | Others
29637 | Jln Central Store Medical College | Syringe Infusion Pump | Model not available | 1212153 | Not in use | Others
29638 | Jln Central Store Medical College | Syringe Infusion Pump | Model not available | 20209 | Not in use | Others
29639 | Jln Central Store Medical College | Syringe Infusion Pump | Model not available | 1212155 | Not in use | Others
29640 | Jln Central Store Medical College | Syringe Infusion Pump | Model not available | 1212141 | Not in use | Others
29641 | Jln Central Store Medical College | Syringe Infusion Pump | Model not available | 1212143 | Not in use | Others
29642 | Jln Central Store Medical College | Syringe Infusion Pump | Model not available | 1212137 | Not in use | Others
29643 | Jln Central Store Medical College | Syringe Infusion Pump | Model not available | 1212145 | Not in use | Others
29644 | Jln Central Store Medical College | Syringe Infusion Pump | Model not available | 20206 | Not in use | Others
29645 | Jln Central Store Medical College | Syringe Infusion Pump | Model not available | 20205 | Not in use | Others
29646 | Jln Central Store Medical College | Syringe Infusion Pump | Model not available | 1212163 | Not in use | Others
29647 | Jln Central Store Medical College | Syringe Infusion Pump | Model not available | 202010 | Not in use | Others
29648 | Jln Central Store Medical College | Syringe Infusion Pump | Model not available | 1212149 | Not in use | Others
29649 | Bandikui Chc | Electric Weighing Machine | Model Not Available | 3000061269 | Functional | Cmho Supply
29650 | Bandikui Chc | Electric Weighing Machine | Model Not Available | 3000081282 | Functional | Cmho Supply
29651 | M G Hospital Banswara Dh | Multi-Para Monitor | Model not available | TO7W51785 | Functional | Others
29652 | Kuraj Phc | Centrifuge Machine ( 6 Tube ) | Model Not Available | 3000262594 | Functional | Others
29653 | Kishanpura Phc | Binocular Microscope | Model Not Available | 3000049082 | Functional | Others
29654 | Kanwas Chc | Monocular Microscope | Model not available | 3000135613 | Functional | Others
29655 | Kuraj Phc | Micropipettes | MODEL NOT AVAILABLE | 3000262595 | Functional | Others
29656 | Diver Phc | Blood Bank Refrigerator | Model not available | 3000209727 | Functional | Others
29657 | Diver Phc | Blood Bank Refrigerator | Model not available | 3000209728 | Functional | Others
29658 | Gidaniya Phc Jhunjunu | Weighing Machine | MODEL NOT AVAILABLE | 3000218569 | Functional | Crown Digital Scales Inc
29659 | Mandphiya Chc | Baby Weighing Machine | Model Not Available | 3000208209 | Functional | Others
29660 | Mandphiya Chc | Baby Weighing Machine | Model Not Available | 3000208210 | Functional | Others
29661 | Mandphiya Chc | Freezes | MODEL NOT AVAILABLE | 3000208211 | Functional | Others
29662 | Mandphiya Chc | Freezes | MODEL NOT AVAILABLE | 3000203388 | Functional | Others
29663 | Jk Lone Hospital Jaipur | Bi-pap Machine | MODEL NOT AVAILABLE | 3000046918 | Functional | Others
29664 | Jk Lone Hospital Jaipur | Bi-pap Machine | MODEL NOT AVAILABLE | 3000046919 | Functional | Others
29665 | Jk Lone Hospital Jaipur | Bi-pap Machine | MODEL NOT AVAILABLE | 3000046920 | Functional | Others
29666 | Y N Hospital Kishangarh Sdh | Freezes | MODEL NOT AVAILABLE | 3000047499 | Functional | Others
29667 | Mehmadpura Devlen Phc Karauli | Weighing Machine | Victoria DX | 3000137080 | Functional | Others
29668 | Balaheri Phc | O.T. Light Single Dome | MODEL NOT AVAILABLE | 3000135707 | Functional | Others
29669 | Singhana Chc | Semi Automated Chemistry Analyzer | Ark - CKK 24 | 12211125 | Functional | Ark Diagnostics Bangalore
29670 | Rashmi Chc | Pulse Oxymeter | Model Not Available | 3000208242 | Functional | Others
29671 | Rashmi Chc | Pulse Oxymeter | Model Not Available | 3000208243 | Functional | Others
29672 | Rashmi Chc | Pulse Oxymeter | Model Not Available | 3000208246 | Functional | Others
29673 | Rashmi Chc | ECG Machine (Single Channel) | Model Not Available | 3000208250 | Functional | Others
29674 | Rashmi Chc | ECG Machine (Single Channel) | Model Not Available | 3000208251 | Functional | Others
29675 | Jln Central Store Medical College | Monocular Microscope | Model not available | 80618877 | Functional | Others
29676 | Jln Central Store Medical College | Monocular Microscope | Model not available | 80618898 | Functional | Others
29677 | Jln Central Store Medical College | Monocular Microscope | Model not available | 80618860 | Functional | Others
29678 | Jln Central Store Medical College | Monocular Microscope | Model not available | 80618905 | Functional | Others
29679 | Jln Central Store Medical College | Monocular Microscope | Model not available | 80618910 | Functional | Others
29680 | Jln Central Store Medical College | Monocular Microscope | Model not available | 80618908 | Functional | Others
29681 | Jln Central Store Medical College | Monocular Microscope | Model not available | 80618909 | Functional | Others
29682 | Jln Central Store Medical College | Monocular Microscope | Model not available | 80618907 | Functional | Others
29683 | Baar Phc | Syringe Needle Destroyer | Microsil ND 20 | 3000209778 | Functional | Others
29684 | Dadabari Chc | SPHYGMOMANOMETER(BP APPRATUS) | MODEL NOT AVAILABLE | 3000135218 | Functional | Others
29685 | Dadabari Chc | SPHYGMOMANOMETER(BP APPRATUS) | MODEL NOT AVAILABLE | 3000135216 | Functional | Others
29686 | Zilola Phc | Blood Bank Refrigerator | Model not available | 3000209365 | Functional | Others
29687 | M B S Hospital Kota | Pulse Oxymeter | Model Not Available | 3000046866 | Functional | Others
29688 | M B S Hospital Kota | Pulse Oxymeter | Model Not Available | 3000046868 | Functional | Others
29689 | M B S Hospital Kota | Pulse Oxymeter | Model Not Available | 3000046871 | Functional | Others
29690 | Dadabari Chc | Baby Weighing Machine | Model Not Available | 3000135213 | Functional | Others
29691 | Dadabari Chc | Baby Weighing Machine | Model Not Available | 3000135207 | Functional | Others
29692 | Dadabari Chc | Baby Weighing Machine | Model Not Available | 3000135203 | Functional | Others
29693 | Dadabari Chc | Baby Weighing Machine | Model Not Available | 3000135204 | Functional | Others
29694 | Kelwara Chc | Binocular Microscope | Model Not Available | 3000262630 | Functional | Others
29695 | Sameecha Phc | Glucometer | Accu Chek Performa | 3000209618 | Functional | Others
29696 | Kelwara Chc | Blood Cell Counter - 3 part | Horiba - ABX Micros ES 60 | 3000262631 | Functional | Others
29697 | Sameecha Phc | Nebulizer | CN-04 | 3000209623 | Functional | Others
29698 | Kelwara Chc | Freezes | MODEL NOT AVAILABLE | 3000262635 | Functional | Others
29699 | Sri Karanpur Chc | Semi Automated Chemistry Analyzer | CHEM 5 PLUS | 3000048847 | Functional | Erba Diagnostics
29700 | Kelwara Chc | Spot Light ( Portable ) | Model Not Available | 3000262644 | Functional | Others
29701 | Singnor Phc Jhunjunu | Baby Weighing Machine | Model Not Available | 3000218436 | Functional | Others
29702 | M B S Hospital Kota | Binocular Microscope | Labomed - Vision 2000 | 3000046626 | Functional | Others
29703 | Rampura District Hospitalkota Dh | Ventilator | Model Not Available | 3000055967 | Functional | Others
29704 | Chapli Phc | Glucometer | Model not available | 3000209740 | Functional | Others
29705 | Ardawata Phc | Radiant Heat Warmer | Zeal - RHW 2101A | RHW2101A/0913/1991 | Functional | Zeal Medical Pvt Ltd
29706 | Thoi Chc | Micropipettes | MODEL NOT AVAILABLE | 2000037248 | Functional | Others
29707 | Thoi Chc | Micropipettes | MODEL NOT AVAILABLE | 2000037245 | Functional | Others
29708 | Thoi Chc | Micropipettes | MODEL NOT AVAILABLE | 2000037246 | Functional | Others
29709 | M B S Hospital Kota | ECG Machine (Six Channel ) | Model Not Available | 3000055857 | Functional | Others
29710 | Kishanpura Phc | Syringe Needle Destroyer | Model not available | 3000049083 | Functional | Others
29711 | Kanwas Chc | Blood Cell Counter - 3 part | Horiba - ABX Micros ES 60 | 3000135604 | Functional | Others
29712 | Diver Phc | Sahlis HB Meter | Model not available | 3000209732 | Functional | Others
29713 | Kuraj Phc | Radiant Heat Warmer | Model Not Available | 3000262596 | Functional | Others
29714 | Diver Phc | Freezes | MODEL NOT AVAILABLE | 3000209735 | Functional | Others
29715 | Manaksas Phc Jhunjunu | Weighing Machine | MODEL NOT AVAILABLE | 3000218233 | Functional | Others
29716 | Kuraj Phc | SPHYGMOMANOMETER(BP APPRATUS) | MODEL NOT AVAILABLE | 3000262600 | Functional | Others
29717 | Kuraj Phc | Fetal Monitor | MODEL NOT AVAILABLE | 3000262601 | Functional | Others
29718 | Awan Phc | Binocular Microscope | Model Not Available | 3000135639 | Functional | Others
29719 | Nagolla Phc | Centrifuge Machine ( 4 Tube ) | Model not available | 2000032934 | Functional | Others
29720 | Nagolla Phc | Blood Bank Refrigerator | Model not available | 2000032936 | Functional | Others
29721 | Awan Phc | Glucometer | Model not available | 3000135730 | Functional | Others
29722 | Mandphiya Chc | Radiant Heat Warmer | Model Not Available | 3000208208 | Functional | Others
29723 | Mandphiya Chc | Pulse Oxymeter | Model Not Available | 3000208219 | Functional | Others
29724 | Kuraj Phc | Ice lined refrigerator | MK - 142 | 3000262603 | Functional | Others
29725 | Govt Hospital Nasirabad Sdh | Oxygen Concentrator | Model Not Available | 3000047619 | Functional | Others
29726 | Badisadri Chc | Phototherepy Unit | MODEL NOT AVAILABLE | 3000208055 | Functional | Others
29727 | Jln Central Store Medical College | Syringe Infusion Pump | Model not available | 1212154 | Not in use | Others
29728 | Jln Central Store Medical College | Syringe Infusion Pump | Model not available | 1212161 | Not in use | Others
29729 | Jln Central Store Medical College | Syringe Infusion Pump | Model not available | 1212136 | Not in use | Others
29730 | Kunwathal Phc | Baby Weighing Machine | Model Not Available | 3000209655 | Functional | Others
29731 | Kunwathal Phc | Baby Weighing Machine | Model Not Available | 3000209659 | Functional | Others
29732 | Chawsari Phc | Weighing Machine | MODEL NOT AVAILABLE | 2000046937 | Functional | Crown Digital Scales Inc
29733 | Rampura District Hospitalkota Dh | Radiant Heat Warmer | Model Not Available | 3000046677 | Functional | Others
29734 | Kadel Phc | Binocular Microscope | Model Not Available | 2000034352 | Functional | Others
29735 | M B S Hospital Kota | Blood Bank Refrigerator | Model not available | 3000055851 | Functional | Others
29736 | Kadel Phc | Spot Light ( Portable ) | Model Not Available | 2000034355 | Functional | Others
29737 | M B S Hospital Kota | Binocular Microscope | Model Not Available | 3000055796 | Functional | Others
29738 | M B S Hospital Kota | Binocular Microscope | Model Not Available | 3000055797 | Functional | Others
29739 | M B S Hospital Kota | Blood Bank Refrigerator | REMI - BR 70 | 3000055850 | Functional | Others
29740 | M B S Hospital Kota | Freezes | MODEL NOT AVAILABLE | 3000055786 | Functional | Others
29741 | M B S Hospital Kota | Freezes | MODEL NOT AVAILABLE | 3000055787 | Functional | Others
29742 | M B S Hospital Kota | Freezes | MODEL NOT AVAILABLE | 3000055789 | Functional | Others
29743 | M B S Hospital Kota | Freezes | MODEL NOT AVAILABLE | 3000055790 | Functional | Others
29744 | M B S Hospital Kota | Freezes | MODEL NOT AVAILABLE | 3000055791 | Functional | Others
29745 | M B S Hospital Kota | Autoclave | Model not available | 3000055788 | Functional | Others
29746 | Chapli Phc | Binocular Microscope | Model Not Available | 3000209737 | Functional | Others
29747 | Chapli Phc | Binocular Microscope | Model Not Available | 3000209742 | Functional | Others
29748 | Baggad Phc Rajsamand | Instrument Sterilizer | Model Not Available | 3000209764 | Functional | Others
29749 | Chapli Phc | Sahlis HB Meter | Model not available | 3000209739 | Functional | Others
29750 | Chapli Phc | Centrifuge Machine ( 6 Tube ) | Model Not Available | 3000209741 | Functional | Others
29751 | Jln Central Store Medical College | Syringe Needle Destroyer | Model not available | 2000032321 | Functional | Others
29752 | M B S Hospital Kota | Urine Test Strip Analyzer | Model Not Available | 3000046623 | Functional | Others
29753 | Dhamora Phc Jhunjunu | Baby Weighing Machine | Model Not Available | 3000218441 | Functional | Others
29754 | Gainta Phc | Freezes | MODEL NOT AVAILABLE | 3000135411 | Functional | Others
29755 | New Govt Medical College Kota | Anesthesia Machine | MODEL NOT AVAILABLE | 10442 | Functional | Others
29756 | Udaipurwati Chc | Binocular Microscope | AMT 5A | 3000218374 | Functional | Rohilla Industries Jaipur
29757 | Zanana Hospital Ajmer Medical Collage Hospital | ECG Machine (Single Channel) | Model Not Available | 3000047063 | Functional | Others
29758 | Pranhera Phc | Radiant Heat Warmer | Model Not Available | 2000033764 | Functional | Others
29759 | Zanana Hospital Ajmer Medical Collage Hospital | Ultra Sonography (USG) & Colour Dopler Machine | Model not available | 3000047070 | Functional | Others
29760 | Rashmi Chc | Semi Automated Chemistry Analyzer | Model not Available | 3000208255 | Functional | Others
29761 | Pranhera Phc | Blood Bank Refrigerator | Model not available | 2000033766 | Functional | Others
29762 | Bhinay Chc | Instrument Sterilizer | Model Not Available | 3000047160 | Functional | Others
29763 | Churina Phc | SPHYGMOMANOMETER(BP APPRATUS-Digital) | Model Not Available | 12126252 | Non Functional Repairable | Others
29764 | Bhinay Chc | Autoclave | Model not available | 3000047162 | Functional | Others
29765 | Churina Phc | SPHYGMOMANOMETER(BP APPRATUS) | MODEL NOT AVAILABLE | 3000216172 | Non Functional Repairable | Cmho Supply
29766 | Churina Phc | SPHYGMOMANOMETER(BP APPRATUS) | MODEL NOT AVAILABLE | 3000216173 | Non Functional Repairable | Cmho Supply
29767 | Satellite Hospital Adarsh Nagar Ajmer | Multi-Para Monitor | Model not available | 2000033494 | Functional | Others
29768 | Satellite Hospital Adarsh Nagar Ajmer | Water Bath | Model not available | 2000033526 | Functional | Others
29769 | Satellite Hospital Adarsh Nagar Ajmer | Freezes | MODEL NOT AVAILABLE | 2000034586 | Functional | Oertli Instrumente Ag
29770 | Khatoli Chc Kota | SPHYGMOMANOMETER(BP APPRATUS) | Pagoda | 3000135510 | Functional | Others
29771 | Bhinay Chc | Mobile ( Portable ) X-Ray Machine | Model not available | 3000047155 | Functional | Others
29772 | Udaipurwati Chc | Phototherepy Unit | MODEL NOT AVAILABLE | 3000218396 | Functional | Meditrin Instruments
29773 | Udaipurwati Chc | Syringe Needle Destroyer | Model not available | 3000218399 | Functional | Others
29774 | Satellite Hospital Adarsh Nagar Ajmer | Freezes | MODEL NOT AVAILABLE | 130307171 | Functional | Others
29775 | Sadas Chc Chittorgarh | Instrument Sterilizer | Model Not Available | 3000208329 | Functional | Others
29776 | Satellite Hospital Adarsh Nagar Ajmer | ELISA READR WITH WASHER | RT 2100C AND RT 2600C | 2000033535 | Functional | Others
29777 | Khamor Phc | Labour Table | Model Not Available | 3000209464 | Functional | Others
29778 | Tantoti Chc | Syringe Needle Destroyer | Model not available | 3000047182 | Functional | Others
29779 | Kelwara Chc | Spot Light ( Portable ) | Model Not Available | 3000262648 | Functional | Others
29780 | Kurgaon Chc | Centrifuge Machine ( 8 Tube) | Model Not Available | 3000138467 | Non Functional Not Repairable | Others
29781 | Kelwara Chc | Labour Table | Model Not Available | 3000262650 | Functional | Others
29782 | Mayajlar Phc | Blood Bank Refrigerator | Model not available | 91009868 | Functional | Others
29783 | Itawa Chc | Freezes | MODEL NOT AVAILABLE | 3000135671 | Functional | Others
29784 | Mayajlar Phc | STABILIZER | MODEL NOT AVAILABLE | 3000056088 | Functional | Others
29785 | Sabla Chc Dungarpur | Syringe Needle Destroyer | Microsil ND 20 | 3000260096 | Functional | Linco Scientific Instruments And Chemicals (P) Ltd
29786 | Mandana Chc Kota | Glucometer | Model not available | 3000135747 | Functional | Others
29787 | Mandana Chc Kota | Blood Bank Refrigerator | Model not available | 3000135750 | Functional | Others
29788 | Mandana Chc Kota | Blood Bank Refrigerator | Model not available | 3000135752 | Functional | Others
29789 | Kala Talab Phc | Incubator | MODEL NOT AVAILABLE | 3000130886 | Functional | Others
29790 | Nokh Phc | Weighing Machine | MODEL NOT AVAILABLE | 3000047845 | Functional | Others
29791 | Satal Khedi Phc | Freezes | MODEL NOT AVAILABLE | 3000261001 | Functional | Others
29792 | Pipalda Phc | SPHYGMOMANOMETER(BP APPRATUS) | Pagoda | 3000135532 | Functional | Others
29793 | Pipalda Phc | SPHYGMOMANOMETER(BP APPRATUS) | Pagoda | 3000135536 | Functional | Others
29794 | Jln Central Store Medical College | Freezes | MODEL NOT AVAILABLE | 6085 | Functional | Others
29795 | Jln Central Store Medical College | Freezes | MODEL NOT AVAILABLE | 6086 | Functional | Others
29796 | Jln Central Store Medical College | Freezes | MODEL NOT AVAILABLE | 2129514 | Functional | Others
29797 | M B S Hospital Kota | O.T. Light Single Dome | MODEL NOT AVAILABLE | 3000046954 | Functional | Others
29798 | Bandikui Chc | SPHYGMOMANOMETER(BP APPRATUS) | Pagoda | 96162 | Functional | Cmho Supply
29799 | Pipali Ah Phc | SPHYGMOMANOMETER(BP APPRATUS) | MODEL NOT AVAILABLE | 3000209757 | Functional | Others
29800 | Hindon Sdh | Radiant Heat Warmer | Zeal - RHW 2101A | RHW2101A/07/3/770 | Functional | Zeal Medical Pvt Ltd
29801 | Sultana Phc | Syringe Needle Destroyer | Model not available | 3000218511 | Functional | Others
29802 | Hindon Sdh | Radiant Heat Warmer | Zeal - RHW 2101A | RHW2101A/07/3/771 | Functional | Zeal Medical Pvt Ltd
29803 | Kankroli Chc | Radiant Heat Warmer | Zeal - RHW 2101A | 3000209278 | Functional | Others
29804 | Bandikui Chc | Centrifuge Machine ( 4 Tube ) | Model not available | 3000081242 | Functional | Cmho Supply
29805 | Badisadri Chc | Phototherepy Unit | MODEL NOT AVAILABLE | 3000208060 | Functional | Others
29806 | Badisadri Chc | Pulse Oxymeter | Model Not Available | 3000208064 | Functional | Others
29807 | Govt Hospital Nasirabad Sdh | Blood Bank Refrigerator | Model not available | 3000047604 | Functional | Others
29808 | Govt Hospital Nasirabad Sdh | Blood Bank Refrigerator | MODEL NOT AVAILABLE | 3000202480 | Functional | Others
29809 | Kaithun Chc | Centrifuge Machine ( 8 Tube) | Model Not Available | 3000130934 | Functional | Others
29810 | New Govt Medical College Kota | Multi-Para Monitor | Model not available | 3000055106 | Functional | Others
29811 | Charbhuja Chc | Glucometer | Model not available | 3000209576 | Functional | Others
29812 | Charbhuja Chc | Glucometer | Model not available | 3000209577 | Functional | Others
29813 | Indarapura Phc Jhunjhunu | Syringe Needle Destroyer | Model not available | 3000218207 | Functional | Others
29814 | Kaithun Chc | Suction Machine | Model Not Available | 3000130950 | Functional | Others
29815 | Govt Hospital Nasirabad Sdh | Autoclave | Model not available | 3000047728 | Functional | Others
29816 | Govt Hospital Nasirabad Sdh | Autoclave | Model not available | 3000047731 | Functional | Others
29817 | Indarapura Phc Jhunjhunu | Baby Weighing Machine | Model Not Available | 3000218209 | Functional | Crown Digital Scales Inc
29818 | Charbhuja Chc | Weighing Machine | MODEL NOT AVAILABLE | 3000202620 | Functional | Others
29819 | Rashmi Chc | Hydraulic Operation Table | MODEL NOT AVAILABLE | 3000208240 | Functional | Others
29820 | Rashmi Chc | Hydraulic Operation Table | MODEL NOT AVAILABLE | 3000208241 | Functional | Others
29821 | Dhamora Phc Jhunjunu | SPHYGMOMANOMETER(BP APPRATUS) | Pagoda | 506467 | Functional | Elite Scientific Corporation
29822 | Pisangan Chc | Blood Bank Refrigerator | Model not available | 2000032721 | Functional | Others
29823 | Dei Chc | Semi Automated Chemistry Analyzer | Model not Available | 3000046351 | Functional | Others
29824 | Pisangan Chc | Blood Bank Refrigerator | Model not available | 2000032722 | Not in use | Others
29825 | Pisangan Chc | Blood Bank Refrigerator | Model not available | 2000032723 | Functional | Others
29826 | Junia Phc | Centrifuge Machine ( 4 Tube ) | Model not available | 2000033190 | Functional | Others
29827 | Undamandi Phc | Syringe Needle Destroyer | Nulife - Dots | NBSD0714213 | Functional | Mrk Healthcare Pvt Ltd Delhi
29828 | Undamandi Phc | Weighing Machine | MODEL NOT AVAILABLE | 3000216185 | Functional | Crown Digital Scales Inc
29829 | Dei Chc | Binocular Microscope | Model Not Available | 300004655 | Functional | Others
29830 | Undamandi Phc | Blood Bank Refrigerator | Model not available | 24525374 | Functional | Vestfrost Solutions
29831 | Pisangan Chc | SPHYGMOMANOMETER(BP APPRATUS) | MODEL NOT AVAILABLE | 2000032725 | Functional | Others
29832 | M B S Hospital Kota | Urine Test Strip Analyzer | Model Not Available | 3000046622 | Functional | Others
29833 | Chapli Phc | FOOT OPERATED SUCTION MACHINE | MODEL NOT AVAILABLE | 3000209747 | Functional | Others
29834 | Chapli Phc | Labour Table | Model Not Available | 3000209750 | Functional | Others
29835 | M B S Hospital Kota | Electrolyte Analyzer | Model not available | 3000055798 | Functional | Others
29836 | Jln Central Store Medical College | Endo motor | MODEL NOT AVAILABLE | 2000032360 | Functional | Others
29837 | Chapli Phc | Blood Bank Refrigerator | Model not available | 3000209754 | Functional | Others
29838 | Chapli Phc | Blood Bank Refrigerator | Model not available | 30000209754 | Functional | Others
29839 | Rampura District Hospitalkota Dh | Semi Automated Chemistry Analyzer | Model not Available | 3000055326 | Functional | Others
29840 | Baggad Phc Rajsamand | Syringe Needle Destroyer | Nulife - Dots | 26519 | Functional | Others
29841 | Savlod Phc | Syringe Needle Destroyer | Nulife - Dots | 3000216084 | Functional | Mrk Healthcare Pvt Ltd Delhi
29842 | Rampura District Hospitalkota Dh | Oxygen Concentrator | BPL - OG 4203 | 3000055974 | Functional | Others
29843 | Rampura District Hospitalkota Dh | Oxygen Concentrator | BPL - OG 4203 | 3000055975 | Functional | Others
29844 | Rampura District Hospitalkota Dh | Oxygen Concentrator | BPL - OG 4203 | 3000055976 | Functional | Others
29845 | Rampura District Hospitalkota Dh | Oxygen Concentrator | BPL - OG 4203 | 3000055977 | Functional | Others
29846 | Khamor Phc | Labour Table | Model Not Available | 3000262478 | Functional | Others
29847 | Rampura District Hospitalkota Dh | Phototherepy Unit | MODEL NOT AVAILABLE | 3000055978 | Functional | Others
29848 | Savlod Phc | Syringe Needle Destroyer | Nulife - Dots | 3000216083 | Functional | Mrk Healthcare Pvt Ltd Delhi
29849 | Savlod Phc | SPHYGMOMANOMETER(BP APPRATUS) | MODEL NOT AVAILABLE | 3000216079 | Non Functional Repairable | Others
29850 | Rampura District Hospitalkota Dh | Multi-Para Monitor | Star 50 ( L and T ) | 3000055919 | Functional | Others
29851 | Pipali Ah Phc | Sahlis HB Meter | Model not available | 3000262442 | Functional | Others
29852 | M B S Hospital Kota | Ultra Sonography (USG) & Colour Dopler Machine | Toshiba - Nemio 30 | 3000055440 | Functional | Others
29853 | M B S Hospital Kota | Ultra Sonography (USG) & Colour Dopler Machine | Toshiba - Nemio 30 | 3000055439 | Functional | Others
29854 | Rampura District Hospitalkota Dh | Multi-Para Monitor | Model not available | 3000055920 | Functional | Others
29855 | Rampura District Hospitalkota Dh | Multi-Para Monitor | Model not available | 3000055921 | Functional | Others
29856 | Pipali Ah Phc | Binocular Microscope | Model Not Available | 3000262443 | Functional | Others
29857 | Pipali Ah Phc | Suction Machine | Model Not Available | 3000262445 | Functional | Others
29858 | Pipali Ah Phc | Suction Machine | Model Not Available | 3000262446 | Functional | Others
29859 | Bandanwara Chc | Semi Automated Chemistry Analyzer | 3300 | 2000032520 | Functional | Others
29860 | Bandanwara Chc | Incubator | MODEL NOT AVAILABLE | 2000032521 | Functional | Others
29861 | Bandanwara Chc | Radiant Heat Warmer | Model Not Available | 2000034475 | Functional | Others
29862 | Badisadri Chc | Centrifuge Machine ( 12 Tube ) | Model Not Available | 3000208044 | Functional | Others
29863 | Badisadri Chc | Centrifuge Machine ( 12 Tube ) | Model Not Available | 3000208045 | Functional | Others
29864 | Badisadri Chc | Centrifuge Machine ( 12 Tube ) | Model Not Available | 3000208050 | Functional | Others
29865 | Govt Hospital Nasirabad Sdh | Nebulizer | Model not available | 3000202477 | Functional | Others
29866 | Badisadri Chc | Radiant Heat Warmer | Model Not Available | 3000208051 | Functional | Others
29867 | Badisadri Chc | Radiant Heat Warmer | Model Not Available | 3000208052 | Functional | Others
29868 | Badisadri Chc | Radiant Heat Warmer | Model Not Available | 3000208053 | Functional | Others
29869 | Badisadri Chc | Radiant Heat Warmer | Model Not Available | 3000208054 | Functional | Others
29870 | Charbhuja Chc | Binocular Microscope | PZB 22 | 3000209572 | Functional | Others
29871 | Kaithun Chc | Radiant Heat Warmer | Model Not Available | 3000130967 | Functional | Others
29872 | Y N Hospital Kishangarh Sdh | 500mA X-Ray Machine | Model not available | 11273 | Functional | Others
29873 | Kaithun Chc | Radiant Heat Warmer | Zeal - RHW 2101A | 3000130964 | Functional | Others
29874 | Y N Hospital Kishangarh Sdh | Mobile ( Portable ) X-Ray Machine | Model not available | 3000047436 | Functional | Others
29875 | Indarapura Phc Jhunjhunu | Weighing Machine | MODEL NOT AVAILABLE | 3000218208 | Functional | Others
29876 | Govt Hospital Nasirabad Sdh | O.T. Light Single Dome | MODEL NOT AVAILABLE | 3000047629 | Functional | Others
29877 | Govt Hospital Nasirabad Sdh | Anesthesia Machine | MODEL NOT AVAILABLE | 3000047630 | Functional | Others
29878 | Govt Hospital Nasirabad Sdh | Anesthesia Machine | Model Not Available | 3000202415 | Functional | Others
29879 | Megpur Phc | Weighing Machine | MODEL NOT AVAILABLE | 3000218897 | Functional | Crown Digital Scales Inc
29880 | Megpur Phc | Glucometer | Easy Touch ET-101 | 1013E001959 | Functional | Others
29881 | Udaipurwati Chc | VDRL Rotator (Rotor and Shaker) | Model Not Available | 610648 | Functional | Yorco Sales Pvt Ltd
29882 | Kanera Chc | Binocular Microscope | Model Not Available | 3000208296 | Functional | Others
29883 | Kanera Chc | Hot Air Oven | Model not available | 3000208298 | Functional | Others
29884 | M B S Hospital Kota | ENT Patient Chair | Model not available | 3000055357 | Not in use | Others
29885 | M G Hospital Banswara Dh | Nebulizer | MODEL NOT AVAILABLE | 3000207078 | Functional | Others
29886 | Hindon Sdh | Weighing Machine | MODEL NOT AVAILABLE | 100362884 | Functional | Others
29887 | Chawsari Phc | Centrifuge Machine ( 4 Tube ) | Model not available | 2000046946 | Functional | Alco Medical Microscopes
29888 | M B S Hospital Kota | ECG Machine (Six Channel ) | Model Not Available | 3000055337 | Functional | Others
29889 | M B S Hospital Kota | ECG Machine (Six Channel ) | MODEL NOT AVAILABLE | I-JAK-440-305 | Functional | Fanem
29890 | Chawsari Phc | SPHYGMOMANOMETER(BP APPRATUS) | MODEL NOT AVAILABLE | 304838 | Functional | Others
29891 | Chawsari Phc | SPHYGMOMANOMETER(BP APPRATUS) | MODEL NOT AVAILABLE | 294791 | Non Functional Repairable | Others
29892 | Kotra Deep Singh Phc | SPHYGMOMANOMETER(BP APPRATUS) | MODEL NOT AVAILABLE | 3000135494 | Not in use | Others
29893 | Rampura District Hospitalkota Dh | Multi-Para Monitor | Model not available | 3000046678 | Functional | Others
29894 | M B S Hospital Kota | Blood Bank Refrigerator | Model not available | 3000055852 | Functional | Others
29895 | Kadel Phc | Blood Bank Refrigerator | Model not available | 2000034350 | Functional | Others
29896 | Rampura District Hospitalkota Dh | Anesthesia Machine | MODEL NOT AVAILABLE | 3000046666 | Functional | Others
29897 | Singnor Phc Jhunjunu | Glucometer | Model not available | 3000218437 | Functional | Others
29898 | M B S Hospital Kota | Hot Air Oven | Model not available | 3000055783 | Functional | Others
29899 | Baggad Phc Rajsamand | Baby Weighing Machine | Model Not Available | 3000209765 | Functional | Others
29900 | Savlod Phc | Syringe Needle Destroyer | Model not available | 3000216099 | Non Functional Repairable | Bhasin Sons Private Limited
29901 | Chapli Phc | Radiant Heat Warmer | Model Not Available | 3000209744 | Functional | Others
29902 | Baggad Phc Rajsamand | FOOT OPERATED SUCTION MACHINE | MODEL NOT AVAILABLE | 3000209766 | Functional | Others
29903 | Jln Central Store Medical College | Binocular Microscope | Model Not Available | 2000032323 | Functional | Others
29904 | Rampura District Hospitalkota Dh | FOGGING MACHINE | MODEL NOT AVAILABLE | 3000055961 | Functional | Others
29905 | Chapli Phc | Ice lined refrigerator | Model Not Available | 3000209753 | Functional | Others
29906 | M B S Hospital Kota | Centrifuge Machine ( 8 Tube) | REMI - R 8C | 3000055799 | Functional | Others
29907 | Savlod Phc | Fetal Doppler | MODEL NOT AVAILABLE | DCCE00075 | Functional | Aspen Diagnostics Pvt Ltd
29908 | M B S Hospital Kota | Syringe Infusion Pump | Model not available | 3000055388 | Functional | Others
29909 | M B S Hospital Kota | Syringe Infusion Pump | Model not available | 3000055386 | Functional | Others
29910 | M B S Hospital Kota | Electrolyte Analyzer | Model not available | 3000055807 | Functional | Others
29911 | M B S Hospital Kota | Incubator | Yorco - YSI - 438D | 3000046607 | Functional | Others
29912 | Sangod Chc | Centrifuge Machine ( 8 Tube) | Model Not Available | 3000135550 | Functional | Others
29913 | Sangod Chc | Centrifuge Machine ( 8 Tube) | Model Not Available | 3000135560 | Functional | Others
29914 | Nokh Phc | Binocular Microscope | Model Not Available | 3000047847 | Functional | Others
29915 | Palsana Chc | Blood Cell Counter - 3 part | Horiba - ABX Micros ES 60 | 2000037064 | Functional | Horiba India Pvt Ltd
29916 | Baluhed Phc | Baby Weighing Machine | Crown | 3000135708 | Functional | Others
29917 | Sangod Chc | Blood Bank Refrigerator | JAR -31 | 3000135557 | Functional | Others
29918 | Sangod Chc | Blood Bank Refrigerator | JAR -31 | 3000135564 | Functional | Others
29919 | Jln Central Store Medical College | Autoclave | Model not available | 579666 | Functional | Others
29920 | Jln Central Store Medical College | Autoclave | Model not available | 993 | Functional | Others
29921 | Jln Central Store Medical College | Autoclave | Model not available | 175 | Functional | Others
29922 | Bankora Phc | Freezes | GL-195RL4 | 3000207991 | Functional | Cmho Supply
29923 | Bankora Phc | Spot Light ( Portable ) | Model Not Available | 3000207995 | Functional | Others
29924 | Sangod Chc | 300mA X-Ray Machine | Maiddford - MXD 3000 | 3000135566 | Functional | Others
29925 | Simliya Phc | Centrifuge Machine ( 8 Tube) | Model Not Available | 3000135267 | Functional | Others
29926 | Sangod Chc | ELECTRIC OT TABLE | MODEL NOT AVAILABLE | 3000135574 | Functional | Others
29927 | Bambori Phc | Baby Weighing Machine | Crown | 3000135380 | Functional | Others
29928 | Simliya Phc | Glucometer | Model not available | 3000135269 | Functional | Others
29929 | M B S Hospital Kota | Multi-Para Monitor | Model not available | 3000055417 | Functional | Others
29930 | Rampura District Hospitalkota Dh | Baby Weighing Machine | Model Not Available | AGCM132 | Functional | Others
29931 | City Dispensary Kunhari Area | SPHYGMOMANOMETER(BP APPRATUS) | MODEL NOT AVAILABLE | 3000129716 | Functional | Others
29932 | New Govt Medical College Kota | O.T. Light Single Dome | MODEL NOT AVAILABLE | 3000121158 | Functional | Others
29933 | New Govt Medical College Kota | Syringe Needle Destroyer | Model not available | 300055100 | Functional | Others
29934 | Bhim Chc | Hydraulic Operation Table | MODEL NOT AVAILABLE | 3000262750 | Functional | Others
29935 | Bhim Chc | Hydraulic Operation Table | MODEL NOT AVAILABLE | 3000262743 | Functional | Others
29936 | Bhim Chc | Hydraulic Operation Table | MODEL NOT AVAILABLE | 3000262744 | Functional | Others
29937 | Savlod Phc | SPHYGMOMANOMETER(BP APPRATUS-Digital) | Model Not Available | 3000216071 | Functional | Omron Health Care
29938 | Pipali Ah Phc | Labour Table | Model Not Available | 3000262448 | Functional | Others
29939 | M B S Hospital Kota | Cardioscope | MODEL NOT AVAILABLE | 3000055438 | Functional | Others
29940 | M B S Hospital Kota | Cardioscope | MODEL NOT AVAILABLE | 3000055437 | Functional | Others
29941 | Savlod Phc | Nebulizer | MODEL NOT AVAILABLE | 3000216072 | Functional | Others
29942 | Jln Central Store Medical College | Centrifuge Machine ( 4 Tube ) | Model not available | HKLE6342 | Functional | Others
29943 | Jln Central Store Medical College | Centrifuge Machine ( 4 Tube ) | Model not available | CSIM140CF | Functional | Others
29944 | Jln Central Store Medical College | Centrifuge Machine ( 4 Tube ) | Model not available | M012142 | Functional | Others
29945 | Kuraj Phc | SPHYGMOMANOMETER(BP APPRATUS) | MODEL NOT AVAILABLE | 3000262588 | Functional | Others
29946 | M B S Hospital Kota | SPHYGMOMANOMETER(BP APPRATUS) | MODEL NOT AVAILABLE | 3000121129 | Functional | Others
29947 | Kuraj Phc | Weighing Machine | MODEL NOT AVAILABLE | 3000262590 | Functional | Others
29948 | M B S Hospital Kota | Nebulizer | MODEL NOT AVAILABLE | 300121130 | Functional | Others
29949 | Manasgaon Phc | Freezes | MODEL NOT AVAILABLE | 3000135304 | Functional | Others
29950 | Kishanpura Phc | Incubator | MODEL NOT AVAILABLE | 3000049080 | Functional | Others
29951 | Manasgaon Phc | O.T. Light Single Dome | MODEL NOT AVAILABLE | 3000135316 | Functional | Others
29952 | Kuraj Phc | Centrifuge Machine ( 6 Tube ) | Model Not Available | 3000262593 | Functional | Others
29953 | Jln Central Store Medical College | Phototherepy Unit | MODEL NOT AVAILABLE | 2000033747 | Functional | Others
29954 | Jln Central Store Medical College | Phototherepy Unit | MODEL NOT AVAILABLE | 2000033748 | Functional | Others
29955 | Jln Central Store Medical College | Phototherepy Unit | MODEL NOT AVAILABLE | 2000033749 | Functional | Others
29956 | Jln Central Store Medical College | Phototherepy Unit | MODEL NOT AVAILABLE | 2000033659 | Functional | Others
29957 | Jln Central Store Medical College | Phototherepy Unit | MODEL NOT AVAILABLE | 2000033660 | Functional | Others
29958 | Jln Central Store Medical College | Phototherepy Unit | MODEL NOT AVAILABLE | 2000033760 | Functional | Others
29959 | Jln Central Store Medical College | Phototherepy Unit | MODEL NOT AVAILABLE | 2000033817 | Functional | Others
29960 | Jln Central Store Medical College | Phototherepy Unit | MODEL NOT AVAILABLE | 2000033818 | Functional | Others
29961 | Jln Central Store Medical College | Phototherepy Unit | MODEL NOT AVAILABLE | 2000033750 | Functional | Others
29962 | Jln Central Store Medical College | Phototherepy Unit | MODEL NOT AVAILABLE | 2000033751 | Functional | Others
29963 | Rbm Hospital Bharatpur Dh | ECG Machine (Single Channel) | BPL - Cardiart 108T | 18564 | Functional | Bpl Medical Technologies
29964 | Dhamora Phc Jhunjunu | Syringe Needle Destroyer | Model not available | 3000218442 | Functional | Others
29965 | Sherpur Phc | Autoclave | Model not available | 3000138881 | Functional | Others
29966 | Udaipurwati Chc | Hot Air Oven | DEL - 624 | 3000218186 | Functional | Others
29967 | Dei Chc | Binocular Microscope | Model Not Available | 3000046347 | Functional | Others
29968 | Dei Chc | Centrifuge Machine ( 8 Tube) | Model Not Available | 3000046354 | Functional | Others
29969 | Dei Chc | Freezes | MODEL NOT AVAILABLE | 3000046352 | Functional | Others
29970 | Pisangan Chc | SPHYGMOMANOMETER(BP APPRATUS) | MODEL NOT AVAILABLE | 2000032726 | Functional | Others
29971 | Pisangan Chc | SPHYGMOMANOMETER(BP APPRATUS) | MODEL NOT AVAILABLE | 2000032727 | Functional | Others
29972 | Kharwa Phc | Centrifuge Machine ( 4 Tube ) | Model not available | 2000032801 | Functional | Others
29973 | Undamandi Phc | Ice lined refrigerator | HBC-70 | 0B2A9B0106 | Functional | Haier Appliances India Pvt
29974 | Undamandi Phc | Suction Machine | Model Not Available | 3000216192 | Non Functional Repairable | Others
29975 | Dei Chc | Glucometer | Model not available | 300004658 | Functional | Others
29976 | Junia Phc | Nebulizer | MODEL NOT AVAILABLE | 2000033189 | Functional | Others
29977 | Kharwa Phc | Incubator | MODEL NOT AVAILABLE | 2000032803 | Functional | Others
29978 | Undamandi Phc | Autoclave | Model not available | 3000216193 | Non Functional Repairable | Others
29979 | Undamandi Phc | SPHYGMOMANOMETER(BP APPRATUS) | Pagoda | 3000216194 | Non Functional Repairable | Elite Scientific Corporation
29980 | Undamandi Phc | SPHYGMOMANOMETER(BP APPRATUS) | Pagoda | 3000216195 | Non Functional Repairable | Elite Scientific Corporation
29981 | Kharwa Phc | Binocular Microscope | Model Not Available | 2000032802 | Functional | Others
29982 | Pisangan Chc | SPHYGMOMANOMETER(BP APPRATUS) | MODEL NOT AVAILABLE | 2000032728 | Functional | Others
29983 | Kharwa Phc | Binocular Microscope | Model Not Available | 2000032804 | Functional | Others
29984 | Pisangan Chc | Centrifuge Machine ( 4 Tube ) | Model not available | 2000032729 | Functional | Others
29985 | Gangarar Chc | Blood Cell Counter - 3 part | Model not available | 3000208310 | Functional | Others
29986 | Kharwa Phc | Syringe Needle Destroyer | Model not available | 2000032805 | Functional | Others
29987 | Junia Phc | Blood Bank Refrigerator | Model not available | 2000033180 | Functional | Others
29988 | Junia Phc | Blood Bank Refrigerator | Model not available | 91009915 | Functional | Others
29989 | Jln Central Store Medical College | Centrifuge Machine ( 16 Tube ) | Model not available | HKLE6341 | Functional | Others
29990 | Jln Central Store Medical College | Binocular Microscope | Model Not Available | 13983 | Functional | Others
29991 | M B S Hospital Kota | Multi-Para Monitor | Model not available | 3000055383 | Functional | Others
29992 | M B S Hospital Kota | Multi-Para Monitor | Model not available | 3000055382 | Functional | Others
29993 | Jln Central Store Medical College | Syringe Needle Destroyer | Model not available | ND-20 | Functional | Others
29994 | Khamor Phc | SPHYGMOMANOMETER(BP APPRATUS) | MODEL NOT AVAILABLE | 3000262476 | Functional | Others
29995 | Jln Central Store Medical College | Centrifuge Machine ( 4 Tube ) | Model not available | CFM0101-20142 | Functional | Others
29996 | Pipali Ah Phc | Glucometer | Model not available | 3000262441 | Functional | Others
29997 | Pipali Ah Phc | Autoclave | Model not available | 3000262444 | Functional | Others
29998 | Savlod Phc | SPHYGMOMANOMETER(BP APPRATUS) | MODEL NOT AVAILABLE | 3000216075 | Non Functional Repairable | Others
29999 | Savlod Phc | SPHYGMOMANOMETER(BP APPRATUS) | MODEL NOT AVAILABLE | 3000216074 | Non Functional Repairable | Others
30000 | Savlod Phc | SPHYGMOMANOMETER(BP APPRATUS) | MODEL NOT AVAILABLE | 3000216073 | Non Functional Repairable | Others
30001 | Kuraj Phc | Freezes | MODEL NOT AVAILABLE | 3000262589 | Functional | Others
30002 | Jln Central Store Medical College | Multi-Para Monitor | Model not available | 2000033640 | Functional | Others
30003 | Jln Central Store Medical College | Multi-Para Monitor | Model not available | 2000033641 | Functional | Others
30004 | Jln Central Store Medical College | Multi-Para Monitor | Model not available | 2000033672 | Functional | Others
30005 | Jln Central Store Medical College | Multi-Para Monitor | Model not available | 2000033793 | Functional | Others
30006 | Jln Central Store Medical College | Multi-Para Monitor | Model not available | 2000033679 | Functional | Others
30007 | Jln Central Store Medical College | Multi-Para Monitor | Model not available | 2000033680 | Functional | Others
30008 | Jln Central Store Medical College | Multi-Para Monitor | Model not available | 2000033681 | Functional | Others
30009 | Jln Central Store Medical College | Multi-Para Monitor | Model not available | 2000033682 | Functional | Others
30010 | Jln Central Store Medical College | Multi-Para Monitor | Model not available | 2000033651 | Functional | Others
30011 | Jln Central Store Medical College | Multi-Para Monitor | Model not available | 2000033652 | Functional | Others
30012 | Jln Central Store Medical College | Multi-Para Monitor | Model not available | 2000033678 | Functional | Others
30013 | Jln Central Store Medical College | Multi-Para Monitor | Model not available | 2000033647 | Functional | Others
30014 | M B S Hospital Kota | Ventilator | Model Not Available | 3000121132 | Functional | Others
30015 | Pecherikalan Phc | Blood Bank Refrigerator | Model not available | BZ8810135 | Functional | Haier Appliances India Pvt
30016 | Chanana Phc | Suction Machine | Model Not Available | 3000218467 | Functional | Atlas Surgical Company
30017 | Shimla Phc | Baby Weighing Machine | Model Not Available | 3000218840 | Functional | Crown Digital Scales Inc
30018 | Shimla Phc | Weighing Machine | MODEL NOT AVAILABLE | 3000218827 | Functional | Others
30019 | Padampura Phc Jhunjhunu | Syringe Needle Destroyer | Nulife - Dots | 3000218537 | Functional | Mrk Healthcare Pvt Ltd Delhi
30020 | Tyonda Phc | Baby Weighing Machine | Model Not Available | 3000218857 | Functional | Others
30021 | Bhim Chc | Pulse Oxymeter | Model Not Available | 3000262746 | Functional | Others
30022 | Mandawara Phc | Glucometer | Model not available | 3000218217 | Functional | Bayer Diagnostics
30023 | Kuharwas Phc | Binocular Microscope | AMT 5A | 3000216200 | Functional | Rohilla Industries Jaipur
30024 | Kuharwas Phc | Syringe Needle Destroyer | Nulife - Dots | 3000216202 | Functional | Mrk Healthcare Pvt Ltd Delhi
30025 | Buhana Chc | FOOT OPERATED SUCTION MACHINE | SU-101 | 3000216118 | Functional | Niscomed Electro Medical Devices
30026 | Singhana Chc | FOOT OPERATED SUCTION MACHINE | MODEL NOT AVAILABLE | 3000218921 | Functional | Surgicoin Medequip Pvt Ltd
30027 | Buhana Chc | Binocular Microscope | Model Not Available | 3000216120 | Functional | Mlw Intermed
30028 | Singhana Chc | Baby Weighing Machine | Microsil - ND350 | 3000202472 | Functional | Others
30029 | Singhana Chc | SPHYGMOMANOMETER(BP APPRATUS) | Pagoda | 3000218924 | Non Functional Repairable | Elite Scientific Corporation
30030 | Buhana Chc | Blood Cell Counter - 3 part | SUVARANA | 3000202473 | Functional | Cmho Supply
30031 | Rbm Hospital Bharatpur Dh | ELISA Washer | Model not available | 461310159BE | Functional | Alere Medical Pvt Ltd
30032 | Buhana Chc | SPHYGMOMANOMETER(BP APPRATUS) | Model Not Available | 3000202474 | Functional | Cmho Supply
30033 | Dantra Phc | Binocular Microscope | Model Not Available | 2000032783 | Functional | Others
30034 | Govindgarh Phc | Monocular Microscope | Model not available | 2000032644 | Functional | Others
30035 | Kanera Chc | Baby Weighing Machine | Model Not Available | 3000208335 | Functional | Others
30036 | Kanera Chc | Baby Weighing Machine | Model Not Available | 3000208343 | Functional | Others
30037 | Kanera Chc | Hydraulic Operation Table | MODEL NOT AVAILABLE | 3000208341 | Functional | Others
30038 | Kanera Chc | Hydraulic Operation Table | MODEL NOT AVAILABLE | 3000208342 | Functional | Others
30039 | Kanera Chc | Hydraulic Operation Table | MODEL NOT AVAILABLE | 3000208348 | Functional | Others
30040 | Dantra Phc | Ice lined refrigerator | HBC-70 | 2000032789 | Functional | Others
30041 | Diver Phc | FOOT OPERATED SUCTION MACHINE | MODEL NOT AVAILABLE | 3000209723 | Functional | Others
30042 | Kuraj Phc | Glucometer | Model not available | 3000262594 | Functional | Others
30043 | Diver Phc | Binocular Microscope | Model Not Available | 3000209731 | Functional | Others
30044 | M B S Hospital Kota | SPHYGMOMANOMETER(BP APPRATUS) | MODEL NOT AVAILABLE | 3000055854 | Functional | Others
30045 | Jln Central Store Medical College | Syringe Needle Destroyer | Microsil ND-60 | 2000033683 | Functional | Others
30046 | Jln Central Store Medical College | Syringe Needle Destroyer | Microsil ND-60 | 2000033684 | Functional | Others
30047 | Jln Central Store Medical College | Nebulizer | MODEL NOT AVAILABLE | 2000033815 | Functional | Others
30048 | Jln Central Store Medical College | Nebulizer | MODEL NOT AVAILABLE | 2000033650 | Functional | Others
30049 | Manaksas Phc Jhunjunu | SPHYGMOMANOMETER(BP APPRATUS) | Pagoda | 3000218229 | Functional | Elite Scientific Corporation
30050 | Kuraj Phc | Labour Table | Model Not Available | 3000262599 | Functional | Others
30051 | Manaksas Phc Jhunjunu | SPHYGMOMANOMETER(BP APPRATUS) | MODEL NOT AVAILABLE | 9813358109 | Functional | Ajay Optical India
30052 | New Govt Medical College Kota | Bipolar Cautery Machine | Model Not Available | 3000055124 | Functional | Others
30053 | Nagolla Phc | Syringe Needle Destroyer | Model not available | 2000032931 | Functional | Others
30054 | Awan Phc | SPHYGMOMANOMETER(BP APPRATUS) | MODEL NOT AVAILABLE | 3000135634 | Functional | Others
30055 | Nagolla Phc | Freezes | MODEL NOT AVAILABLE | 2000032933 | Functional | Others
30056 | Nagolla Phc | Ice lined refrigerator | Model Not Available | 2000032935 | Functional | Others
30057 | M B S Hospital Kota | Slit Lamp | Model Not Available | 3000055396 | Functional | Others
30058 | M B S Hospital Kota | Phototherepy Unit | MODEL NOT AVAILABLE | 3000055395 | Functional | Others
30059 | M B S Hospital Kota | Colorimeter | MODEL NOT AVAILABLE | 3000055394 | Functional | Others
30060 | M B S Hospital Kota | Incubator | MODEL NOT AVAILABLE | 3000055844 | Functional | Others
30061 | M B S Hospital Kota | Incubator | MODEL NOT AVAILABLE | 300055846 | Functional | Others
30062 | Ayana Phc | Freezes | Kelvinator KGE 193 | 3000135385 | Functional | Others
30063 | Y N Hospital Kishangarh Sdh | ELISA Washer | Model not available | 3000047488 | Functional | Others
30064 | Ayana Phc | O.T. Light Single Dome | MODEL NOT AVAILABLE | 3000135396 | Functional | Others
30065 | Y N Hospital Kishangarh Sdh | ELISA Reader | Model not available | 3000047489 | Functional | Others
30066 | Y N Hospital Kishangarh Sdh | ELISA Reader | Model not available | 3000047490 | Functional | Others
30067 | Pecherikalan Phc | Baby Weighing Machine | Docbel Braun | 3000218876 | Functional | Others
30068 | Pecherikalan Phc | Glucometer | Model not available | A103B09F190716 | Functional | Others
30069 | Chanana Phc | Blood Bank Refrigerator | Model not available | 2452533 | Functional | Vestfrost Solutions
30070 | Singhana Chc | Glucometer | Model not available | 4230111200U0860C | Functional | Others
30071 | Buhana Chc | Instrument Sterilizer | Model Not Available | 3000216113 | Functional | Others
30072 | Singhana Chc | Autoclave | Model not available | 3000218929 | Functional | Others
30073 | Singhana Chc | Fetal Doppler | MODEL NOT AVAILABLE | 02/2014FQ0789 | Functional | Others
30074 | Buhana Chc | ECG Machine (Single Channel) | BPL - Cardiart 108T | 3000216139 | Functional | Bpl Medical Technologies
30075 | Udaipurwati Chc | Glucometer | Easy Touch ET-101 | 1013E003807 | Functional | Others
30076 | Govt Hospital Nasirabad Sdh | Binocular Microscope | Model Not Available | 3000047642 | Functional | Others
30077 | Rashmi Chc | 100mA X-Ray Machine | Model not available | 3000208249 | Functional | Others
30078 | Pranhera Phc | Suction Machine | Model Not Available | 2000033762 | Functional | Others
30079 | Suket Chc | Freezes | MODEL NOT AVAILABLE | 3000261025 | Functional | Others
30080 | Pilani Phc Jhunjunu | Centrifuge Machine ( 4 Tube ) | Model not available | 3000218743 | Functional | Remi Electrotechnik Ltd
30081 | Pilani Phc Jhunjunu | Binocular Microscope | PZB 22 | 3000218747 | Functional | Quality Scientific And Mechanical Works Pvt Ltd
30082 | Pilani Phc Jhunjunu | Syringe Needle Destroyer | Model not available | 3000218748 | Functional | Others
30083 | Zanana Hospital Ajmer Medical Collage Hospital | Blood Mixer ( Roller Mixer ) | Model not available | 3000047106 | Functional | Others
30084 | Devliya Kalan Phc | Instrument Sterilizer | Model Not Available | 2000032944 | Functional | Others
30085 | Zanana Hospital Ajmer Medical Collage Hospital | Binocular Microscope | Model Not Available | 3000047109 | Functional | Others
30086 | Devliya Kalan Phc | Syringe Needle Destroyer | Model not available | 2000032946 | Functional | Others
30087 | M B S Hospital Kota | Phacoemulsification Machine | Model Not Available | 903554 | Functional | Others
30088 | M B S Hospital Kota | Phacoemulsification Machine | Model Not Available | 903553 | Functional | Others
30089 | Seventri Phc | Weighing Machine | MODEL NOT AVAILABLE | 3000209611 | Functional | Others
30090 | City Dispensary Chhawani Kota | Hemoglobin Analyzer | Model not available | 3000130149 | Functional | Others
30091 | Budhateet Phc Kota | Hemoglobin Analyzer | Model not available | 3000135461 | Functional | Others
30092 | Morpa Phc Kota | Weighing Machine | MODEL NOT AVAILABLE | 3000135345 | Functional | Others
30093 | M B S Hospital Kota | Ventilator | Model Not Available | 3000121133 | Functional | Others
30094 | Sainthal Chc | 100mA X-Ray Machine | GME - GMHF-6 | 3000081070 | Functional | Others
30095 | Diver Phc | Baby Weighing Machine | Model Not Available | 3000209722 | Functional | Others
30096 | Diver Phc | Baby Weighing Machine | Model Not Available | 3000209729 | Functional | Others
30097 | Diver Phc | Baby Weighing Machine | Model Not Available | 3000209730 | Functional | Others
30098 | Diver Phc | Labour Table | Model Not Available | 3000209725 | Functional | Others
30099 | Jln Central Store Medical College | Suction Machine | Model Not Available | 2000033841 | Functional | Others
30100 | Jln Central Store Medical College | Suction Machine | Model Not Available | 2000033842 | Functional | Others
30101 | Kanwas Chc | Instrument Sterilizer | Model Not Available | 3000135618 | Functional | Others
30102 | M B S Hospital Kota | Weighing Machine | MODEL NOT AVAILABLE | 3000055855 | Functional | Others
30103 | Kuraj Phc | Baby Weighing Machine | Model Not Available | 3000262597 | Functional | Others
30104 | Nagolla Phc | SPHYGMOMANOMETER(BP APPRATUS) | MODEL NOT AVAILABLE | 2000032928 | Functional | Others
30105 | Nagolla Phc | Binocular Microscope | Model Not Available | 2000032929 | Functional | Others
30106 | Awan Phc | Suction Machine | Model Not Available | 3000135633 | Functional | Others
30107 | Kuraj Phc | Spot Light ( Portable ) | Model Not Available | 3000262602 | Functional | Others
30108 | M B S Hospital Kota | Tonometer | Model Not Available | 3000055398 | Functional | Others
30109 | M B S Hospital Kota | YAG Laser | Model Not Available | 3000055397 | Functional | Others
30110 | M B S Hospital Kota | Slit Lamp | Model Not Available | 3000055393 | Functional | Others
30111 | Ayana Phc | Syringe Needle Destroyer | Nulife - Dots | 3000135388 | Functional | Others
30112 | Y N Hospital Kishangarh Sdh | Syringe Needle Destroyer | Model not available | 3000047487 | Functional | Others
30113 | Ayana Phc | Centrifuge Machine ( 8 Tube) | Model Not Available | 3000135391 | Functional | Others
30114 | Ayana Phc | Binocular Microscope | Model Not Available | 3000135390 | Functional | Others
30115 | Ayana Phc | Instrument Sterilizer | Model Not Available | 3000135398 | Functional | Others
30116 | Y N Hospital Kishangarh Sdh | Hot Air Oven | Model not available | 3000047493 | Functional | Others
30117 | Amet Chc | O.T. Light Double Dome | MODEL NOT AVAILABLE | 3000209334 | Functional | Others
30118 | Mandphiya Chc | Suction Machine | Model Not Available | 3000208204 | Functional | Others
30119 | Mandphiya Chc | Suction Machine | Model Not Available | 3000203397 | Functional | Others
30120 | Sultanpur Chc | Baby Weighing Machine | Crown | 3000135359 | Functional | Others
30121 | Badisadri Chc | Glucometer | Model not available | 3000208047 | Functional | Others
30122 | Badisadri Chc | Glucometer | Model not available | 3000208063 | Functional | Others
30123 | Badisadri Chc | Glucometer | Model not available | 3000208065 | Functional | Others
30124 | Y N Hospital Kishangarh Sdh | Suction Machine | Model Not Available | 3000047534 | Functional | Others
30125 | Y N Hospital Kishangarh Sdh | Suction Machine | Model Not Available | 3000047535 | Functional | Others
30126 | New Govt Medical College Kota | Anesthesia Machine | MODEL NOT AVAILABLE | 3000055094 | Functional | Others
30127 | New Govt Medical College Kota | Defibrillator | MODEL NOT AVAILABLE | 3000055092 | Functional | Others
30128 | Kaithun Chc | Glucometer | Model not available | 3000130933 | Functional | Others
30129 | Govt Hospital Nasirabad Sdh | Centrifuge Machine (36 Tubes) | Model Not Available | 3000047606 | Functional | Others
30130 | Govt Hospital Nasirabad Sdh | Centrifuge Machine (36 Tubes) | Model Not Available | 3000047607 | Functional | Others
30131 | Charbhuja Chc | Centrifuge Machine ( 4 Tube ) | Model not available | 3000209573 | Functional | Others
30132 | Badisadri Chc | 100mA X-Ray Machine | Model not available | 3000208080 | Functional | Others
30133 | Badisadri Chc | 100mA X-Ray Machine | Model not available | 3000208081 | Functional | Others
30134 | New Govt Medical College Kota | C-Arm Machine | Model Not Available | 3000130032 | Functional | Others
30135 | Govt Hospital Nasirabad Sdh | Cautry Machine | Model Not Available | 3000047646 | Functional | Others
30136 | Kaithun Chc | Freezes | MODEL NOT AVAILABLE | 3000130941 | Functional | Others
30137 | Kaithun Chc | 100mA X-Ray Machine | Siemens - Nanophos 100 | 3000130943 | Functional | Others
30138 | Charbhuja Chc | Spot Light ( Portable ) | Model Not Available | 3000209584 | Functional | Others
30139 | Govt Hospital Nasirabad Sdh | Blood Bank Refrigerator | Model not available | 3000047627 | Functional | Others
30140 | Charbhuja Chc | FOOT OPERATED SUCTION MACHINE | MODEL NOT AVAILABLE | 3000209585 | Functional | Others
30141 | Badisadri Chc | Suction Machine | Model Not Available | 3000208078 | Functional | Others
30142 | Charbhuja Chc | Radiant Heat Warmer | Meditrin - Heat Warmer | 3000209586 | Functional | Others
30143 | Badali Phc | Monocular Microscope | Model not available | 3000049097 | Functional | Others
30144 | Kaithun Chc | Blood Bank Refrigerator | Model not available | 3000130936 | Functional | Others
30145 | Kaithun Chc | Blood Bank Refrigerator | Model not available | 3000130937 | Functional | Others
30146 | Y N Hospital Kishangarh Sdh | VDRL Rotator (Rotor and Shaker) | Model Not Available | 3000047491 | Functional | Others
30147 | M B S Hospital Kota | Vitrectomy Machine | Model Not Available | 3000046614 | Functional | Others
30148 | Moikalan Phc Kota | Hemoglobin meter | Model Not Available | 3000135698 | Functional | Others
30149 | Ayana Phc | Weighing Machine | Victoria DX | 3000135400 | Functional | Others
30150 | Y N Hospital Kishangarh Sdh | VDRL Rotator (Rotor and Shaker) | Model Not Available | 3000047494 | Functional | Others
30151 | Y N Hospital Kishangarh Sdh | VDRL Rotator (Rotor and Shaker) | Model Not Available | 3000047495 | Functional | Others
30152 | Y N Hospital Kishangarh Sdh | Binocular Microscope | Model Not Available | 3000047496 | Functional | Others
30153 | M B S Hospital Kota | Incubator | MODEL NOT AVAILABLE | 3000055827 | Functional | Others
30154 | M B S Hospital Kota | Blood Cell Counter - 3 part | Model not available | 3000046640 | Functional | Others
30155 | Mandphiya Chc | Instrument Sterilizer | Model Not Available | 3000208206 | Functional | Others
30156 | Mandphiya Chc | Instrument Sterilizer | Model Not Available | 3000203396 | Functional | Others
30157 | Gidaniya Phc Jhunjunu | SPHYGMOMANOMETER(BP APPRATUS) | MODEL NOT AVAILABLE | 3000218570 | Functional | Others
30158 | Y N Hospital Kishangarh Sdh | Autoclave | Model not available | 3000047500 | Functional | Others
30159 | Y N Hospital Kishangarh Sdh | Incubator | MODEL NOT AVAILABLE | 3000047482 | Functional | Others
30160 | Mandphiya Chc | Glucometer | MODEL NOT AVAILABLE | 2000029491 | Non Functional Not Repairable | Zeal Medical Pvt Ltd
30161 | Mandphiya Chc | Glucometer | Model not available | 3000203389 | Functional | Others
30162 | Mandphiya Chc | Nebulizer | MODEL NOT AVAILABLE | 3000208222 | Functional | Others
30163 | Buhana Chc | Weighing Machine | MODEL NOT AVAILABLE | 3000216151 | Functional | Others
30164 | Morukalan Phc Kota | Freezes | MODEL NOT AVAILABLE | 3000135754 | Functional | Others
30165 | Bapawarkalan Phc | Blood Bank Refrigerator | Model not available | 3000135687 | Functional | Others
30166 | Y N Hospital Kishangarh Sdh | Syringe Needle Destroyer | Model not available | 3000047530 | Functional | Others
30167 | Kundanpura Phc | Weighing Machine | MODEL NOT AVAILABLE | 3000135596 | Functional | Others
30168 | Kundanpura Phc | Ice lined refrigerator | Model Not Available | 3000135597 | Functional | Others
30169 | Bandanwara Chc | Ice lined refrigerator | Model Not Available | 2000032523 | Functional | Others
30170 | Bandanwara Chc | Ice lined refrigerator | Model Not Available | 2000032524 | Functional | Others
30171 | Govt Hospital Nasirabad Sdh | Radiant Heat Warmer | Model Not Available | 3000047614 | Functional | Others
30172 | Govt Hospital Nasirabad Sdh | Radiant Heat Warmer | Model Not Available | 3000047615 | Functional | Others
30173 | Buhana Chc | Hot Air Oven | Model not available | 3000216126 | Functional | Deepak Enterprises
30174 | New Govt Medical College Kota | Cobalt Radiotherapy machine | Model Not Available | 3000055208 | Functional | Others
30175 | New Govt Medical College Kota | Cobalt Radiotherapy machine | Model Not Available | 3000055207 | Functional | Others
30176 | New Govt Medical College Kota | Cold Light Source | MODEL NOT AVAILABLE | 3000121160 | Functional | Others
30177 | New Govt Medical College Kota | Cold Light Source | MODEL NOT AVAILABLE | 3000121161 | Functional | Others
30178 | Kanera Chc | Photoelectric Calorimeter | Calorimeter - 1312 | 3000208345 | Functional | Others
30179 | Govindgarh Phc | Nebulizer | MODEL NOT AVAILABLE | 2000032649 | Functional | Others
30180 | Govindgarh Phc | Ice lined refrigerator | HBC-70 | 2000032650 | Functional | Others
30181 | Kanera Chc | 150 mA X-Ray Machine | MARS 6R | 3000208346 | Functional | Others
30182 | Dantra Phc | Suction Machine | Model Not Available | 2000032790 | Functional | Others
30183 | Kanera Chc | ECG Machine (Single Channel) | Model Not Available | 3000208347 | Functional | Others
30184 | Govindgarh Phc | Ice lined refrigerator | MK-144 | 2000032652 | Functional | Others
30185 | Govindgarh Phc | Syringe Needle Destroyer | Model not available | 2000032655 | Functional | Others
30186 | Dantra Phc | Syringe Needle Destroyer | Model not available | 2000032794 | Functional | Others
30187 | Dantra Phc | Syringe Needle Destroyer | Model not available | 2000032793 | Functional | Others
30188 | Govindgarh Phc | Suction Machine | Model Not Available | 2000032657 | Functional | Others
30189 | Govindgarh Phc | Suction Machine | Model Not Available | 2000032658 | Functional | Others
30190 | Dantra Phc | Nebulizer | MODEL NOT AVAILABLE | 2000032795 | Functional | Others
30191 | Govindgarh Phc | Instrument Sterilizer | Model Not Available | 2000032659 | Functional | Others
30192 | Dantra Phc | Freezes | MODEL NOT AVAILABLE | 2000032796 | Functional | Others
30193 | Govindgarh Phc | Autoclave | Model not available | 2000032661 | Functional | Others
30194 | Dantra Phc | Autoclave | Model not available | 2000032797 | Functional | Others
30195 | Mandawara Phc | Syringe Needle Destroyer | Nulife - Dots | 3000218214 | Functional | Mrk Healthcare Pvt Ltd Delhi
30196 | Mandawara Phc | Glucometer | Model not available | 3000218218 | Functional | Others
30197 | Kanera Chc | Suction Machine | Model Not Available | 3000208343 | Functional | Others
30198 | Mandawara Phc | Ice lined refrigerator | HBC-70 | B9A9130111 | Functional | Haier Appliances India Pvt
30199 | Mandawara Phc | Syringe Needle Destroyer | Model not available | 3000218222 | Functional | Others
30200 | Mandphiya Chc | Hydraulic Operation Table | MODEL NOT AVAILABLE | 3000208212 | Functional | Others
30201 | Mandphiya Chc | Hydraulic Operation Table | MODEL NOT AVAILABLE | 3000208214 | Functional | Others
30202 | Mandphiya Chc | Hydraulic Operation Table | MODEL NOT AVAILABLE | 3000208217 | Functional | Others
30203 | Y N Hospital Kishangarh Sdh | Colorimeter | MODEL NOT AVAILABLE | 3000047485 | Functional | Others
30204 | Mandphiya Chc | Ventilator | Model Not Available | 3000208220 | Functional | Others
30205 | Devikot Phc | SPHYGMOMANOMETER(BP APPRATUS) | MODEL NOT AVAILABLE | 71519 | Functional | Others
30206 | Mehmadpura Devlen Phc Karauli | Syringe Needle Destroyer | Model not available | 3000137081 | Functional | Others
30207 | Bambori Phc | Hemoglobin Analyzer | Model not available | 3000135382 | Functional | Others
30208 | Singhana Chc | Binocular Microscope | Model Not Available | 3000218906 | Functional | Mlw Intermed
30209 | Mehmadpura Devlen Phc Karauli | SPHYGMOMANOMETER(BP APPRATUS) | MODEL NOT AVAILABLE | 3000137083 | Functional | Others
30210 | Singhana Chc | Syringe Needle Destroyer | Model not available | 3000218927 | Functional | Bhasin Sons Private Limited
30211 | Buhana Chc | Centrifuge Machine ( 8 Tube) | Model Not Available | 3000216130 | Functional | Others
30212 | Mehmadpura Devlen Phc Karauli | Stethoscope | Model Not Available | 3000137082 | Functional | Others
30213 | Mandphiya Chc | Sahlis HB Meter | Model not available | 3000203390 | Functional | Others
30214 | Mandphiya Chc | Sahlis HB Meter | Model not available | 3000203391 | Functional | Others
30215 | Mandphiya Chc | Sahlis HB Meter | Model not available | 3000203393 | Functional | Others
30216 | Badisadri Chc | Autoclave | Model not available | 3000208067 | Functional | Others
30217 | Badisadri Chc | Autoclave | Model not available | 3000208068 | Functional | Others
30218 | Ajan Phc | Binocular Microscope | Model Not Available | 2000003616 | Functional | Others
30219 | Badisadri Chc | Hydraulic Operation Table | MODEL NOT AVAILABLE | 3000208070 | Functional | Others
30220 | Badisadri Chc | Hydraulic Operation Table | MODEL NOT AVAILABLE | 3000208071 | Functional | Others
30221 | Badisadri Chc | Hydraulic Operation Table | MODEL NOT AVAILABLE | 3000208072 | Functional | Others
30222 | Badisadri Chc | Radiant Heat Warmer | Model Not Available | 3000208077 | Functional | Others
30223 | Badisadri Chc | Fetal Doppler | MODEL NOT AVAILABLE | 3000208079 | Functional | Others
30224 | Charbhuja Chc | Micropipettes | MODEL NOT AVAILABLE | 3000209574 | Functional | Others
30225 | Charbhuja Chc | Micropipettes | MODEL NOT AVAILABLE | 3000209575 | Functional | Others
30226 | Charbhuja Chc | Semi Automated Chemistry Analyzer | MODEL NOT AVAILABLE | 2000033130 | Functional | Others
30227 | Dadabari Chc | Freezes | MODEL NOT AVAILABLE | 3000135231 | Functional | Others
30228 | Rasulpur Phc | SPHYGMOMANOMETER(BP APPRATUS) | MODEL NOT AVAILABLE | 3000218670 | Non Functional Repairable | Others
30229 | Rasulpur Phc | SPHYGMOMANOMETER(BP APPRATUS) | Crown | 3000280137 | Functional | Others
30230 | Zilola Phc | FOOT OPERATED SUCTION MACHINE | SU-101 | 3000209362 | Functional | Others
30231 | Dadabari Chc | Radiant Heat Warmer | Model Not Available | 3000135199 | Functional | Others
30232 | Dadabari Chc | Radiant Heat Warmer | Model Not Available | 3000135201 | Functional | Others
30233 | Dadabari Chc | Radiant Heat Warmer | Model Not Available | 3000135200 | Functional | Others
30234 | Dadabari Chc | Radiant Heat Warmer | Model Not Available | 3000135209 | Functional | Others
30235 | Kelwara Chc | O.T. Light Single Dome | MODEL NOT AVAILABLE | 3000262640 | Functional | Others
30236 | Mandana Chc Kota | Incubator | MODEL NOT AVAILABLE | 3000135742 | Functional | Others
30237 | Kelwara Chc | SPHYGMOMANOMETER(BP APPRATUS) | MODEL NOT AVAILABLE | 3000262655 | Functional | Others
30238 | Kurgaon Chc | Hemoglobin meter | Model Not Available | 3000138468 | Functional | Others
30239 | Nokh Phc | Centrifuge Machine ( 4 Tube ) | Model not available | 3000047848 | Functional | Others
30240 | Ramganj Mandi Chc | Sahlis HB Meter | Model not available | 3000261049 | Functional | Others
30241 | Ramganj Mandi Chc | Baby Weighing Machine | Model Not Available | 3000261061 | Functional | Others
30242 | Pipalda Phc | Ice lined refrigerator | MK - 142 | 3000135533 | Functional | Others
30243 | Jakhora Phc | Suction Machine | Model Not Available | 3000218625 | Functional | Others
30244 | Jakhora Phc | Binocular Microscope | PZB 22 | 3000218626 | Functional | Quality Scientific And Mechanical Works Pvt Ltd
30245 | Jakhora Phc | Nebulizer | MODEL NOT AVAILABLE | 3000218638 | Functional | Others
30246 | Jasrapur Phc | SPHYGMOMANOMETER(BP APPRATUS-Digital) | Model Not Available | 20140830563VGI | Functional | Omron Health Care
30247 | Mandawara Phc | Binocular Microscope | Model Not Available | 3000218216 | Functional | Alco Medical Microscopes
30248 | Kishangarh Renwal Chc | Binocular Microscope | PZB 22 | 2946 | Functional | Others
30249 | Mandawara Phc | SPHYGMOMANOMETER(BP APPRATUS) | MODEL NOT AVAILABLE | 3000218221 | Functional | Ajay Optical India
30250 | Rbm Hospital Bharatpur Dh | ECG Machine (Single Channel) | Cardiart 6108 T | AVMLOG16085 | Functional | Bpl Medical Technologies
30251 | Rbm Hospital Bharatpur Dh | Audio Meter | Model Not Available | 3000086004 | Functional | Others
30252 | Kuharwas Phc | Ice lined refrigerator | HBC-70 | 0B2A850068 | Functional | Haier Appliances India Pvt
30253 | Govt Hospital Nasirabad Sdh | Radiant Heat Warmer | Model Not Available | 3000047616 | Functional | Others
30254 | Govt Hospital Nasirabad Sdh | Radiant Heat Warmer | Model Not Available | 3000047620 | Functional | Others
30255 | Badisadri Chc | Binocular Microscope | Model Not Available | 3000208043 | Functional | Others
30256 | Badisadri Chc | Binocular Microscope | Model Not Available | 3000208048 | Functional | Others
30257 | Bandanwara Chc | Ice lined refrigerator | Model Not Available | 2000032525 | Functional | Others
30258 | Sultanpur Chc | Incubator | MODEL NOT AVAILABLE | 3000135364 | Functional | Others
30259 | Badisadri Chc | Blood Cell Counter - 3 part | Model not available | 3000208046 | Functional | Others
30260 | Badisadri Chc | Blood Cell Counter - 3 part | Model not available | 3000208073 | Functional | Others
30261 | Badisadri Chc | Instrument Sterilizer | Model Not Available | 3000208061 | Functional | Others
30262 | Badisadri Chc | Instrument Sterilizer | Model Not Available | 3000208074 | Functional | Others
30263 | New Govt Medical College Kota | C-Arm Machine | Model Not Available | 3000055112 | Functional | Others
30264 | Kaithun Chc | O.T. Light Double Dome | MODEL NOT AVAILABLE | 3000130960 | Functional | Others
30265 | Sherpur Phc | Binocular Microscope | Model Not Available | 3000138870 | Functional | Others
30266 | Kaithun Chc | SPHYGMOMANOMETER(BP APPRATUS) | MODEL NOT AVAILABLE | 3000130951 | Not in use | Others
30267 | Arain Chc | SPHYGMOMANOMETER(BP APPRATUS) | MODEL NOT AVAILABLE | 3000049296 | Functional | Others
30268 | Megpur Phc | Binocular Microscope | PZB 22 | 71154 | Functional | Quality Scientific And Mechanical Works Pvt Ltd
30269 | Udaipurwati Chc | Blood Cell Counter - 3 part | Horiba - ABX Micros ES 60 | 304ESOHO5485 | Functional | Horiba India Pvt Ltd
30270 | Udaipurwati Chc | Semi Automated Chemistry Analyzer | Model not Available | 3000218185 | Functional | Cpc Diagnostics Pvt Ltd
30271 | Govt Hospital Nasirabad Sdh | Multi-Para Monitor | Model not available | 3000047632 | Functional | Others
30272 | Govt Hospital Nasirabad Sdh | Pulse Oxymeter | Model Not Available | 3000047633 | Functional | Others
30273 | Govt Hospital Nasirabad Sdh | O.T. Light Single Dome | MODEL NOT AVAILABLE | 3000047634 | Functional | Others
30274 | Govt Hospital Nasirabad Sdh | Instrument Sterilizer | Model Not Available | 3000047635 | Functional | Others
30275 | Govt Hospital Nasirabad Sdh | Instrument Sterilizer | Model Not Available | 3000047636 | Functional | Others
30276 | Kaithun Chc | Freezes | MODEL NOT AVAILABLE | 3000130956 | Functional | Others
30277 | Badali Phc | Syringe Needle Destroyer | Nulife - Dots | 29760 | Functional | Others
30278 | Badali Phc | Baby Weighing Machine | Model Not Available | 3000049101 | Functional | Others
30279 | Dadabari Chc | Centrifuge Machine ( 12 Tube ) | Model Not Available | 3000135224 | Functional | Others
30280 | M B S Hospital Kota | O.T. Light Single Dome | MODEL NOT AVAILABLE | 3000046936 | Functional | Others
30281 | Sameecha Phc | Ice lined refrigerator | MK-144 | 3000209625 | Functional | Others
30282 | Kelwara Chc | Sahlis HB Meter | Model not available | 3000262636 | Functional | Others
30283 | M B S Hospital Kota | Ventilator | Model Not Available | 3000055378 | Functional | Others
30284 | M B S Hospital Kota | Ventilator | Model Not Available | 3000046922 | Functional | Others
30285 | M B S Hospital Kota | Ventilator | Model Not Available | 3000046923 | Functional | Others
30286 | Kelwara Chc | Pulse Oxymeter | Model Not Available | 3000262643 | Functional | Others
30287 | Pachlangi Phc | Glucometer | Model not available | 3000218252 | Functional | Others
30288 | Mandana Chc Kota | Suction Machine | Model Not Available | 3000135731 | Functional | Others
30289 | Mandana Chc Kota | Suction Machine | Model Not Available | 3000135738 | Functional | Others
30290 | Pachlangi Phc | Syringe Needle Destroyer | Nulife - Dots | 3000218254 | Functional | Mrk Healthcare Pvt Ltd Delhi
30291 | Kelwara Chc | Oxygen Concentrator | BPL - OG 4203 | 3000262649 | Functional | Others
30292 | Mandana Chc Kota | Spot Light ( Portable ) | Model Not Available | 3000135737 | Functional | Others
30293 | Tiba Basai Phc | Instrument Sterilizer | Model Not Available | 3000218720 | Functional | Paras Enterprises
30294 | Tiba Basai Phc | Suction Machine | Model Not Available | 3000218721 | Functional | Others
30295 | Shimla Phc | Blood Bank Refrigerator | Model not available | 3000218836 | Functional | Vestfrost Solutions
30296 | Tyonda Phc | Autoclave | Model not available | 3000218862 | Functional | Others
30297 | Jakhora Phc | SPHYGMOMANOMETER(BP APPRATUS) | MODEL NOT AVAILABLE | 3000218632 | Functional | Others
30298 | Jasrapur Phc | Binocular Microscope | PZB 22 | 64606 | Functional | Quality Scientific And Mechanical Works Pvt Ltd
30299 | Ardawata Phc | Spot Light ( Portable ) | Model Not Available | 3000218559 | Functional | Others
30300 | Mandawara Phc | Centrifuge Machine ( 4 Tube ) | Model not available | 3000218213 | Functional | Others
30301 | Kuharwas Phc | Autoclave | Model not available | 3000216197 | Functional | Others
30302 | Kuharwas Phc | Baby Weighing Machine | Model Not Available | 3000216198 | Functional | Crown Digital Scales Inc
30303 | Kuharwas Phc | Weighing Machine | MODEL NOT AVAILABLE | 3000216207 | Functional | Crown Digital Scales Inc
30304 | Kuharwas Phc | SPHYGMOMANOMETER(BP APPRATUS) | MODEL NOT AVAILABLE | 642767-10 | Non Functional Repairable | Bhasin Sons Private Limited
30305 | Indarapura Phc Jhunjhunu | Instrument Sterilizer | Model Not Available | 3000218210 | Functional | Others
30306 | Charbhuja Chc | Baby Weighing Machine | Docbel Braun | 3000209580 | Functional | Others
30307 | Govt Hospital Nasirabad Sdh | Binocular Microscope | Model Not Available | 3000047645 | Functional | Others
30308 | Kaithun Chc | O.T. Light Single Dome | MODEL NOT AVAILABLE | 3000130945 | Functional | Others
30309 | Kaithun Chc | Syringe Needle Destroyer | Nulife - Dots | 3000130946 | Functional | Others
30310 | Mathura Das Mathur Hospital Jdh | Intensive Care Bed | Model Not Available | 3000122341 | Functional | Others
30311 | Mathura Das Mathur Hospital Jdh | Intensive Care Bed | Model Not Available | 3000122342 | Functional | Others
30312 | Charbhuja Chc | Instrument Sterilizer | Model Not Available | 3000209582 | Functional | Others
30313 | Badali Phc | Colorimeter | MODEL NOT AVAILABLE | 201109047 | Functional | Others
30314 | Govt Hospital Nasirabad Sdh | Radiant Heat Warmer | Model Not Available | 3000047628 | Functional | Others
30315 | Kaithun Chc | Ice lined refrigerator | Model Not Available | 3000130971 | Functional | Others
30316 | Badali Phc | Monocular Microscope | Model not available | 890251 | Functional | Others
30317 | Kaithun Chc | Baby Weighing Machine | Model Not Available | 3000130938 | Functional | Others
30318 | Badali Phc | Incubator | MODEL NOT AVAILABLE | 2361 | Functional | Others
30319 | Megpur Phc | Baby Weighing Machine | Model Not Available | 3000218898 | Functional | Crown Digital Scales Inc
30320 | Megpur Phc | Syringe Needle Destroyer | Nulife - Dots | NBSD072551 | Functional | Mrk Healthcare Pvt Ltd Delhi
30321 | Udaipurwati Chc | Centrifuge Machine ( 4 Tube ) | Remi 4C | DPLC2725 | Functional | Remi Electrotechnik Ltd
30322 | Rashmi Chc | Syringe Needle Destroyer | Model not available | 3000208231 | Functional | Others
30323 | Rashmi Chc | Syringe Needle Destroyer | Model not available | 3000208248 | Functional | Others
30324 | Rashmi Chc | Syringe Needle Destroyer | Model not available | 3000208273 | Functional | Others
30325 | Sherpur Phc | ESR Stand | Model not available | 3000138873 | Functional | Omron Health Care
30326 | Udaipurwati Chc | Glucometer | Model not available | GG02165538 | Functional | Roche Digital Pvt Ltd
30327 | Kundera Chc Sawai Madhopur | Nebulizer | MODEL NOT AVAILABLE | 2000020762 | Functional | Others
30328 | Rashmi Chc | Defibrillator | MODEL NOT AVAILABLE | 3000208254 | Functional | Others
30329 | Rashmi Chc | Centrifuge Machine ( 12 Tube ) | Model Not Available | 3000208269 | Functional | Others
30330 | Rashmi Chc | VDRL Rotator (Rotor and Shaker) | Model Not Available | 3000208267 | Functional | Others
30331 | Zanana Hospital Ajmer Medical Collage Hospital | Ultra Sonography (USG) & Colour Dopler Machine | Model not available | 3000047071 | Functional | Others
30332 | Gilund Phc | Binocular Microscope | Model Not Available | 3000262626 | Functional | Others
30333 | New Govt Medical College Kota | Hot Air Oven | Model not available | 3000055281 | Functional | Others
30334 | Amet Chc | SPHYGMOMANOMETER(BP APPRATUS) | MODEL NOT AVAILABLE | 3000209325 | Functional | Others
30335 | Amet Chc | Suction Machine | Model Not Available | 3000209336 | Functional | Others
30336 | Jhalo Ki Madar Chc | Syringe Needle Destroyer | Model not available | 3000262467 | Functional | Others
30337 | Jhalo Ki Madar Chc | Spot Light ( Portable ) | Model Not Available | 3000262469 | Functional | Others
30338 | Jhalo Ki Madar Chc | Spot Light ( Portable ) | Model Not Available | 3000262470 | Functional | Others
30339 | J.K.Loan Hospital, Kota | Radiant Heat Warmer | HBC-70 | 3000281091 | Functional | Others
30340 | Dadabari Chc | Dental X-Ray Machine | Model Not Available | 3000135233 | Functional | Others
30341 | Dadabari Chc | Dental X-Ray Machine | Model Not Available | 3000135232 | Functional | Others
30342 | J.K.Loan Hospital, Kota | Ventilator | Model Not Available | 3000046797 | Functional | Others
30343 | J.K.Loan Hospital, Kota | Ventilator | Model Not Available | 3000046798 | Functional | Others
30344 | J.K.Loan Hospital, Kota | Ventilator | Model Not Available | 3000046799 | Functional | Others
30345 | Dadabari Chc | Blood Cell Counter - 3 part | Model not available | 3000135230 | Functional | Others
30346 | Baar Phc | Radiant Heat Warmer | Zeal - RHW 2101A | 3000209776 | Functional | Others
30347 | Baar Phc | Instrument Sterilizer | Model Not Available | 3000209779 | Functional | Others
30348 | Baar Phc | Blood Bank Refrigerator | Model not available | 3000209788 | Functional | Others
30349 | Modak Ganv Phc Kota | SPHYGMOMANOMETER(BP APPRATUS) | Pagoda | 3000261088 | Functional | Others
30350 | Sri Karanpur Chc | Centrifuge Machine ( 4 Tube ) | Remi 4C | 3000048848 | Functional | Remi Electrotechnik Ltd
30351 | Mayajlar Phc | ECG Machine (Single Channel) | BPL - Cardiart 108T | 3000056093 | Functional | Others
30352 | Pachlangi Phc | SPHYGMOMANOMETER(BP APPRATUS) | MODEL NOT AVAILABLE | 3000218253 | Non Functional Repairable | Others
30353 | Kelwara Chc | Suction Machine | Model Not Available | 3000262645 | Functional | Others
30354 | Itawa Chc | Baby Weighing Machine | Model Not Available | 3000135657 | Functional | Others
30355 | Mandana Chc Kota | Instrument Sterilizer | Model Not Available | 3000135739 | Functional | Others
30356 | Kelwara Chc | FOOT OPERATED SUCTION MACHINE | MODEL NOT AVAILABLE | 3000262653 | Functional | Others
30357 | Sabla Chc Dungarpur | Centrifuge Machine ( 4 Tube ) | Model not available | 3000260097 | Non Functional Repairable | Remi Electrotechnik Ltd
30358 | Mandana Chc Kota | Ice lined refrigerator | Model Not Available | 3000135751 | Functional | Others
30359 | Rashmi Chc | SPHYGMOMANOMETER(BP APPRATUS) | MODEL NOT AVAILABLE | 3000208232 | Functional | Others
30360 | Rashmi Chc | SPHYGMOMANOMETER(BP APPRATUS) | MODEL NOT AVAILABLE | 3000208247 | Functional | Others
30361 | Rashmi Chc | Radiant Heat Warmer | Model Not Available | 3000208233 | Functional | Others
30362 | Rashmi Chc | Radiant Heat Warmer | Model Not Available | 3000208234 | Functional | Others
30363 | Rashmi Chc | Radiant Heat Warmer | Model Not Available | 3000208235 | Functional | Others
30364 | Rashmi Chc | Radiant Heat Warmer | Model Not Available | 3000208236 | Functional | Others
30365 | Kundera Chc Sawai Madhopur | Syringe Needle Destroyer | Model not available | 2000020746 | Functional | Others
30366 | Rashmi Chc | Photoelectric Calorimeter | Calorimeter - 1312 | 3000208237 | Functional | Others
30367 | Govt Hospital Nasirabad Sdh | Binocular Microscope | Model Not Available | 3000047638 | Functional | Others
30368 | Rashmi Chc | Baby Weighing Machine | Model Not Available | 3000208238 | Functional | Others
30369 | Rashmi Chc | Baby Weighing Machine | Model Not Available | 3000208239 | Functional | Others
30370 | Rampuriya Dhabai Phc | Freezes | MODEL NOT AVAILABLE | 3000135526 | Functional | Others
30371 | Udaipurwati Chc | Binocular Microscope | Model Not Available | 3000218368 | Functional | Others
30372 | Rampuriya Dhabai Phc | Incubator | MODEL NOT AVAILABLE | 3000135530 | Functional | Others
30373 | Govt Hospital Nasirabad Sdh | Anesthesia Machine | MODEL NOT AVAILABLE | 3000047641 | Functional | Others
30374 | Govt Hospital Nasirabad Sdh | Autoclave | Model not available | 3000047640 | Functional | Others
30375 | Rashmi Chc | Blood Bank Refrigerator | Model not available | 3000208252 | Functional | Others
30376 | Rashmi Chc | Blood Bank Refrigerator | Model not available | 3000208253 | Functional | Others
30377 | Gainta Phc | Suction Machine | Model Not Available | 3000135415 | Functional | Others
30378 | Rashmi Chc | Sahlis HB Meter | Model not available | 3000208272 | Functional | Others
30379 | Rashmi Chc | Sahlis HB Meter | Model not available | 3000208275 | Functional | Others
30380 | Bhinay Chc | Freezes | MODEL NOT AVAILABLE | 3000047158 | Functional | Others
30381 | Udaipurwati Chc | Syringe Needle Destroyer | Model not available | 3000218379 | Functional | Unique Power Technologies
30382 | Dheebri Chambal Phc | Binocular Microscope | Microlux - 16 | 3000135428 | Functional | Others
30383 | Zanana Hospital Ajmer Medical Collage Hospital | Binocular Microscope | Model Not Available | 3000047051 | Functional | Others
30384 | Zanana Hospital Ajmer Medical Collage Hospital | Binocular Microscope | Model Not Available | 3000047052 | Functional | Others
30385 | Bhinay Chc | Binocular Microscope | Model Not Available | 3000047140 | Functional | Others
30386 | Gilund Phc | Labour Table | Model Not Available | 3000262622 | Functional | Others
30387 | Dhaneriya Phc | Labour Table | Model Not Available | 3000209501 | Functional | Others
30388 | Moikalan Phc Kota | SPHYGMOMANOMETER(BP APPRATUS) | Pagoda | 3000135697 | Functional | Others
30389 | M B S Hospital Kota | Anesthesia Machine | Model Not Available | 3000280139 | Functional | Others
30390 | Dhola Phc | Binocular Microscope | Model Not Available | 20095 | Functional | Cmho Supply
30391 | Pachlangi Phc | Baby Weighing Machine | Model Not Available | 3000218249 | Functional | Crown Digital Scales Inc
30392 | Ramgarh Chc Alwar | Hemoglobin meter | Mission Hb | 195A0007E35 | Functional | Acon Laboratories
30393 | Kelwara Chc | Boyles Apparatus | MODEL NOT AVAILABLE | 3000262642 | Functional | Others
30394 | Kelwara Chc | Autoclave | Model not available | 3000262647 | Functional | Others
30395 | Kelwara Chc | Baby Weighing Machine | Model Not Available | 3000262651 | Functional | Others
30396 | Kuharwas Phc | SPHYGMOMANOMETER(BP APPRATUS) | MODEL NOT AVAILABLE | 3000216209 | Non Functional Repairable | Bhasin Sons Private Limited
30397 | Kuharwas Phc | SPHYGMOMANOMETER(BP APPRATUS) | MODEL NOT AVAILABLE | 3000216210 | Non Functional Repairable | Bhasin Sons Private Limited
30398 | Kuharwas Phc | SPHYGMOMANOMETER(BP APPRATUS) | MODEL NOT AVAILABLE | 3000216211 | Non Functional Repairable | Bhasin Sons Private Limited
30399 | Singhana Chc | SPHYGMOMANOMETER(BP APPRATUS) | Pagoda | 300807 | Non Functional Repairable | Elite Scientific Corporation
30400 | Piloda Chc Sawai Madhopur | Glucometer | Model not available | 422720950001375F | Functional | Others
30401 | Singhana Chc | Ice lined refrigerator | HBC-70 | BE0581E0100B29910021 | Functional | Haier Appliances India Pvt
30402 | Buhana Chc | Glucometer | Accu Chek Performa | 8219985486 | Functional | Others
30403 | Singhana Chc | FOOT OPERATED SUCTION MACHINE | MODEL NOT AVAILABLE | 3000218934 | Functional | Others
30404 | Singhana Chc | Fetal Doppler | MODEL NOT AVAILABLE | 3000218938 | Functional | Others
30405 | Kundanpura Phc | Blood Bank Refrigerator | Model not available | 3000135598 | Functional | Others
30406 | Bandanwara Chc | Monocular Microscope | Model Not Available | 2000032522 | Functional | Others
30407 | New Govt Medical College Kota | Cautry Machine | Model Not Available | 3000055074 | Functional | Others
30408 | Kaithun Chc | Instrument Sterilizer | Model Not Available | 3000130926 | Functional | Others
30409 | Sherpur Phc | Glucometer | Model not available | 3000138869 | Functional | Others
30410 | Kaithun Chc | Incubator | MODEL NOT AVAILABLE | 3000130929 | Functional | Others
30411 | Badisadri Chc | Autoclave | Model not available | 3000208066 | Functional | Others
30412 | Udaipurwati Chc | Monocular Microscope | Model not available | 3000218376 | Non Functional Repairable | Others
30413 | Udaipurwati Chc | 150 mA X-Ray Machine | Mutitex with MP 10 | 1068524 | Functional | Siemens Limited
30414 | Udaipurwati Chc | Instrument Sterilizer | Model Not Available | 3000218385 | Functional | Rhsdp Supply
30415 | Udaipurwati Chc | Radiant Heat Warmer | Zeal - RHW 2101A | 3000218391 | Functional | Zeal Medical Pvt Ltd
30416 | Rawatbhata Chc | Blood Cell Counter - 3 part | Model not available | 3000203098 | Functional | Others
30417 | Rawatbhata Chc | Blood Cell Counter - 3 part | Model not available | 3000203107 | Functional | Others
30418 | Rawatbhata Chc | Semi Automated Chemistry Analyzer | Model not Available | 3000203099 | Functional | Others
30419 | Rawatbhata Chc | Incubator | MODEL NOT AVAILABLE | 3000203100 | Functional | Others
30420 | Rawatbhata Chc | Incubator | MODEL NOT AVAILABLE | 3000203135 | Functional | Others
30421 | Rawatbhata Chc | Centrifuge Machine ( 12 Tube ) | Model Not Available | 3000203101 | Functional | Others
30422 | Rawatbhata Chc | Centrifuge Machine ( 12 Tube ) | Model Not Available | 3000203112 | Functional | Others
30423 | Rawatbhata Chc | Hot Air Oven | Model not available | 3000203102 | Functional | Others
30424 | Karkedi Phc | Centrifuge Machine ( 4 Tube ) | Model not available | 2000032576 | Functional | Others
30425 | Mehrukala Phc Ajmer | Weighing Machine | MODEL NOT AVAILABLE | 3000049104 | Functional | Others
30426 | Udaipurwati Chc | Radiant Heat Warmer | Zeal - RHW 2101A | RHW2101A/0913/2011 | Functional | Zeal Medical Pvt Ltd
30427 | Mehrukala Phc Ajmer | Syringe Needle Destroyer | Model not available | 3000049105 | Functional | Others
30428 | Rawatbhata Chc | Glucometer | Model not available | 3000203105 | Functional | Others
30429 | Rawatbhata Chc | Freezes | MODEL NOT AVAILABLE | 3000203106 | Functional | Others
30430 | Rawatbhata Chc | Freezes | MODEL NOT AVAILABLE | 3000203132 | Functional | Others
30431 | Rawatbhata Chc | Sahlis HB Meter | Model not available | 3000203108 | Functional | Others
30432 | Rawatbhata Chc | Sahlis HB Meter | Model not available | 3000203110 | Functional | Others
30433 | Karkedi Phc | Glucometer | Model not available | 2000032579 | Functional | Others
30434 | Dumoli Khurd Phc Jhunjhunu | FOOT OPERATED SUCTION MACHINE | MODEL NOT AVAILABLE | 3000216066 | Functional | Others
30435 | Udaipurwati Chc | Boyles Apparatus | MODEL NOT AVAILABLE | 23551162 | Functional | Gayatri Sales Corporation Jaipur
30436 | Dumoli Khurd Phc Jhunjhunu | Fetal Doppler | MODEL NOT AVAILABLE | OQTB5A12826 | Functional | Bpl Medical Technologies
30437 | Karkedi Phc | Monocular Microscope | Model not available | 2000032580 | Functional | Others
30438 | Sabla Chc Dungarpur | Semi Automated Chemistry Analyzer | CPC - STAT FAX 3300 | 3300-7519 | Functional | Awarness Technologies
30439 | Nokh Phc | Spot Light ( Portable ) | Model Not Available | 3000047844 | Functional | Others
30440 | Sakatpura Phc | Automated Urine Analyzer | Model not available | 3000130877 | Functional | Others
30441 | Kurgaon Chc | Radiant Heat Warmer | Zeal - RHW 2101A | RHW2101A/0713/765 | Functional | Zeal Medical Pvt Ltd
30442 | Nokh Phc | Monocular Microscope | Model not available | 3000047846 | Functional | Others
30443 | Nokh Phc | Binocular Microscope | Model Not Available | 55950 | Functional | Others
30444 | Satal Khedi Phc | SPHYGMOMANOMETER(BP APPRATUS) | Pagoda | 3000261008 | Functional | Others
30445 | Ramganj Mandi Chc | Monocular Microscope | Model not available | 3000261048 | Functional | Others
30446 | Ramganj Mandi Chc | Monocular Microscope | Model not available | 3000261056 | Functional | Others
30447 | Pipalda Phc | Syringe Needle Destroyer | Model not available | 3000135447 | Functional | Others
30448 | M B S Hospital Kota | Centrifuge Machine ( 8 Tube) | Model Not Available | 3000055818 | Functional | Others
30449 | M B S Hospital Kota | Weighing Machine | MODEL NOT AVAILABLE | 3000130130 | Functional | Others
30450 | Simliya Phc | SPHYGMOMANOMETER(BP APPRATUS) | MODEL NOT AVAILABLE | 3000135270 | Functional | Others
30451 | New Govt Medical College Kota | Hydraulic Operation Table | MODEL NOT AVAILABLE | 3000046931 | Functional | Others
30452 | Palsana Chc | Syringe Needle Destroyer | Microsil - ND350 | 10039 | Functional | Mindray Medical Electronics Co Ltd
30453 | City Dispensary Tipta | SPHYGMOMANOMETER(BP APPRATUS) | MODEL NOT AVAILABLE | 3000129706 | Functional | Others
30454 | New Govt Medical College Kota | Weighing Machine | MODEL NOT AVAILABLE | 3000055098 | Functional | Others
30455 | New Govt Medical College Kota | SPHYGMOMANOMETER(BP APPRATUS) | MODEL NOT AVAILABLE | 3000130773 | Functional | Others
30456 | M B S Hospital Kota | Cautry Machine | Model Not Available | 3000055344 | Functional | Others
30457 | Sohali Phc | Binocular Microscope | Model Not Available | 21258 | Functional | Radical Scientific Instruments Pvt Ltd
30458 | Jln Central Store Medical College | Blood Cell Counter - 3 part | Model not available | 67215 | Functional | Others
30459 | Sohali Phc | Syringe Needle Destroyer | Model not available | 3000216215 | Functional | Bhasin Sons Private Limited
30460 | Rampura District Hospitalkota Dh | ECG Machine (Single Channel) | Cardio Min 2K | 3000055310 | Functional | Others
30461 | Bhim Chc | Ice lined refrigerator | Model Not Available | 3000262752 | Functional | Others
30462 | Bhim Chc | Ice lined refrigerator | Model Not Available | 3000262753 | Functional | Others
30463 | Kuharwas Phc | Blood Bank Refrigerator | Model not available | 28810021 | Functional | Haier Appliances India Pvt
30464 | Gainta Phc | Freezes | Kelvinator KGE 193 | 3000135410 | Functional | Others
30465 | Pranhera Phc | Syringe Needle Destroyer | Model not available | 2000033763 | Functional | Others
30466 | Gainta Phc | Glucometer | SD Check Gold | 3000135413 | Functional | Others
30467 | Rashmi Chc | Freezes | MODEL NOT AVAILABLE | 3000208264 | Functional | Others
30468 | Rashmi Chc | Freezes | MODEL NOT AVAILABLE | 3000208265 | Functional | Others
30469 | Rashmi Chc | Freezes | MODEL NOT AVAILABLE | 3000208270 | Functional | Others
30470 | Rashmi Chc | Centrifuge Machine ( 12 Tube ) | Model Not Available | 3000208266 | Functional | Others
30471 | Udaipurwati Chc | Hemoglobin meter | HB 301 | 1342813Z39 | Functional | Others
30472 | Udaipurwati Chc | Binocular Microscope | PZB 22 | 1120 | Functional | Others
30473 | Rashmi Chc | Binocular Microscope | Model Not Available | 3000208268 | Functional | Others
30474 | Dheebri Chambal Phc | Glucometer | Model not available | 3000135426 | Functional | Others
30475 | Udaipurwati Chc | Colorimeter | MODEL NOT AVAILABLE | 603258 | Non Functional Repairable | Others
30476 | Zanana Hospital Ajmer Medical Collage Hospital | 100mA X-Ray Machine | Model not available | 3000047072 | Functional | Others
30477 | Zanana Hospital Ajmer Medical Collage Hospital | 100mA X-Ray Machine | Model not available | 3000047073 | Functional | Others
30478 | Zanana Hospital Ajmer Medical Collage Hospital | 100mA X-Ray Machine | Model not available | 3000047074 | Functional | Others
30479 | Dheebri Chambal Phc | Centrifuge Machine ( 8 Tube) | Model Not Available | 3000135427 | Functional | Others
30480 | Rashmi Chc | Incubator | MODEL NOT AVAILABLE | 3000208274 | Functional | Others
30481 | Rashmi Chc | Incubator | MODEL NOT AVAILABLE | 3000208276 | Functional | Others
30482 | Pranhera Phc | SPHYGMOMANOMETER(BP APPRATUS) | Pagoda | 308837 | Functional | Others
30483 | Rashmi Chc | Blood Cell Counter - 3 part | Model not available | 3000208277 | Functional | Others
30484 | Bhinay Chc | Suction Machine | Model Not Available | 3000047159 | Functional | Others
30485 | Bhinay Chc | Suction Machine | Model Not Available | 3000047163 | Functional | Others
30486 | Bhinay Chc | Weighing Machine | MODEL NOT AVAILABLE | 3000047161 | Functional | Others
30487 | Dheebri Chambal Phc | Blood Bank Refrigerator | Model not available | 3000135420 | Functional | Others
30488 | Pranhera Phc | Monocular Microscope | Model not available | 2000033768 | Functional | Others
30489 | Pranhera Phc | Monocular Microscope | Model not available | 2000033769 | Functional | Others
30490 | Udaipurwati Chc | Baby Weighing Machine | Model Not Available | 3000218383 | Functional | Crown Digital Scales Inc
30491 | Gilund Phc | Suction Machine | Model Not Available | 3000262617 | Functional | Others
30492 | Lakasaneeja Phc | Syringe Needle Destroyer | Model not available | 3000135502 | Functional | Others
30493 | Lakasaneeja Phc | Instrument Sterilizer | Model Not Available | 3000135503 | Functional | Others
30494 | City Dispensary Mahavir Nagar | Ice lined refrigerator | HBC-70 | 3000130101 | Functional | Others
30495 | Rasulpur Phc | Centrifuge Machine ( 4 Tube ) | Model not available | 3000218653 | Functional | Remi Electrotechnik Ltd
30496 | Rasulpur Phc | Binocular Microscope | PZB 22 | 67148 | Functional | Quality Scientific And Mechanical Works Pvt Ltd
30497 | M B S Hospital Kota | Suction Machine | Model Not Available | 3000046953 | Functional | Others
30498 | M B S Hospital Kota | Suction Machine | Model Not Available | 3000046946 | Functional | Others
30499 | Amet Chc | Blood Bank Refrigerator | Model not available | 3000209348 | Functional | Others
30500 | New Govt Medical College Kota | Syringe Needle Destroyer | Nulife - Dots | 3000055100 | Functional | Others
30501 | New Govt Medical College Kota | Syringe Needle Destroyer | Nulife - Dots | 3000055080 | Functional | Others
30502 | New Govt Medical College Kota | Syringe Needle Destroyer | Nulife - Dots | 3000130164 | Functional | Others
30503 | M B S Hospital Kota | Ventilator | Model Not Available | 3000046942 | Functional | Others
30504 | Ramganj Mandi Chc | O.T. Light Single Dome | MODEL NOT AVAILABLE | 3000261071 | Functional | Others
30505 | Ramganj Mandi Chc | O.T. Light Single Dome | MODEL NOT AVAILABLE | 3000261070 | Functional | Others
30506 | M B S Hospital Kota | Multi-Para Monitor | Model not available | 3000046924 | Functional | Others
30507 | M B S Hospital Kota | Multi-Para Monitor | Model not available | 3000046925 | Functional | Others
30508 | M B S Hospital Kota | Multi-Para Monitor | Model not available | 3000055375 | Functional | Others
30509 | M B S Hospital Kota | Multi-Para Monitor | Model not available | 3000055374 | Functional | Others
30510 | M B S Hospital Kota | Multi-Para Monitor | Model not available | 3000055373 | Functional | Others
30511 | M B S Hospital Kota | Multi-Para Monitor | Model not available | 3000055372 | Functional | Others
30512 | M B S Hospital Kota | Multi-Para Monitor | Model not available | 3000055380 | Functional | Others
30513 | M B S Hospital Kota | Multi-Para Monitor | Model not available | 3000055379 | Functional | Others
30514 | M B S Hospital Kota | Multi-Para Monitor | Model not available | 3000055381 | Functional | Others
30515 | M B S Hospital Kota | Multi-Para Monitor | Model not available | 3000046921 | Functional | Others
30516 | Dadabari Chc | Suction Machine | Model Not Available | 3000135151 | Functional | Others
30517 | Bhinay Chc | Binocular Microscope | Model Not Available | 3000047141 | Functional | Others
30518 | Udaipurwati Chc | Spot Light ( Portable ) | Model Not Available | 3000218386 | Functional | Others
30519 | Khatoli Chc Kota | Freezes | MODEL NOT AVAILABLE | 3000135432 | Functional | Others
30520 | Tantoti Chc | Suction Machine | Model Not Available | 3000047170 | Functional | Others
30521 | Khatoli Chc Kota | Instrument Sterilizer | Model Not Available | 3000135513 | Functional | Others
30522 | Sabla Chc Dungarpur | Radiant Heat Warmer | Zeal - RHW 2101A | 3000260095 | Functional | Zeal Medical Pvt Ltd
30523 | Khamor Phc | Baby Weighing Machine | Model Not Available | 3000209463 | Functional | Others
30524 | Sadas Chc Chittorgarh | Autoclave | Model not available | 3000208330 | Functional | Others
30525 | Sadas Chc Chittorgarh | Baby Weighing Machine | Model Not Available | 3000208291 | Functional | Others
30526 | Sadas Chc Chittorgarh | Baby Weighing Machine | Model Not Available | 3000208292 | Functional | Others
30527 | Sadas Chc Chittorgarh | SPHYGMOMANOMETER(BP APPRATUS) | MODEL NOT AVAILABLE | 3000208293 | Functional | Others
30528 | Churina Phc | Ice lined refrigerator | HBC-70 | BE0581E0100B297A0186 | Functional | Cmho Supply
30529 | Suket Chc | ELECTRIC OT TABLE | MODEL NOT AVAILABLE | 3000261009 | Functional | Others
30530 | Tantoti Chc | Incubator | MODEL NOT AVAILABLE | 2358 | Functional | Others
30531 | Churina Phc | Syringe Needle Destroyer | Model not available | 3000216178 | Functional | Bhasin Sons Private Limited
30532 | Suket Chc | Radiant Heat Warmer | Meditrin - Heat Warmer | 3000261013 | Functional | Others
30533 | Jawaja Chc | Binocular Microscope | Model Not Available | 3000049047 | Functional | Others
30534 | Rampura District Hospitalkota Dh | Pulse Oxymeter | Model Not Available | 3203737 | Functional | Others
30535 | Rampura District Hospitalkota Dh | Pulse Oxymeter | Model Not Available | 7 | Functional | Others
30536 | Rampura District Hospitalkota Dh | Pulse Oxymeter | Model Not Available | 3000055958 | Functional | Others
30537 | Rampura District Hospitalkota Dh | Pulse Oxymeter | Model Not Available | 14 | Functional | Others
30538 | Suket Chc | Automated Urine Analyzer | Model not available | 3000261017 | Functional | Others
30539 | Tantoti Chc | Colorimeter | MODEL NOT AVAILABLE | 3000047187 | Functional | Others
30540 | Suket Chc | Sahlis HB Meter | Model not available | 3000261019 | Functional | Others
30541 | Kanera Chc | SPHYGMOMANOMETER(BP APPRATUS) | MODEL NOT AVAILABLE | 3000208349 | Functional | Others
30542 | Udaipurwati Chc | Defibrillator | DEFIGARD 4000 | 3000218422 | Functional | Schiller Healthcare India Pvt Ltd
30543 | Junia Phc | Syringe Needle Destroyer | Nulife - Dots | 28782 | Functional | Others
30544 | Singhana Chc | 100mA X-Ray Machine | Elpro - Stallion 100 Simplex Table | 95602 | Non Functional Repairable | G E Medical Systems
30545 | Singhana Chc | Radiant Heat Warmer | Zeal - RHW 2101A | 91311999 | Functional | Zeal Medical Pvt Ltd
30546 | Buhana Chc | Syringe Needle Destroyer | NSD100 | 15C1241 | Functional | Others
30547 | Mandphiya Chc | Semi Automated Chemistry Analyzer | Model not Available | 3000203384 | Functional | Others
30548 | Devikot Phc | Monocular Microscope | Model not available | 3000135797 | Functional | Others
30549 | Morukalan Phc Kota | SPHYGMOMANOMETER(BP APPRATUS) | MODEL NOT AVAILABLE | 155042 | Functional | Others
30550 | Kamolar Phc Kota | SPHYGMOMANOMETER(BP APPRATUS) | Pagoda | 3000135672 | Functional | Others
30551 | Morukalan Phc Kota | FOOT OPERATED SUCTION MACHINE | SU-101 | 3000135757 | Functional | Others
30552 | Y N Hospital Kishangarh Sdh | Spot Light ( Portable ) | Model Not Available | 3000047467 | Functional | Others
30553 | Y N Hospital Kishangarh Sdh | Spot Light ( Portable ) | Model Not Available | 3000047470 | Functional | Others
30554 | Y N Hospital Kishangarh Sdh | Spot Light ( Portable ) | Model Not Available | 3000047533 | Functional | Others
30555 | Y N Hospital Kishangarh Sdh | Spot Light ( Portable ) | Model Not Available | 3000047536 | Functional | Others
30556 | Y N Hospital Kishangarh Sdh | Spot Light ( Portable ) | Model Not Available | 3000047537 | Functional | Others
30557 | Y N Hospital Kishangarh Sdh | Freezes | MODEL NOT AVAILABLE | 3000047468 | Functional | Others
30558 | Y N Hospital Kishangarh Sdh | ECG Machine (Six Channel ) | BPL - Cardiart 8408 | 3000047469 | Functional | Others
30559 | Y N Hospital Kishangarh Sdh | Nebulizer | MODEL NOT AVAILABLE | 3000047471 | Functional | Others
30560 | Y N Hospital Kishangarh Sdh | Nebulizer | MODEL NOT AVAILABLE | 3000047472 | Functional | Others
30561 | Badisadri Chc | Sahlis HB Meter | Model not available | 3000208037 | Functional | Others
30562 | Badisadri Chc | Freezes | MODEL NOT AVAILABLE | 3000208038 | Functional | Others
30563 | Badisadri Chc | Freezes | MODEL NOT AVAILABLE | 3000208060 | Functional | Others
30564 | Kundanpura Phc | Suction Machine | Model Not Available | 3000135592 | Functional | Others
30565 | New Govt Medical College Kota | ECG Machine (Three Channel ) | Model Not Available | 112520146503 | Functional | Others
30566 | New Govt Medical College Kota | ECG Machine (Three Channel ) | Model Not Available | 112520146502 | Functional | Others
30567 | Y N Hospital Kishangarh Sdh | Syringe Needle Destroyer | Model not available | 3000047464 | Functional | Others
30568 | Y N Hospital Kishangarh Sdh | Syringe Needle Destroyer | Model not available | 3000047529 | Functional | Others
30569 | Y N Hospital Kishangarh Sdh | Syringe Needle Destroyer | Model not available | 3000047531 | Functional | Others
30570 | B.D.K. Hospital Jhunjhunu Dh | Suction Machine | Model Not Available | 2000019071 | Non Functional Not Repairable | Others
30571 | Karkedi Phc | Monocular Microscope | Model not available | 2000032581 | Functional | Others
30572 | Shingawal Phc | Centrifuge Machine ( 8 Tube) | Model Not Available | 3000047242 | Functional | Others
30573 | Udaipurwati Chc | Spot Light ( Portable ) | Model Not Available | 3000218403 | Functional | Others
30574 | Shingawal Phc | Binocular Microscope | Model Not Available | 3000047243 | Functional | Others
30575 | Karkedi Phc | Ice lined refrigerator | Model Not Available | 2000032582 | Functional | Others
30576 | Shingawal Phc | Monocular Microscope | Model not available | 3000047244 | Functional | Others
30577 | Ghatiyali Phc Ajmer | SPHYGMOMANOMETER(BP APPRATUS) | MODEL NOT AVAILABLE | 12D282 | Functional | Others
30578 | Rawatbhata Chc | Instrument Sterilizer | Model Not Available | 3000203114 | Functional | Others
30579 | Rawatbhata Chc | Instrument Sterilizer | Model Not Available | 3000203118 | Functional | Others
30580 | Karkedi Phc | Freezes | MODEL NOT AVAILABLE | 2000032583 | Functional | Others
30581 | Ghatiyali Phc Ajmer | Blood Bank Refrigerator | Model not available | 25116445 | Functional | Others
30582 | Udaipurwati Chc | Hydraulic Operation Table | MODEL NOT AVAILABLE | 3000218405 | Functional | Others
30583 | Shingawal Phc | Colorimeter | MODEL NOT AVAILABLE | 3000047246 | Functional | Others
30584 | Shingawal Phc | Baby Weighing Machine | Model Not Available | 3000047248 | Functional | Others
30585 | Ghatiyali Phc Ajmer | Hemoglobin meter | Model Not Available | 2000033726 | Functional | Others
30586 | Dei Chc | Colorimeter | MODEL NOT AVAILABLE | 3000046348 | Functional | Others
30587 | Shingawal Phc | Instrument Sterilizer | Model Not Available | 3000047249 | Functional | Others
30588 | Rawatbhata Chc | SPHYGMOMANOMETER(BP APPRATUS) | MODEL NOT AVAILABLE | 3000203119 | Functional | Others
30589 | Rawatbhata Chc | Baby Weighing Machine | Model Not Available | 3000203120 | Functional | Others
30590 | Rawatbhata Chc | Baby Weighing Machine | Model Not Available | 3000203122 | Functional | Others
30591 | Shingawal Phc | Freezes | MODEL NOT AVAILABLE | 3000047251 | Functional | Others
30592 | Karkedi Phc | Freezes | MODEL NOT AVAILABLE | 200032587 | Functional | Others
30593 | Shingawal Phc | SPHYGMOMANOMETER(BP APPRATUS) | MODEL NOT AVAILABLE | 3000047252 | Functional | Others
30594 | Rawatbhata Chc | Radiant Heat Warmer | Model Not Available | 3000203123 | Functional | Others
30595 | Rawatbhata Chc | Radiant Heat Warmer | Model Not Available | 3000203124 | Functional | Others
30596 | Rawatbhata Chc | Photoelectric Calorimeter | Calorimeter - 1312 | 3000203125 | Functional | Others
30597 | Banedia Phc | Baby Weighing Machine | Docbel Braun | 3000209546 | Functional | Others
30598 | Kurgaon Chc | Binocular Microscope | Model Not Available | 3000138466 | Functional | Others
30599 | Kelwara Chc | 100mA X-Ray Machine | Model not available | 3000262638 | Functional | Others
30600 | Mayajlar Phc | Blood Bank Refrigerator | Model not available | 3000056090 | Functional | Others
30601 | Nokh Phc | Radiant Heat Warmer | Zeal - RHW 2101A | 3000047841 | Functional | Others
30602 | Nokh Phc | Syringe Needle Destroyer | MODEL NOT AVAILABLE | 3000259272 | Functional | Others
30603 | Satal Khedi Phc | Centrifuge Machine ( 4 Tube ) | Model not available | 3000261002 | Functional | Others
30604 | Ramganj Mandi Chc | Centrifuge Machine ( 12 Tube ) | Model Not Available | 3000261045 | Functional | Others
30605 | Ramganj Mandi Chc | Syringe Needle Destroyer | Model not available | 3000261046 | Functional | Others
30606 | Kankroli Chc | Ice lined refrigerator | MK - 142 | 3000262547 | Functional | Others
30607 | Ramganj Mandi Chc | Suction Machine | Model Not Available | 3000261063 | Functional | Others
30608 | Ramganj Mandi Chc | Suction Machine | Model Not Available | 3000261064 | Functional | Others
30609 | Kankroli Chc | Instrument Sterilizer | Model Not Available | 3000209283 | Not in use | Others
30610 | M G Hospital Banswara Dh | Pulse Oxymeter | Comet - P (L and T) | co9p0196 | Functional | Others
30611 | Jln Central Store Medical College | Freezes | MODEL NOT AVAILABLE | 100006 | Functional | Others
30612 | Jln Central Store Medical College | Freezes | MODEL NOT AVAILABLE | 100005 | Functional | Others
30613 | Jln Central Store Medical College | Freezes | MODEL NOT AVAILABLE | 62902235 | Functional | Others
30614 | Jln Central Store Medical College | Freezes | MODEL NOT AVAILABLE | 66 | Functional | Others
30615 | Jln Central Store Medical College | Freezes | MODEL NOT AVAILABLE | 4254001446 | Functional | Others
30616 | Jln Central Store Medical College | Freezes | MODEL NOT AVAILABLE | 424001446 | Functional | Others
30617 | Jln Central Store Medical College | Freezes | MODEL NOT AVAILABLE | 63516 | Functional | Others
30618 | Jln Central Store Medical College | Freezes | MODEL NOT AVAILABLE | 100004 | Functional | Others
30619 | Jln Central Store Medical College | Freezes | MODEL NOT AVAILABLE | 100007 | Functional | Others
30620 | Baluhed Phc | Binocular Microscope | Model Not Available | 3000135701 | Functional | Others
30621 | Baluhed Phc | Glucometer | Model not available | 3000135702 | Functional | Others
30622 | Baluhed Phc | SPHYGMOMANOMETER(BP APPRATUS) | Pagoda | 3000135703 | Functional | Others
30623 | Bhinay Chc | Semi Automated Chemistry Analyzer | Model not Available | 3000047139 | Functional | Others
30624 | Pranhera Phc | Centrifuge Machine ( 4 Tube ) | Model not available | 200003770 | Functional | Others
30625 | Udaipurwati Chc | Syringe Needle Destroyer | Model not available | 3000218384 | Functional | Others
30626 | Churina Phc | Blood Bank Refrigerator | Model not available | 91307915 | Functional | Vestfrost Solutions
30627 | Bhinay Chc | Blood Cell Counter - 3 part | Horiba - ABX Micros ES 60 | 3000047142 | Functional | Others
30628 | Udaipurwati Chc | SPHYGMOMANOMETER(BP APPRATUS-Digital) | Model Not Available | 20130400414VGI | Functional | Omron Health Care
30629 | Khatoli Chc Kota | Syringe Needle Destroyer | Model not available | 3000135433 | Functional | Others
30630 | Bhinay Chc | Syringe Needle Destroyer | Model not available | 3000047149 | Functional | Others
30631 | Bhinay Chc | Syringe Needle Destroyer | Model not available | 3000047150 | Functional | Others
30632 | Udaipurwati Chc | Oxygen Concentrator | Model Not Available | AXTCOCS118 | Functional | Bpl Medical Technologies
30633 | Tantoti Chc | Radiant Heat Warmer | Zeal - RHW 2101A | 3000047167 | Functional | Others
30634 | Khatoli Chc Kota | Suction Machine | Model Not Available | 3000135438 | Functional | Others
30635 | Satellite Hospital Adarsh Nagar Ajmer | Incubator | MODEL NOT AVAILABLE | 2000033522 | Functional | Others
30636 | Bhinay Chc | Centrifuge Machine ( 4 Tube ) | Model not available | 3000047144 | Functional | Others
30637 | Bhinay Chc | Centrifuge Machine ( 4 Tube ) | Model not available | 3000047145 | Functional | Others
30638 | Bhinay Chc | Centrifuge Machine ( 4 Tube ) | Model not available | 3000047146 | Functional | Others
30639 | Bhinay Chc | Centrifuge Machine ( 4 Tube ) | Model not available | 3000047147 | Functional | Others
30640 | Bhinay Chc | Centrifuge Machine ( 4 Tube ) | Model not available | 3000047148 | Functional | Others
30641 | Satellite Hospital Adarsh Nagar Ajmer | Blood Cell Counter - 3 part | Model not available | 2000033515 | Functional | Others
30642 | Bhinay Chc | Binocular Microscope | Model Not Available | 3000047154 | Functional | Others
30643 | Bhinay Chc | Binocular Microscope | PZB 22 | 2956 | Functional | Others
30644 | Udaipurwati Chc | Suction Machine | Model Not Available | 3000218390 | Functional | Others
30645 | Tantoti Chc | Mobile ( Portable ) X-Ray Machine | Model not available | 2000029329 | Functional | Others
30646 | Charbhuja Chc | Freezes | MODEL NOT AVAILABLE | 3000209588 | Functional | Others
30647 | Khatoli Chc Kota | Glucometer | Model not available | 3000135523 | Functional | Others
30648 | Bhinay Chc | Pulse Oxymeter | Model 900 | 3000047165 | Functional | Others
30649 | J.K.Loan Hospital, Kota | Phototherepy Unit | Fenam, Bilitron Sky 5006 | 3000046806 | Functional | Others
30650 | Rasulpur Phc | Baby Weighing Machine | Model Not Available | 3000218676 | Functional | Crown Digital Scales Inc
30651 | J.K.Loan Hospital, Kota | Radiant Heat Warmer | Model Not Available | 3000046808 | Functional | Others
30652 | Dadabari Chc | Blood Bank Refrigerator | Model not available | 3000135154 | Functional | Others
30653 | Dadabari Chc | Blood Bank Refrigerator | Model not available | 3000135155 | Functional | Others
30654 | Pachlangi Phc | Syringe Needle Destroyer | Model not available | 3000218242 | Functional | Others
30655 | M B S Hospital Kota | Syringe Infusion Pump | Model not available | 3000055384 | Functional | Others
30656 | M B S Hospital Kota | Syringe Infusion Pump | Model not available | 3000046867 | Functional | Others
30657 | Mayajlar Phc | Binocular Microscope | Model Not Available | 6203 | Functional | Others
30658 | Sultana Phc | Ice lined refrigerator | Model Not Available | 3000218514 | Functional | Haier Appliances India Pvt
30659 | Hindon Sdh | Radiant Heat Warmer | Zeal - RHW 2101A | RHW2101A/07/3/772 | Functional | Zeal Medical Pvt Ltd
30660 | Hindon Sdh | Radiant Heat Warmer | Meditrin - Heat Warmer | NRHM/WM09/004 | Functional | Meditrin Instruments
30661 | Bhim Chc | Radiant Heat Warmer | Model Not Available | 3000262726 | Functional | Others
30662 | Bhim Chc | Radiant Heat Warmer | Model Not Available | 3000262720 | Functional | Others
30663 | J.K.Loan Hospital, Kota | 100mA X-Ray Machine | Model not available | 3000046841 | Functional | Others
30664 | M B S Hospital Kota | ECG Machine (Single Channel) | Model Not Available | 3000055429 | Functional | Others
30665 | Deogarh U Chc | SPHYGMOMANOMETER(BP APPRATUS) | MODEL NOT AVAILABLE | 30002097 | Functional | Others
30666 | J.K.Loan Hospital, Kota | Phototherepy Unit | MODEL NOT AVAILABLE | 3000046813 | Functional | Others
30667 | M B S Hospital Kota | ECG Machine (Single Channel) | Model Not Available | 3000055422 | Functional | Others
30668 | Chawsari Phc | Suction Machine | Model Not Available | 2000046939 | Functional | Others
30669 | Jln Central Store Medical College | Syringe Infusion Pump | Model not available | 1212148 | Not in use | Others
30670 | Jln Central Store Medical College | Syringe Infusion Pump | Model not available | 1212150 | Not in use | Others
30671 | Jln Central Store Medical College | Syringe Infusion Pump | Model not available | 1212146 | Not in use | Others
30672 | Jln Central Store Medical College | Syringe Infusion Pump | Model not available | 1212151 | Not in use | Others
30673 | Jln Central Store Medical College | Syringe Infusion Pump | Model not available | 1301102 | Not in use | Others
30674 | Jln Central Store Medical College | Syringe Infusion Pump | Model not available | 1212158 | Not in use | Others
30675 | Jln Central Store Medical College | Syringe Infusion Pump | Model not available | 1212157 | Not in use | Others
30676 | Dhamora Phc Jhunjunu | Weighing Machine | MODEL NOT AVAILABLE | 3000218440 | Functional | Crown Digital Scales Inc
30677 | Dhamora Phc Jhunjunu | Nebulizer | MODEL NOT AVAILABLE | 3000218439 | Functional | Others
30678 | Zanana Hospital Ajmer Medical Collage Hospital | O.T. Light Single Dome | MODEL NOT AVAILABLE | 3000047049 | Functional | Others
30679 | Rashmi Chc | Glucometer | Model not available | 3000208271 | Functional | Others
30680 | Zanana Hospital Ajmer Medical Collage Hospital | Hydraulic Operation Table | MODEL NOT AVAILABLE | 3000047060 | Functional | Others
30681 | Dheebri Chambal Phc | Freezes | Kelvinator KGE 193 | 3000135430 | Functional | Others
30682 | Udaipurwati Chc | Water Bath | Yorco - YSI-413D | 3000218380 | Non Functional Repairable | Others
30683 | Pranhera Phc | Ice lined refrigerator | HBC-70 | 2000033767 | Functional | Others
30684 | Churina Phc | SPHYGMOMANOMETER(BP APPRATUS) | MODEL NOT AVAILABLE | 3000216174 | Non Functional Repairable | Cmho Supply
30685 | Bhinay Chc | Incubator | MODEL NOT AVAILABLE | 3000047143 | Functional | Others
30686 | Khatoli Chc Kota | Instrument Sterilizer | Model Not Available | 3000135514 | Functional | Others
30687 | Sadas Chc Chittorgarh | Centrifuge Machine ( 12 Tube ) | Model Not Available | 3000208324 | Functional | Others
30688 | Tantoti Chc | Freezes | MODEL NOT AVAILABLE | 3000047174 | Functional | Others
30689 | Udaipurwati Chc | Syringe Needle Destroyer | Model not available | 3000218401 | Functional | Others
30690 | Tantoti Chc | Semi Automated Chemistry Analyzer | CPC - STAT FAX 3300 | 3300-7480 | Functional | Others
30691 | Churina Phc | Binocular Microscope | PZB 22 | 3000216180 | Functional | Quality Scientific And Mechanical Works Pvt Ltd
30692 | Jawaja Chc | Colorimeter | MODEL NOT AVAILABLE | 3000049048 | Functional | Others
30693 | Zanana Hospital Ajmer Medical Collage Hospital | ECG Machine (Single Channel) | Medicaid - Cardio Fax | 3000047102 | Functional | Others
30694 | Zanana Hospital Ajmer Medical Collage Hospital | ECG Machine (Single Channel) | Medicaid - Cardio Fax | 2000033781 | Functional | Others
30695 | Zanana Hospital Ajmer Medical Collage Hospital | ECG Machine (Single Channel) | Medicaid - Cardio Fax | 2000033782 | Functional | Others
30696 | Zanana Hospital Ajmer Medical Collage Hospital | ECG Machine (Single Channel) | Medicaid - Cardio Fax | 2000033783 | Functional | Others
30697 | Zanana Hospital Ajmer Medical Collage Hospital | ECG Machine (Single Channel) | Medicaid - Cardio Fax | 2000033784 | Functional | Others
30698 | Zanana Hospital Ajmer Medical Collage Hospital | ECG Machine (Single Channel) | Medicaid - Cardio Fax | 2000033785 | Functional | Others
30699 | Devliya Kalan Phc | Nebulizer | MODEL NOT AVAILABLE | 2000032941 | Functional | Others
30700 | Bhandaheda Phc | Glucometer | Model not available | 3000135241 | Not in use | Others
30701 | Barod Phc | Freezes | MODEL NOT AVAILABLE | 2000029333 | Non Functional Not Repairable | Others
30702 | Malpura Chc | Radiant Heat Warmer | Zeal - RHW 2101A | RHW2101A | Functional | Zeal Medical Pvt Ltd
30703 | Baluhed Phc | SPHYGMOMANOMETER(BP APPRATUS) | Pagoda | 3000135709 | Functional | Others
30704 | New Govt Medical College Kota | O.T. Light Single Dome | MODEL NOT AVAILABLE | 3000130028 | Functional | Others
30705 | Sangod Chc | Hemoglobin meter | Model Not Available | 3000135554 | Functional | Others
30706 | Baluhed Phc | Radiant Heat Warmer | Zeal - RHW 2101A | 3000135705 | Functional | Others
30707 | M B S Hospital Kota | Spot Light ( Portable ) | Model Not Available | 3000046927 | Functional | Others
30708 | Pecherikalan Phc | Syringe Needle Destroyer | Model not available | 3000218883 | Functional | Bhasin Sons Private Limited
30709 | Sangod Chc | Ice lined refrigerator | HBC-70 | 3000135563 | Functional | Others
30710 | Bankora Phc | Incubator | MODEL NOT AVAILABLE | 3000207988 | Functional | Cmho Supply
30711 | Baluhed Phc | Binocular Microscope | Model Not Available | 3000135712 | Functional | Others
30712 | Bankora Phc | Syringe Needle Destroyer | Microsil - ND350 | 8034 | Functional | Cmho Supply
30713 | Bankora Phc | Radiant Heat Warmer | Zeal - RHW 2101A | RHW2101AOT13/579 | Functional | Zeal Medical Pvt Ltd
30714 | Malakhera Chc | Blood Cell Counter - 3 part | Horiba - ABX Micros ES 60 | 2000021234 | Functional | Others
30715 | Simliya Phc | Instrument Sterilizer | Model Not Available | 3000135261 | Functional | Others
30716 | Simliya Phc | Radiant Heat Warmer | Meditrin - Heat Warmer | 3000135262 | Functional | Others
30717 | Sangod Chc | Suction Machine | Model Not Available | 3000135580 | Functional | Others
30718 | Sangod Chc | Suction Machine | Model Not Available | 3000135584 | Functional | Others
30719 | City Dispensary Shopping Center | Blood Bank Refrigerator | Model not available | 3000130129 | Functional | Others
30720 | M B S Hospital Kota | Hydraulic Operation Table | MODEL NOT AVAILABLE | 3000055407 | Functional | Others
30721 | Chadoli Phc | Freezes | MODEL NOT AVAILABLE | 3000260237 | Functional | Others
30722 | M B S Hospital Kota | Slit Lamp | Model Not Available | 3000055405 | Functional | Others
30723 | M B S Hospital Kota | Slit Lamp | Model Not Available | 3000055400 | Functional | Others
30724 | M B S Hospital Kota | Slit Lamp | Model Not Available | 3000055399 | Functional | Others
30725 | Thathwadi Phc Jhunjhunu | SPHYGMOMANOMETER(BP APPRATUS) | MODEL NOT AVAILABLE | 3000218870 | Functional | Others
30726 | Jln Central Store Medical College | Water Bath | Model not available | 131 | Functional | Others
30727 | Jln Central Store Medical College | Freezes | MODEL NOT AVAILABLE | 60851 | Functional | Others
30728 | Pilani Phc Jhunjunu | Glucometer | Model not available | M14KD008010 | Functional | Others
30729 | Pilani Phc Jhunjunu | Glucometer | Model not available | 16054 | Functional | Others
30730 | Pilani Phc Jhunjunu | Glucometer | Model not available | M03E10AA5503 | Functional | Others
30731 | Suket Chc | Blood Bank Refrigerator | Model not available | 3000261028 | Functional | Others
30732 | Devliya Kalan Phc | Freezes | MODEL NOT AVAILABLE | 2000032945 | Functional | Others
30733 | Zanana Hospital Ajmer Medical Collage Hospital | Freezes | MODEL NOT AVAILABLE | 3000047108 | Functional | Others
30734 | Seventri Phc | Baby Weighing Machine | Model Not Available | 3000209610 | Functional | Others
30735 | Devliya Kalan Phc | Freezes | MODEL NOT AVAILABLE | 2000032938 | Functional | Others
30736 | Seventri Phc | Syringe Needle Destroyer | Nulife - Dots | 3000209612 | Functional | Others
30737 | Kanera Chc | Centrifuge Machine ( 12 Tube ) | Model Not Available | 3000208299 | Functional | Others
30738 | Kanera Chc | Centrifuge Machine ( 12 Tube ) | Model Not Available | 3000208300 | Functional | Others
30739 | Dantra Phc | Syringe Needle Destroyer | Model not available | 2000032782 | Functional | Others
30740 | Dantra Phc | Suction Machine | Model Not Available | 2000032791 | Functional | Others
30741 | Govindgarh Phc | Radiant Heat Warmer | Zeal - RHW 2101A | 2000032656 | Functional | Others
30742 | Govindgarh Phc | Spot Light ( Portable ) | Model Not Available | 2000032660 | Functional | Others
30743 | Mandawara Phc | Syringe Needle Destroyer | Nulife - Dots | 3000218212 | Functional | Mrk Healthcare Pvt Ltd Delhi
30744 | Mandawara Phc | Monocular Microscope | Model not available | 3000218215 | Functional | Olympus Diagnostic Systems
30745 | Mandawara Phc | SPHYGMOMANOMETER(BP APPRATUS) | MODEL NOT AVAILABLE | 3000218226 | Functional | Others
30746 | Rawatbhata Chc | Syringe Needle Destroyer | Model not available | 3000203109 | Functional | Others
30747 | Rawatbhata Chc | Syringe Needle Destroyer | Microlux - 16 | BJ13169 | Functional | Others
30748 | Rawatbhata Chc | Syringe Needle Destroyer | Model not available | 3000203121 | Functional | Others
30749 | Rawatbhata Chc | Syringe Needle Destroyer | Model not available | 3000203133 | Functional | Others
30750 | Rawatbhata Chc | Syringe Needle Destroyer | Model not available | 3000203134 | Functional | Others
30751 | B.D.K. Hospital Jhunjhunu Dh | Suction Machine | Model Not Available | 2000019073 | Non Functional Not Repairable | Others
30752 | Shingawal Phc | Incubator | MODEL NOT AVAILABLE | 3000047241 | Functional | Others
30753 | Shingawal Phc | Freezes | VEE 184 | 3000047245 | Functional | Others
30754 | Rawatbhata Chc | Photoelectric Calorimeter | Calorimeter - 1312 | 3000203117 | Functional | Others
30755 | Sihod Phc | SPHYGMOMANOMETER(BP APPRATUS-Digital) | Model Not Available | FG11355 | Functional | Others
30756 | Modak Chc | Defibrillator | MODEL NOT AVAILABLE | OB2881042 | Functional | Others
30757 | Sihod Phc | SPHYGMOMANOMETER(BP APPRATUS) | MODEL NOT AVAILABLE | 3000218690 | Non Functional Repairable | Others
30758 | Modak Chc | Baby Weighing Machine | Crown | 3000261098 | Functional | Ramon Surgical Company
30759 | Modak Chc | Baby Weighing Machine | Crown | 3000261102 | Functional | Ramon Surgical Company
30760 | Sihod Phc | FOOT OPERATED SUCTION MACHINE | MODEL NOT AVAILABLE | 3000218698 | Functional | Others
30761 | Sakroda Phc | Labour Table | Model Not Available | 3000262462 | Functional | Others
30762 | Saloda Phc | Ice lined refrigerator | Model Not Available | 3000262505 | Functional | Others
30763 | Saloda Phc | Ice lined refrigerator | Model Not Available | 3000262506 | Functional | Others
30764 | Baar Phc | Syringe Needle Destroyer | Nulife - Dots | 3000209770 | Functional | Others
30765 | Baar Phc | Centrifuge Machine ( 8 Tube) | Model Not Available | 3000209771 | Functional | Others
30766 | Baar Phc | Labour Table | Model Not Available | 3000209782 | Functional | Others
30767 | Dadabari Chc | Freezes | MODEL NOT AVAILABLE | 3000135212 | Functional | Others
30768 | M B S Hospital Kota | Defibrillator | MODEL NOT AVAILABLE | 3000055387 | Functional | Others
30769 | Kelwara Chc | Hydraulic Operation Table | MODEL NOT AVAILABLE | 3000262641 | Functional | Others
30770 | Kelwara Chc | Instrument Sterilizer | Model Not Available | 3000262646 | Functional | Others
30771 | Pachlangi Phc | Syringe Needle Destroyer | Model not available | 3000218261 | Non Functional Repairable | Bhasin Sons Private Limited
30772 | Itawa Chc | Ice lined refrigerator | MODEL NOT AVAILABLE | 3000259271 | Functional | Others
30773 | Mayajlar Phc | Ice lined refrigerator | HBC-70 | 3000056089 | Functional | Others
30774 | Mandana Chc Kota | Centrifuge Machine ( 4 Tube ) | Model not available | 3000135743 | Functional | Others
30775 | Sri Karanpur Chc | Binocular Microscope | RSL - 4B | 22302 | Functional | Others
30776 | Sakatpura Phc | Weighing Machine | MODEL NOT AVAILABLE | 3000130874 | Functional | Others
30777 | Kurgaon Chc | Semi Automated Chemistry Analyzer | CPC - STAT FAX 3300 | 3000138469 | Functional | Cpc Diagnostics Pvt Ltd
30778 | Kurgaon Chc | Syringe Needle Destroyer | Microsil ND 20 | 3000138470 | Functional | Linco Scientific Instruments And Chemicals (P) Ltd
30779 | M B S Hospital Kota | Semi Automated Chemistry Analyzer | Model not Available | 3000055810 | Functional | Others
30780 | Ramganj Mandi Chc | Freezes | MODEL NOT AVAILABLE | 3000261051 | Functional | Others
30781 | Udaipurwati Chc | Fetal Doppler | MODEL NOT AVAILABLE | 3000218388 | Functional | Others
30782 | Satellite Hospital Adarsh Nagar Ajmer | Hot Air Oven | Model not available | 2000033521 | Functional | Others
30783 | Satellite Hospital Adarsh Nagar Ajmer | ELISA READR WITH WASHER | RT 2100C AND RT 2600C | 2000033528 | Functional | Others
30784 | Bhinay Chc | Binocular Microscope | PZB 22 | 3000047152 | Functional | Others
30785 | Bhinay Chc | Binocular Microscope | PZB 22 | 3000047153 | Functional | Others
30786 | Tantoti Chc | Instrument Sterilizer | Model Not Available | 3000047169 | Functional | Others
30787 | Satellite Hospital Adarsh Nagar Ajmer | ECG Machine (Single Channel) | Model Not Available | 2000034563 | Functional | Others
30788 | Bhinay Chc | Spot Light ( Portable ) | Model Not Available | 3000047164 | Functional | Others
30789 | Sadas Chc Chittorgarh | Syringe Needle Destroyer | Model not available | 3000208325 | Functional | Others
30790 | Tantoti Chc | Syringe Needle Destroyer | Model not available | 3000047175 | Functional | Others
30791 | Tantoti Chc | SPHYGMOMANOMETER(BP APPRATUS) | MODEL NOT AVAILABLE | 3000047176 | Functional | Others
30792 | Khamnor Chc | Syringe Needle Destroyer | Nulife - Dots | 3000209465 | Functional | Others
30793 | Suket Chc | Centrifuge Machine ( 4 Tube ) | Model not available | 3000261015 | Functional | Others
30794 | Tantoti Chc | Binocular Microscope | Excel Plus | M-29837 | Functional | Others
30795 | Jawaja Chc | Instrument Sterilizer | Model Not Available | 3000049051 | Functional | Others
30796 | Tantoti Chc | Centrifuge Machine ( 4 Tube ) | Model not available | 3000047186 | Functional | Others
30797 | Satellite Hospital Adarsh Nagar Ajmer | Centrifuge Machine ( 12 Tube ) | Model Not Available | 2000033533 | Functional | Others
30798 | Satellite Hospital Adarsh Nagar Ajmer | Monocular Microscope | Model not available | 2000033536 | Functional | Others
30799 | Jawaja Chc | O.T. Light Single Dome | MODEL NOT AVAILABLE | 3000049056 | Functional | Others
30800 | Satellite Hospital Adarsh Nagar Ajmer | Incubator | MODEL NOT AVAILABLE | 2000033540 | Functional | Others
30801 | Jawaja Chc | Radiant Heat Warmer | Model Not Available | 3000049062 | Functional | Others
30802 | Suket Chc | Glucometer | Model not available | 3000261020 | Functional | Others
30803 | Jawaja Chc | Incubator | MODEL NOT AVAILABLE | 3000049066 | Functional | Others
30804 | Suket Chc | Radiant Heat Warmer | Zeal - RHW 2101A | 3000261021 | Functional | Others
30805 | Devliya Kalan Phc | SPHYGMOMANOMETER(BP APPRATUS) | MODEL NOT AVAILABLE | 2000032937 | Functional | Others
30806 | Devliya Kalan Phc | Ice lined refrigerator | Model Not Available | 2000032939 | Functional | Others
30807 | Ramganj Mandi Chc | SPHYGMOMANOMETER(BP APPRATUS) | Pagoda | 3000261077 | Not in use | Others
30808 | Amet Chc | Autoclave | Model not available | 3000209344 | Functional | Others
30809 | Amet Chc | Baby Weighing Machine | Crown | 3000209349 | Functional | Others
30810 | M B S Hospital Kota | FOGGING MACHINE | MODEL NOT AVAILABLE | 3000046943 | Functional | Others
30811 | Ramganj Mandi Chc | Freezes | MODEL NOT AVAILABLE | 3000261082 | Functional | Others
30812 | Rasulpur Phc | SPHYGMOMANOMETER(BP APPRATUS) | MODEL NOT AVAILABLE | 3000218673 | Non Functional Repairable | Others
30813 | Dadabari Chc | Blood Mixer ( Roller Mixer ) | Model not available | 3000135228 | Functional | Others
30814 | Dadabari Chc | Sahlis HB Meter | Model not available | 3000135225 | Functional | Others
30815 | Jln Central Store Medical College | Monocular Microscope | Model not available | 80618880 | Functional | Others
30816 | Jln Central Store Medical College | Monocular Microscope | Model not available | 80618912 | Functional | Others
30817 | Jln Central Store Medical College | Monocular Microscope | Model not available | 80618913 | Functional | Others
30818 | Jln Central Store Medical College | Monocular Microscope | Model not available | 80618914 | Functional | Others
30819 | Jln Central Store Medical College | Monocular Microscope | Model not available | 80618915 | Functional | Others
30820 | Jln Central Store Medical College | Monocular Microscope | Model not available | 80618916 | Functional | Others
30821 | Jln Central Store Medical College | Monocular Microscope | Model not available | 80618917 | Functional | Others
30822 | Jln Central Store Medical College | Monocular Microscope | Model not available | 80618918 | Functional | Others
30823 | Jln Central Store Medical College | Monocular Microscope | Model not available | 141174582 | Functional | Others
30824 | Jln Central Store Medical College | Monocular Microscope | Model not available | 141174567 | Functional | Others
30825 | Jln Central Store Medical College | Monocular Microscope | Model not available | 141174576 | Functional | Others
30826 | Jln Central Store Medical College | Monocular Microscope | Model not available | 141174639 | Functional | Others
30827 | Jln Central Store Medical College | Monocular Microscope | Model not available | 141174593 | Functional | Others
30828 | Jln Central Store Medical College | Monocular Microscope | Model Not Available | 3000202398 | Functional | Others
30829 | Jln Central Store Medical College | Monocular Microscope | Model not available | 141174585 | Functional | Others
30830 | Jln Central Store Medical College | Monocular Microscope | Model not available | 141174616 | Functional | Others
30831 | Jln Central Store Medical College | Monocular Microscope | Model not available | 141174578 | Functional | Others
30832 | Jln Central Store Medical College | Monocular Microscope | Model not available | 141174617 | Functional | Others
30833 | Morpa Phc Kota | Baby Weighing Machine | Crown | 3000135347 | Functional | Others
30834 | Kanera Chc | Blood Cell Counter - 3 part | Model not available | 3000208297 | Functional | Others
30835 | Kanera Chc | Instrument Sterilizer | Model Not Available | 3000208301 | Functional | Others
30836 | Kanera Chc | Instrument Sterilizer | Model Not Available | 3000208332 | Functional | Others
30837 | Kanera Chc | Instrument Sterilizer | Model Not Available | 3000208344 | Functional | Others
30838 | Kanera Chc | Syringe Needle Destroyer | Model not available | 3000208302 | Functional | Others
30839 | Kanera Chc | Syringe Needle Destroyer | Model not available | 3000208334 | Functional | Others
30840 | Dantra Phc | Centrifuge Machine ( 4 Tube ) | Model not available | 2000032784 | Functional | Others
30841 | Kanera Chc | Freezes | MODEL NOT AVAILABLE | 3000208303 | Functional | Others
30842 | Kanera Chc | Freezes | MODEL NOT AVAILABLE | 3000208306 | Functional | Others
30843 | Kanera Chc | Freezes | MODEL NOT AVAILABLE | 3000208307 | Functional | Others
30844 | Kanera Chc | Freezes | MODEL NOT AVAILABLE | 3000208308 | Functional | Others
30845 | Govindgarh Phc | Centrifuge Machine ( 4 Tube ) | Model not available | 2000032643 | Functional | Others
30846 | Dantra Phc | Glucometer | Model not available | 2000032785 | Functional | Others
30847 | Kanera Chc | Blood Bank Refrigerator | Model not available | 3000208304 | Functional | Others
30848 | Kanera Chc | Blood Bank Refrigerator | Model not available | 3000208305 | Functional | Others
30849 | Govindgarh Phc | Syringe Needle Destroyer | Model not available | 2000032645 | Functional | Others
30850 | Kanera Chc | Radiant Heat Warmer | Model Not Available | 3000208331 | Functional | Others
30851 | Kanera Chc | Radiant Heat Warmer | Model Not Available | 3000208337 | Functional | Others
30852 | Kanera Chc | Radiant Heat Warmer | Model Not Available | 3000208338 | Functional | Others
30853 | Kanera Chc | Radiant Heat Warmer | Model Not Available | 3000208339 | Functional | Others
30854 | Dantra Phc | Glucometer | Model not available | 2000032786 | Functional | Others
30855 | Dantra Phc | Glucometer | Model not available | 2000032787 | Functional | Others
30856 | Govindgarh Phc | Freezes | VEE 184 | 2000032646 | Functional | Others
30857 | Kanera Chc | Incubator | MODEL NOT AVAILABLE | 3000208333 | Functional | Others
30858 | Dantra Phc | Blood Bank Refrigerator | Model not available | 2000032788 | Functional | Others
30859 | Govindgarh Phc | Syringe Needle Destroyer | Model not available | 2000032648 | Functional | Others
30860 | New Govt Medical College Kota | Multi-Para Monitor | iPM 12Vet | 3000055088 | Functional | Others
30861 | Sihod Phc | Nebulizer | MODEL NOT AVAILABLE | 3000218695 | Functional | Others
30862 | Sihod Phc | Fetal Doppler | MODEL NOT AVAILABLE | 3000218696 | Functional | Unique Power Technologies
30863 | Sihod Phc | Instrument Sterilizer | Model Not Available | 3000218711 | Functional | Others
30864 | Sihod Phc | Syringe Needle Destroyer | Model not available | 1340054 | Functional | Others
30865 | Sihod Phc | Syringe Needle Destroyer | Nulife - Dots | 725811 | Functional | Others
30866 | Lakasaneeja Phc | SPHYGMOMANOMETER(BP APPRATUS) | MODEL NOT AVAILABLE | 3000135504 | Functional | Others
30867 | Amet Chc | Spot Light ( Portable ) | Model Not Available | 3000209342 | Functional | Others
30868 | Rasulpur Phc | SPHYGMOMANOMETER(BP APPRATUS) | MODEL NOT AVAILABLE | 120SEP1439664 | Functional | Ajay Optical India
30869 | Ramganj Mandi Chc | Blood Bank Refrigerator | Model not available | 3000261078 | Functional | Others
30870 | Rasulpur Phc | Weighing Machine | MODEL NOT AVAILABLE | 3000218660 | Functional | Crown Digital Scales Inc
30871 | Rasulpur Phc | Glucometer | Model not available | 303N0002812 | Functional | Others
30872 | M B S Hospital Kota | Cautry Machine | Model Not Available | 3000046949 | Functional | Others
30873 | M B S Hospital Kota | Cautry Machine | Model Not Available | 3000046952 | Functional | Others
30874 | Baar Phc | Glucometer | Model not available | 30002094775 | Functional | Others
30875 | Sri Karanpur Chc | Blood Cell Counter - 3 part | Horiba - ABX Micros ES 60 | 5885 | Functional | Horiba India Pvt Ltd
30876 | M B S Hospital Kota | 100mA X-Ray Machine | Model not available | 3000055377 | Functional | Others
30877 | Itawa Chc | Syringe Needle Destroyer | Nulife - Dots | 3000135650 | Functional | Others
30878 | Pachlangi Phc | Syringe Needle Destroyer | Model not available | 3000218260 | Non Functional Repairable | Bhasin Sons Private Limited
30879 | Ramganj Mandi Chc | Blood Bank Refrigerator | Model not available | 3000261050 | Functional | Others
30880 | Pipalda Phc | Freezes | Kelvinator KGE 193 | 3000135442 | Functional | Others
30881 | Ramganj Mandi Chc | Semi Automated Chemistry Analyzer | Model not Available | 3000261052 | Functional | Others
30882 | Ramganj Mandi Chc | Semi Automated Chemistry Analyzer | Model not Available | 3000261053 | Functional | Others
30883 | Pipalda Phc | Centrifuge Machine ( 4 Tube ) | Model not available | 3000135443 | Functional | Others
30884 | Ramganj Mandi Chc | Radiant Heat Warmer | Meditrin - Heat Warmer | 3000261058 | Functional | Others
30885 | Ramganj Mandi Chc | Radiant Heat Warmer | Meditrin - Heat Warmer | 3000261059 | Functional | Others
30886 | Rawatbhata Chc | Photoelectric Calorimeter | Calorimeter - 1312 | 3000203128 | Functional | Others
30887 | Shingawal Phc | Syringe Needle Destroyer | Model not available | 3000047250 | Functional | Others
30888 | Karkedi Phc | Syringe Needle Destroyer | Model not available | 2000032593 | Functional | Others
30889 | Karkedi Phc | Syringe Needle Destroyer | Model not available | 2000032594 | Functional | Others
30890 | Pisangan Chc | Binocular Microscope | Model Not Available | 2000032718 | Functional | Others
30891 | Udaipurwati Chc | Syringe Needle Destroyer | Model not available | 3000218415 | Functional | Others
30892 | Shingawal Phc | SPHYGMOMANOMETER(BP APPRATUS) | MODEL NOT AVAILABLE | 3000047255 | Functional | Others
30893 | Karkedi Phc | Suction Machine | Model Not Available | 2000032590 | Functional | Others
30894 | Karkedi Phc | Suction Machine | Model Not Available | 2000032591 | Functional | Others
30895 | Karkedi Phc | Suction Machine | Model Not Available | 2000032592 | Functional | Others
30896 | Rawatbhata Chc | ECG Machine (Single Channel) | Model Not Available | 3000203127 | Functional | Others
30897 | Rawatbhata Chc | ECG Machine (Single Channel) | Model Not Available | 3000203130 | Functional | Others
30898 | Udaipurwati Chc | Suction Machine | Model Not Available | 3000218417 | Functional | Rhsdp Supply
30899 | Dhoondhari Phc Ajmer | SPHYGMOMANOMETER(BP APPRATUS) | MODEL NOT AVAILABLE | 2000034902 | Functional | Others
30900 | Shingawal Phc | Weighing Machine | MODEL NOT AVAILABLE | 3000047256 | Functional | Others
30901 | Shingawal Phc | Syringe Needle Destroyer | Microsil ND-60 | 3000047257 | Functional | Others
30902 | Dhoondhari Phc Ajmer | Radiant Heat Warmer | Model Not Available | Y132110887 | Functional | Others
30903 | Shingawal Phc | Syringe Needle Destroyer | Model not available | 3000047258 | Functional | Others
30904 | Bhirr Phc Jhunjhunu | Weighing Machine | MODEL NOT AVAILABLE | 3000218893 | Functional | Others
30905 | Dhoondhari Phc Ajmer | Spot Light ( Portable ) | Model Not Available | 2000034904 | Functional | Others
30906 | Shingawal Phc | Syringe Needle Destroyer | Model not available | 3000047259 | Functional | Others
30907 | Udaipurwati Chc | Nebulizer | MODEL NOT AVAILABLE | 3000218419 | Functional | Others
30908 | Shingawal Phc | Autoclave | Model not available | 3000047261 | Functional | Others
30909 | Shingawal Phc | Autoclave | Model not available | 3000047262 | Functional | Others
30910 | Shingawal Phc | Instrument Sterilizer | Model Not Available | 3000047263 | Functional | Others
30911 | Pisangan Chc | Nebulizer | MODEL NOT AVAILABLE | 2000032719 | Functional | Others
30912 | Shingawal Phc | Suction Machine | Model Not Available | 3000047264 | Not in use | Others
30913 | M B S Hospital Kota | Centrifuge Machine ( 8 Tube) | Model Not Available | 3000055830 | Functional | Others
30914 | M B S Hospital Kota | Centrifuge Machine ( 8 Tube) | Model Not Available | 3000055832 | Functional | Others
30915 | Chechat Chc | Freezes | MODEL NOT AVAILABLE | 3000135766 | Functional | Others
30916 | New Govt Medical College Kota | Multi-Para Monitor | Model not available | 3000055066 | Functional | Others
30917 | Sms Hospital | Monocular Microscope | Model not available | 110740568 | Functional | Labomed
30918 | Sms Hospital | Monocular Microscope | Model not available | 110740499 | Functional | Labomed
30919 | Sms Hospital | Monocular Microscope | Model not available | 110740438 | Functional | Labomed
30920 | Sms Hospital | Monocular Microscope | Model not available | 110740572 | Functional | Labomed
30921 | Sms Hospital | Monocular Microscope | Model not available | 110639950 | Functional | Labomed
30922 | Sms Hospital | Monocular Microscope | Model not available | 110639986 | Functional | Labomed
30923 | Sms Hospital | Monocular Microscope | Model not available | 110740500 | Functional | Labomed
30924 | Sms Hospital | Monocular Microscope | Model not available | 110740496 | Functional | Labomed
30925 | Sms Hospital | Monocular Microscope | Model not available | 110740345 | Functional | Labomed
30926 | Sms Hospital | Monocular Microscope | Model not available | 110639970 | Functional | Labomed
30927 | Sms Hospital | Monocular Microscope | Model not available | 110740212 | Functional | Labomed
30928 | Sms Hospital | Monocular Microscope | Model not available | 110740495 | Functional | Labomed
30929 | Sms Hospital | Monocular Microscope | Model not available | 110740343 | Functional | Labomed
30930 | Sms Hospital | Monocular Microscope | Model not available | 641807 | Functional | Labomed
30931 | Sms Hospital | Monocular Microscope | Model not available | 630136 | Functional | Labomed
30932 | Sms Hospital | Monocular Microscope | Model not available | 630090 | Functional | Labomed
30933 | Sms Hospital | Monocular Microscope | Model not available | 641876 | Functional | Labomed
30934 | Sms Hospital | Monocular Microscope | Model not available | 650338 | Functional | Labomed
30935 | Sms Hospital | Monocular Microscope | Model not available | 110740490 | Functional | Labomed
30936 | Sms Hospital | Monocular Microscope | Model not available | 110740930 | Functional | Labomed
30937 | Sms Hospital | Monocular Microscope | Model not available | 110740929 | Functional | Labomed
30938 | Sms Hospital | Monocular Microscope | Model not available | 110639957 | Functional | Labomed
30939 | Sms Hospital | Monocular Microscope | Model not available | 110639948 | Functional | Labomed
30940 | Suket Chc | Spot Light ( Portable ) | Model Not Available | 3000261026 | Functional | Others
30941 | Devliya Kalan Phc | Incubator | MODEL NOT AVAILABLE | 2366 | Functional | Others
30942 | Khamnor Chc | Glucometer | Model not available | 3000209470 | Functional | Others
30943 | Devliya Kalan Phc | Radiant Heat Warmer | Zeal - RHW 2101A | 2000032947 | Functional | Others
30944 | Devliya Kalan Phc | Syringe Needle Destroyer | Model not available | 2000032948 | Functional | Others
30945 | Devliya Kalan Phc | Syringe Needle Destroyer | Model not available | 2000032949 | Functional | Others
30946 | Devliya Kalan Phc | Syringe Needle Destroyer | Model not available | 2000032950 | Functional | Others
30947 | Devliya Kalan Phc | Syringe Needle Destroyer | Model not available | 2000032951 | Functional | Others
30948 | Devliya Kalan Phc | Syringe Needle Destroyer | Model not available | 2000032952 | Functional | Others
30949 | Seventri Phc | SPHYGMOMANOMETER(BP APPRATUS) | MODEL NOT AVAILABLE | 3000209609 | Functional | Others
30950 | Devliya Kalan Phc | Blood Bank Refrigerator | Model not available | 2000032940 | Functional | Others
30951 | Devliya Kalan Phc | Binocular Microscope | Model Not Available | 2000032942 | Functional | Others
30952 | Sakatpura Phc | Baby Weighing Machine | Model Not Available | 3000130880 | Functional | Others
30953 | Sakatpura Phc | Baby Weighing Machine | Model Not Available | 3000130876 | Functional | Others
30954 | Sakatpura Phc | Blood Bank Refrigerator | Model not available | 3000130878 | Functional | Others
30955 | Sakatpura Phc | Blood Bank Refrigerator | Model not available | 3000130879 | Functional | Others
30956 | Luhawad Phc Kota | Hemoglobin Analyzer | Model not available | 3000135403 | Functional | Others
30957 | Bhandaheda Phc | Glucometer | SD Check Gold | 3000135240 | Not in use | Others
30958 | M B S Hospital Kota | Ultrasonic Aspirator | Model Not Available | 3000055347 | Functional | Others
30959 | Barod Phc | Ice lined refrigerator | MK-144 | 3000135462 | Functional | Others
30960 | Digod Phc | Emergeny First Aid Kit | Medisys | 3000135279 | Functional | Others
30961 | Digod Phc | Emergeny First Aid Kit | MODEL NOT AVAILABLE | 2000029331 | Non Functional Not Repairable | Others
30962 | Bhandaheda Phc | Syringe Needle Destroyer | MODEL NOT AVAILABLE | 2000029332 | Non Functional Not Repairable | Others
30963 | M B S Hospital Kota | Binocular Microscope | Model Not Available | 6635301362 | Functional | Others
30964 | M B S Hospital Kota | Binocular Microscope | Model Not Available | 6635322471 | Functional | Others
30965 | Kanera Chc | Semi Automated Chemistry Analyzer | Model not Available | 3000208294 | Functional | Others
30966 | Kanera Chc | Binocular Microscope | Model Not Available | 3000208295 | Functional | Others
30967 | M B S Hospital Kota | Phototherepy Unit | MODEL NOT AVAILABLE | 3000055416 | Functional | Others
30968 | Chanana Phc | Centrifuge Machine ( 4 Tube ) | Model not available | 3000218459 | Functional | Remi Electrotechnik Ltd
30969 | Chanana Phc | Nebulizer | MODEL NOT AVAILABLE | N034409 | Functional | Others
30970 | Padampura Phc Jhunjhunu | Baby Weighing Machine | Model Not Available | 3000218538 | Functional | Crown Digital Scales Inc
30971 | Padampura Phc Jhunjhunu | Syringe Needle Destroyer | Model not available | 3000218549 | Non Functional Repairable | Bhasin Sons Private Limited
30972 | Padampura Phc Jhunjhunu | Syringe Needle Destroyer | Model not available | 3000218552 | Functional | Mrk Healthcare Pvt Ltd Delhi
30973 | Chapli Phc | Weighing Machine | MODEL NOT AVAILABLE | 3000209745 | Functional | Others
30974 | Chapli Phc | Weighing Machine | MODEL NOT AVAILABLE | 3000209746 | Functional | Others
30975 | Chapli Phc | Weighing Machine | MODEL NOT AVAILABLE | 3000209756 | Functional | Others
30976 | Chapli Phc | Weighing Machine | MODEL NOT AVAILABLE | 3000209755 | Functional | Others
30977 | Baggad Phc Rajsamand | Labour Table | Model Not Available | 3000209767 | Functional | Others
30978 | Rampura District Hospitalkota Dh | Fetal Monitor | MODEL NOT AVAILABLE | 3000055959 | Functional | Others
30979 | Rampura District Hospitalkota Dh | Fetal Monitor | MODEL NOT AVAILABLE | 3000055960 | Functional | Others
30980 | Jln Central Store Medical College | Binocular Microscope | Model Not Available | 11244387 | Functional | Others
30981 | Jln Central Store Medical College | Pulse Oxymeter | Model Not Available | 2000033689 | Functional | Others
30982 | Jln Central Store Medical College | Pulse Oxymeter | Model Not Available | 2000033690 | Functional | Others
30983 | Jln Central Store Medical College | Pulse Oxymeter | Model Not Available | 2000033691 | Functional | Others
30984 | Jln Central Store Medical College | Pulse Oxymeter | Model Not Available | 2000033692 | Functional | Others
30985 | Jln Central Store Medical College | Pulse Oxymeter | Model Not Available | 2000033693 | Functional | Others
30986 | Jln Central Store Medical College | Pulse Oxymeter | Model Not Available | 2000033695 | Functional | Others
30987 | Jln Central Store Medical College | Pulse Oxymeter | Model Not Available | 2000033696 | Functional | Others
30988 | Jln Central Store Medical College | Pulse Oxymeter | Model Not Available | 2000033697 | Functional | Others
30989 | Jln Central Store Medical College | Pulse Oxymeter | Model Not Available | 2000033698 | Functional | Others
30990 | Jln Central Store Medical College | Pulse Oxymeter | Model Not Available | 2000033699 | Functional | Others
30991 | Jln Central Store Medical College | Pulse Oxymeter | Model Not Available | 2000033642 | Functional | Others
30992 | Jln Central Store Medical College | Pulse Oxymeter | Model Not Available | 2000033631 | Functional | Others
30993 | Sangod Chc | Monocular Microscope | Model not available | 3000135546 | Functional | Others
30994 | Sangod Chc | Monocular Microscope | Model not available | 3000135559 | Functional | Others
30995 | Jln Central Store Medical College | Centrifuge Machine ( 16 Tube ) | Model not available | 8805 | Functional | Others
30996 | Sangod Chc | Incubator | MODEL NOT AVAILABLE | 3000135551 | Functional | Others
30997 | Sangod Chc | Incubator | MODEL NOT AVAILABLE | 3000135558 | Functional | Others
30998 | Nokh Phc | Centrifuge Machine ( 4 Tube ) | Model not available | 3000047850 | Functional | Others
30999 | Kurgaon Chc | SPHYGMOMANOMETER(BP APPRATUS) | MODEL NOT AVAILABLE | 3000138476 | Functional | Elite Scientific Corporation
31000 | Kurgaon Chc | SPHYGMOMANOMETER(BP APPRATUS) | Pagoda | 283054 | Functional | Elite Scientific Corporation
31001 | Sangod Chc | Syringe Needle Destroyer | Nulife - Dots | 3000135552 | Functional | Others
31002 | Sangod Chc | Syringe Needle Destroyer | Nulife - Dots | 3000135577 | Functional | Others
31003 | Sangod Chc | Syringe Needle Destroyer | Nulife - Dots | 3000135583 | Functional | Others
31004 | M B S Hospital Kota | Hydraulic Operation Table | MODEL NOT AVAILABLE | 3000046926 | Functional | Others
31005 | City Dispensary Chhawani Kota | SPHYGMOMANOMETER(BP APPRATUS) | MODEL NOT AVAILABLE | 3000130157 | Functional | Others
31006 | City Dispensary Chhawani Kota | SPHYGMOMANOMETER(BP APPRATUS) | MODEL NOT AVAILABLE | 3000130156 | Functional | Others
31007 | Sangod Chc | Glucometer | Model not available | 3000135555 | Functional | Others
31008 | Sangod Chc | Glucometer | Model not available | 3000135556 | Functional | Others
31009 | Baluhed Phc | Suction Machine | Model Not Available | 3000135706 | Functional | Others
31010 | City Dispensary Chhawani Kota | Centrifuge Machine ( 12 Tube ) | Model Not Available | 3000130152 | Functional | Others
31011 | City Dispensary Chhawani Kota | Centrifuge Machine ( 12 Tube ) | Model Not Available | 3000130151 | Functional | Others
31012 | Rampura District Hospitalkota Dh | Pulse Oxymeter | Comet - P (L and T) | 3000055934 | Functional | Others
31013 | M B S Hospital Kota | Spot Light ( Portable ) | Model Not Available | 3000055365 | Functional | Others
31014 | M B S Hospital Kota | Syringe Needle Destroyer | Model not available | 3000046616 | Functional | Others
31015 | M B S Hospital Kota | Blood Bank Refrigerator | Model not available | 3000046644 | Functional | Others
31016 | Sangod Chc | Boyles Apparatus | MODEL NOT AVAILABLE | 3000135570 | Functional | Others
31017 | Sangod Chc | Boyles Apparatus | MODEL NOT AVAILABLE | 3000135572 | Functional | Others
31018 | Rampura District Hospitalkota Dh | Centrifuge Machine ( 8 Tube) | REMI - R4C | 3000121138 | Functional | Others
31019 | Kurgaon Chc | Syringe Needle Destroyer | Model not available | NBSD0726727 | Functional | Others
31020 | M G Hospital Banswara Dh | Freezes | GL-335VM5 | 005NLR40137 | Functional | Lg
31021 | Padampura Phc Jhunjhunu | Instrument Sterilizer | Model Not Available | 3000202131 | Functional | Ramon Surgical Company
31022 | Padampura Phc Jhunjhunu | Instrument Sterilizer | Model Not Available | 3000218541 | Functional | Paras Enterprises
31023 | M G Hospital Banswara Dh | Freezes | GL-335VM5 | 3000207081 | Functional | Lg
31024 | Thathwadi Phc Jhunjhunu | Weighing Machine | MODEL NOT AVAILABLE | 3000218871 | Non Functional Repairable | Others
31025 | Thathwadi Phc Jhunjhunu | Weighing Machine | MODEL NOT AVAILABLE | 3000218872 | Non Functional Repairable | Others
31026 | Padampura Phc Jhunjhunu | Weighing Machine | MODEL NOT AVAILABLE | 3000218548 | Functional | Cmho Supply
31027 | Tyonda Phc | SPHYGMOMANOMETER(BP APPRATUS) | MODEL NOT AVAILABLE | 3000218851 | Functional | Others
31028 | Hathi Deh Phc | Micropipettes | MODEL NOT AVAILABLE | 2000037614 | Functional | Others
31029 | New Govt Medical College Kota | Defibrillator | MODEL NOT AVAILABLE | 3000055190 | Functional | Others
31030 | M B S Hospital Kota | Hydraulic Operation Table | MODEL NOT AVAILABLE | 3000055334 | Functional | Others
31031 | Bhim Chc | Anesthesia Machine | MODEL NOT AVAILABLE | 3000262747 | Functional | Others
31032 | Bhim Chc | Autoclave | Model not available | 3000262749 | Functional | Others
31033 | Pipali Ah Phc | Weighing Machine | Victoria DX | 3000209756 | Functional | Others
31034 | M B S Hospital Kota | Blood Bank Refrigerator | Model not available | 3000055330 | Functional | Others
31035 | Pipali Ah Phc | Binocular Microscope | Microlux - 16 | 3000209758 | Functional | Others
31036 | M B S Hospital Kota | Freezes | MODEL NOT AVAILABLE | 3000055329 | Functional | Others
31037 | Sultana Phc | Suction Machine | Model Not Available | 3000218517 | Functional | Others
31038 | M B S Hospital Kota | Instrument Sterilizer | Model Not Available | 3000055328 | Functional | Others
31039 | Bhim Chc | 100mA X-Ray Machine | Model not available | 3000262741 | Functional | Others
31040 | Mandawara Phc Kota | Blood Bank Refrigerator | Model not available | 3000135299 | Functional | Others
31041 | M G Hospital Banswara Dh | Nebulizer | MODEL NOT AVAILABLE | PCB37553 | Functional | Others
31042 | Bhim Chc | Sahlis HB Meter | Model not available | 3000262727 | Functional | Others
31043 | Bhim Chc | Baby Weighing Machine | Model Not Available | 3000262721 | Functional | Others
31044 | M G Hospital Banswara Dh | Nebulizer | MODEL NOT AVAILABLE | 3000207077 | Functional | Others
31045 | City Dispensary Chandraghata | Binocular Microscope | Model Not Available | 3000129736 | Functional | Others
31046 | New Govt Medical College Kota | O.T. Light Double Dome | MODEL NOT AVAILABLE | 3000046930 | Functional | Others
31047 | M B S Hospital Kota | Defibrillator | MK-144 | 3000197193 | Functional | Vestfrost Solutions
31048 | City Dispensary Talwandi | Colorimeter | MODEL NOT AVAILABLE | 3000130125 | Functional | Others
31049 | City Dispensary Talwandi | Freezes | MODEL NOT AVAILABLE | 3000130123 | Functional | Others
31050 | Rampura District Hospitalkota Dh | Syringe Needle Destroyer | Nulife - Dots | 3000055312 | Functional | Others
31051 | New Govt Medical College Kota | Pulse Oxymeter | Model Not Available | 3000055203 | Functional | Others
31052 | New Govt Medical College Kota | Ice lined refrigerator | HBC-70 | 3000055253 | Functional | Others
31053 | Jln Central Store Medical College | Incubator | MODEL NOT AVAILABLE | 72 | Functional | Others
31054 | Jln Central Store Medical College | Incubator | MODEL NOT AVAILABLE | 13G4259 | Functional | Others
31055 | Jln Central Store Medical College | Incubator | MODEL NOT AVAILABLE | 1314345 | Functional | Others
31056 | Jln Central Store Medical College | Incubator | MODEL NOT AVAILABLE | 100 | Functional | Others
31057 | Jln Central Store Medical College | Incubator | MODEL NOT AVAILABLE | 14A5303 | Functional | Others
31058 | Jln Central Store Medical College | Incubator | MODEL NOT AVAILABLE | 2300363 | Functional | Others
31059 | Sohali Phc | SPHYGMOMANOMETER(BP APPRATUS) | MODEL NOT AVAILABLE | 3000216167 | Non Functional Repairable | Bhasin Sons Private Limited
31060 | Rampura District Hospitalkota Dh | Dental X-ray unit | Model Not Available | 3000055300 | Functional | Others
31061 | Sohali Phc | Instrument Sterilizer | Model Not Available | 3000216218 | Functional | Others
31062 | Kherarudha Phc | Binocular Microscope | Model Not Available | 3000135782 | Functional | Others
31063 | Kherarudha Phc | Binocular Microscope | Microlux - 16 | 3000135782 | Functional | Others
31064 | Jharali Phc | Micropipettes | MODEL NOT AVAILABLE | 2000037267 | Functional | Others
31065 | Jakhora Phc | Blood Bank Refrigerator | Model not available | 90503454 | Functional | Vestfrost Solutions
31066 | Jasrapur Phc | Baby Weighing Machine | Model Not Available | 3000218486 | Functional | Others
31067 | Rbm Hospital Bharatpur Dh | Cautry Machine | Model Not Available | arta3h1062 | Functional | Bpl Medical Technologies
31068 | New Govt Medical College Kota | CTMT Machine | RMS | 3000055211 | Functional | Others
31069 | Buhana Chc | Syringe Needle Destroyer | Nulife - Dots | 3000216150 | Non Functional Repairable | Mrk Healthcare Pvt Ltd Delhi
31070 | Mandphiya Chc | Incubator | MODEL NOT AVAILABLE | 3000203381 | Functional | Others
31071 | Kishangarh Renwal Chc | Ice lined refrigerator | HBD-116 | BE04G45260 | Functional | Cmho Supply
31072 | Kuharwas Phc | SPHYGMOMANOMETER(BP APPRATUS-Digital) | Model Not Available | 20120703367VG | Non Functional Repairable | Omron Health Care
31073 | Rbm Hospital Bharatpur Dh | Defibrillator | DF 2509 | AAMF582679 | Functional | Bpl Medical Technologies
31074 | Rbm Hospital Bharatpur Dh | Defibrillator | DF 2509 | 1758 | Functional | Bpl Medical Technologies
31075 | Rbm Hospital Bharatpur Dh | Defibrillator | DF 2509 | 2681 | Functional | Bpl Medical Technologies
31076 | Rbm Hospital Bharatpur Dh | Defibrillator | DF 2509 | 2000003184 | Functional | Bpl Medical Technologies
31077 | Buhana Chc | Suction Machine | Model Not Available | 406036 | Functional | Anand Medicaids Pvt Ltd
31078 | Buhana Chc | Spot Light ( Portable ) | Model Not Available | 3000216112 | Functional | Others
31079 | Buhana Chc | Syringe Needle Destroyer | Model not available | 3000216129 | Functional | Others
31080 | Buhana Chc | Ice lined refrigerator | MK - 142 | 25/50213384 | Functional | Vestfrost Solutions
31081 | Buhana Chc | Syringe Needle Destroyer | Model not available | 3000216144 | Functional | Others
31082 | Buhana Chc | Syringe Needle Destroyer | Model not available | 3000216148 | Non Functional Repairable | Bhasin Sons Private Limited
31083 | Mandphiya Chc | VDRL Rotator (Rotor and Shaker) | Model Not Available | 3000203382 | Functional | Others
31084 | Mandphiya Chc | Binocular Microscope | Model Not Available | 3000203383 | Functional | Others
31085 | Mandphiya Chc | Blood Cell Counter - 3 part | Model not available | 3000203385 | Functional | Others
31086 | Mandphiya Chc | Centrifuge Machine ( 12 Tube ) | Model Not Available | 3000203387 | Functional | Others
31087 | Mandphiya Chc | Photoelectric Calorimeter | Calorimeter - 1312 | 3000203394 | Functional | Others
31088 | Bapawarkalan Phc | Ice lined refrigerator | HBC-70 | 3000135686 | Functional | Others
31089 | Morukalan Phc Kota | Weighing Machine | MODEL NOT AVAILABLE | 3000135755 | Functional | Others
31090 | Dhoolet Phc | SPHYGMOMANOMETER(BP APPRATUS) | MODEL NOT AVAILABLE | 3000135723 | Functional | Others
31091 | Kamolar Phc Kota | Emergeny First Aid Kit | Medisys | 3000135677 | Functional | Others
31092 | Badisadri Chc | Incubator | MODEL NOT AVAILABLE | 3000208039 | Functional | Others
31093 | Badisadri Chc | Incubator | MODEL NOT AVAILABLE | 3000208040 | Functional | Others
31094 | Badisadri Chc | Semi Automated Chemistry Analyzer | Model not Available | 3000208041 | Functional | Others
31095 | Badisadri Chc | Semi Automated Chemistry Analyzer | Model not Available | 3000208042 | Functional | Others
31096 | Y N Hospital Kishangarh Sdh | Oxygen Concentrator | BPL - OG 4203 | 3000047463 | Functional | Others
31097 | Simliya Phc | Freezes | MODEL NOT AVAILABLE | 3000135258 | Functional | Others
31098 | Simliya Phc | Freezes | MODEL NOT AVAILABLE | 3000135263 | Functional | Others
31099 | Bambori Phc | SPHYGMOMANOMETER(BP APPRATUS-Digital) | Model Not Available | 3000135378 | Functional | Others
31100 | Chadoli Phc | Centrifuge Machine ( 4 Tube ) | Model not available | 3000260238 | Functional | Others
31101 | Jln Central Store Medical College | Monocular Microscope | Model not available | 130358775 | Functional | Others
31102 | Jln Central Store Medical College | Monocular Microscope | MODEL NOT AVAILABLE | 3000259246 | Functional | Others
31103 | Jln Central Store Medical College | Monocular Microscope | Model not available | 130358790 | Functional | Others
31104 | Jln Central Store Medical College | Monocular Microscope | Model not available | 130358781 | Functional | Others
31105 | Jln Central Store Medical College | Monocular Microscope | Model not available | 130358763 | Functional | Others
31106 | Jln Central Store Medical College | Monocular Microscope | Model not available | 130358772 | Functional | Others
31107 | Jln Central Store Medical College | Monocular Microscope | Model not available | 130358789 | Functional | Others
31108 | Jln Central Store Medical College | Monocular Microscope | Model not available | 130358767 | Functional | Others
31109 | Jln Central Store Medical College | Monocular Microscope | Model not available | 130358769 | Functional | Others
31110 | Jln Central Store Medical College | Monocular Microscope | Model not available | 130358785 | Functional | Others
31111 | Jln Central Store Medical College | Monocular Microscope | Model not available | 11000 | Functional | Others
31112 | Jln Central Store Medical College | Monocular Microscope | Model not available | 11108 | Functional | Others
31113 | Jln Central Store Medical College | Monocular Microscope | Model not available | 11011 | Functional | Others
31114 | M B S Hospital Kota | Pulse Oxymeter | Model Not Available | 3000046878 | Functional | Others
31115 | Sangod Chc | Autoclave | Model not available | 3000135576 | Functional | Others
31116 | New Govt Medical College Kota | C-Arm Machine | Model Not Available | 3000121156 | Functional | Others
31117 | New Govt Medical College Kota | Hydraulic Operation Table | MODEL NOT AVAILABLE | 3000121157 | Functional | Others
31118 | City Dispensary Talwandi | Weighing Machine | MODEL NOT AVAILABLE | 3000130117 | Functional | Others
31119 | City Dispensary Talwandi | Weighing Machine | MODEL NOT AVAILABLE | 3000130110 | Functional | Others
31120 | City Dispensary Tipta | Ice lined refrigerator | Model Not Available | 3000129708 | Functional | Others
31121 | Sohali Phc | Syringe Needle Destroyer | BS-949 | 3000216157 | Functional | Bhasin Sons Private Limited
31122 | Jln Central Store Medical College | Ice lined refrigerator | HBD-116 | 2000032181 | Functional | Others
31123 | Hindon Sdh | Pulse Oxymeter | Model Not Available | AXTCOB4862 | Non Functional Not Repairable | Bpl Medical Technologies
31124 | Hindon Sdh | Pulse Oxymeter | Model Not Available | AXTEIM7173 | Non Functional Not Repairable | Bpl Medical Technologies
31125 | Sultana Phc | Autoclave | Model not available | 3000218522 | Functional | Others
31126 | Jakhora Phc | Syringe Needle Destroyer | Model not available | 3000218629 | Functional | Others
31127 | New Govt Medical College Kota | Binocular Microscope | Labomed - Vision 2000 | 3000055285 | Functional | Others
31128 | Jakhora Phc | Syringe Needle Destroyer | Nulife - Dots | 3000218637 | Functional | Mrk Healthcare Pvt Ltd Delhi
31129 | Kankroli Chc | Instrument Sterilizer | Model Not Available | 3000209279 | Functional | Others
31130 | Rampura District Hospitalkota Dh | Weighing Machine | Crown | 3000046770 | Functional | Others
31131 | New Govt Medical College Kota | Baby Weighing Machine | Model Not Available | 1102 | Functional | Others
31132 | New Govt Medical College Kota | Endo motor | MODEL NOT AVAILABLE | 3000055131 | Functional | Others
31133 | Kunwathal Phc | Syringe Needle Destroyer | Model not available | 3000209643 | Functional | Others
31134 | Kunwathal Phc | Syringe Needle Destroyer | Model not available | 3000209651 | Functional | Others
31135 | M B S Hospital Kota | Mamography Machine | Model not available | 3000055427 | Functional | Others
31136 | Jasrapur Phc | Radiant Heat Warmer | Zeal - RHW 2101A | RHW2101/A0913/1994 | Functional | Zeal Medical Pvt Ltd
31137 | Kotra Deep Singh Phc | Instrument Sterilizer | Model Not Available | 3000135491 | Functional | Others
31138 | Kunwathal Phc | Instrument Sterilizer | Model Not Available | 3000209650 | Functional | Others
31139 | Kunwathal Phc | Instrument Sterilizer | Model Not Available | 3000209656 | Functional | Others
31140 | Kunwathal Phc | Fetal Doppler | MODEL NOT AVAILABLE | 3000209652 | Functional | Others
31141 | Bandikui Chc | Phototherepy Unit | Meditrin - Digital Bilitimer Phototherapy | NRHMPT09 | Functional | Cmho Supply
31142 | Rampura District Hospitalkota Dh | Pulse Oxymeter | Model Not Available | 3000046679 | Functional | Others
31143 | Kadel Phc | Colorimeter | MODEL NOT AVAILABLE | 2000034351 | Functional | Others
31144 | M B S Hospital Kota | Instrument Sterilizer | Model Not Available | 3000055795 | Functional | Others
31145 | M B S Hospital Kota | Anesthesia Machine | MODEL NOT AVAILABLE | 3000055849 | Functional | Others
31146 | Kadel Phc | Ice lined refrigerator | MF - 144 | 2000034347 | Functional | Others
31147 | Kadel Phc | Ice lined refrigerator | MF - 144 | 2000034348 | Functional | Others
31148 | M B S Hospital Kota | Blood Bank Refrigerator | Model not available | 3000055841 | Functional | Others
31149 | M B S Hospital Kota | Blood Bank Refrigerator | Model not available | 3000055842 | Functional | Others
31150 | Bandikui Chc | SPHYGMOMANOMETER(BP APPRATUS) | MODEL NOT AVAILABLE | 3000081251 | Functional | Cmho Supply
31151 | M B S Hospital Kota | Defibrillator | MODEL NOT AVAILABLE | 3000055333 | Functional | Others
31152 | Bapawarkalan Phc | Radiant Heat Warmer | Meditrin - Heat Warmer | 3000135691 | Functional | Others
31153 | Pisangan Chc | Anesthesia Machine | MODEL NOT AVAILABLE | 2000032697 | Not in use | Others
31154 | Pisangan Chc | Suction Machine | Model Not Available | 2000032698 | Functional | Others
31155 | Chanwra Phc | Baby Weighing Machine | Model Not Available | 2000046916 | Non Functional Repairable | Others
31156 | Pisangan Chc | Hydraulic Operation Table | MODEL NOT AVAILABLE | 2000032700 | Functional | Others
31157 | Gothiyana Phc | Binocular Microscope | Model Not Available | 2117 | Functional | Others
31158 | Pisangan Chc | FOGGING MACHINE | MODEL NOT AVAILABLE | 2000032701 | Functional | Others
31159 | Chanwra Phc | Ice lined refrigerator | Model Not Available | 50213472 | Non Functional Repairable | Vestfrost Solutions
31160 | Dariba Chc | Glucometer | Accu Chek Performa | 3000209514 | Functional | Others
31161 | Gothiyana Phc | Colorimeter | MODEL NOT AVAILABLE | 201109278 | Functional | Others
31162 | Chanwra Phc | Blood Bank Refrigerator | Model not available | 2000046912 | Functional | Vestfrost Solutions
31163 | Para Phc | SPHYGMOMANOMETER(BP APPRATUS) | MODEL NOT AVAILABLE | 2000034859 | Functional | Others
31164 | Khamnor Chc | Autoclave | Model not available | 3000209439 | Functional | Others
31165 | Pisangan Chc | 100mA X-Ray Machine | Model not available | 2000032705 | Functional | Others
31166 | Chanwra Phc | Centrifuge Machine ( 4 Tube ) | Model not available | 2000046911 | Functional | Others
31167 | Para Phc | SPHYGMOMANOMETER(BP APPRATUS) | MODEL NOT AVAILABLE | 2000034860 | Functional | Others
31168 | Para Phc | SPHYGMOMANOMETER(BP APPRATUS) | MODEL NOT AVAILABLE | 2000034861 | Functional | Others
31169 | Chanwra Phc | Binocular Microscope | PZB 22 | 2000046910 | Functional | Quality Scientific And Mechanical Works Pvt Ltd
31170 | Chanwra Phc | Syringe Needle Destroyer | Nulife - Dots | 2000046909 | Functional | Mrk Healthcare Pvt Ltd Delhi
31171 | Jamola Phc | Suction Machine | Model Not Available | 3000262246 | Functional | Others
31172 | Pisangan Chc | Radiant Heat Warmer | Meditrin - Heat Warmer | 2000032706 | Functional | Others
31173 | Chanwra Phc | Monocular Microscope | Model not available | 2000046908 | Functional | Mrk Healthcare Pvt Ltd Delhi
31174 | Para Phc | Radiant Heat Warmer | Zeal - RHW 2101A | 2000034862 | Functional | Others
31175 | Jamola Phc | Binocular Microscope | Excel Plus | M29826 | Functional | Others
31176 | New Govt Medical College Kota | Echocardiography System | Model Not Available | 3000055212 | Functional | Others
31177 | Sherpur Phc | Baby Weighing Machine | Model Not Available | 3000138877 | Functional | Others
31178 | Udaipurwati Chc | Instrument Sterilizer | Model Not Available | 3000218406 | Functional | Rhsdp Supply
31179 | Karnoj Phc | Freezes | VEE 184 | 2000032752 | Functional | Others
31180 | Pisangan Chc | Cautry Machine | Model Not Available | 2000032732 | Functional | Others
31181 | Gangarar Chc | Syringe Needle Destroyer | Model not available | 3000208317 | Functional | Others
31182 | Gangarar Chc | Syringe Needle Destroyer | Model not available | 3000208279 | Functional | Others
31183 | Pisangan Chc | Binocular Microscope | Model Not Available | 2000032735 | Functional | Others
31184 | Karnoj Phc | Centrifuge Machine ( 8 Tube) | Model Not Available | 2000032754 | Not in use | Others
31185 | Udaipurwati Chc | Fetal Doppler | MODEL NOT AVAILABLE | 3000218258 | Functional | Anupam Surgicals
31186 | Udaipurwati Chc | Pulse Oxymeter | Model 900 | EA07C00524 | Functional | Mediaid Inc
31187 | Udaipurwati Chc | SPHYGMOMANOMETER(BP APPRATUS) | Pagoda | 104114 | Functional | Elite Scientific Corporation
31188 | Karnoj Phc | Autoclave | Model not available | 2000032763 | Functional | Others
31189 | Udaipurwati Chc | SPHYGMOMANOMETER(BP APPRATUS-Digital) | Model Not Available | 3000218267 | Functional | Others
31190 | Udaipurwati Chc | Weighing Machine | MODEL NOT AVAILABLE | 3000218270 | Functional | Others
31191 | Pisangan Chc | Instrument Sterilizer | Model Not Available | 2000032742 | Not in use | Others
31192 | Udaipurwati Chc | SPHYGMOMANOMETER(BP APPRATUS) | MODEL NOT AVAILABLE | 3000218271 | Functional | Others
31193 | Pisangan Chc | Hydraulic Operation Table | MODEL NOT AVAILABLE | 2000032743 | Functional | Others
31194 | Pisangan Chc | Hydraulic Operation Table | MODEL NOT AVAILABLE | 2000032744 | Functional | Others
31195 | Pisangan Chc | Hydraulic Operation Table | MODEL NOT AVAILABLE | 2000032745 | Functional | Others
31196 | Pisangan Chc | Hydraulic Operation Table | MODEL NOT AVAILABLE | 2000032746 | Functional | Others
31197 | Udaipurwati Chc | SPHYGMOMANOMETER(BP APPRATUS) | MODEL NOT AVAILABLE | 3000218272 | Functional | Others
31198 | Udaipurwati Chc | SPHYGMOMANOMETER(BP APPRATUS) | Pagoda | 3000218273 | Functional | Elite Scientific Corporation
31199 | Hingoniya Phc Ajmer | Blood Bank Refrigerator | Model not available | 2000033194 | Functional | Others
31200 | Kharwa Phc | Instrument Sterilizer | Model Not Available | 2000032817 | Functional | Others
31201 | Bhandun Phc | Centrifuge Machine ( 4 Tube ) | REMI - C852 | IELC-9415 | Functional | Others
31202 | Jln Central Store Medical College | Ice lined refrigerator | HBD-116 | 2000032182 | Functional | Others
31203 | Jln Central Store Medical College | Ice lined refrigerator | HBD-116 | 2000032183 | Functional | Others
31204 | Jln Central Store Medical College | Ice lined refrigerator | HBD-116 | 2000032184 | Functional | Others
31205 | New Govt Medical College Kota | Weighing Machine | MODEL NOT AVAILABLE | 3000055097 | Functional | Others
31206 | City Dispensary Tipta | Weighing Machine | MODEL NOT AVAILABLE | 3000129713 | Functional | Others
31207 | Sohali Phc | Ice lined refrigerator | HBC-70 | 0B2A9B0091 | Functional | Haier Appliances India Pvt
31208 | Sohali Phc | Centrifuge Machine ( 4 Tube ) | Model not available | 3000216162 | Functional | Others
31209 | M B S Hospital Kota | Suction Machine | Model Not Available | 3000055343 | Functional | Others
31210 | M B S Hospital Kota | Suction Machine | Model Not Available | 3000055342 | Functional | Others
31211 | Sohali Phc | Glucometer | Easy Touch ET-101 | 1013E001058 | Functional | Others
31212 | Rampura District Hospitalkota Dh | ECG Machine (Single Channel) | Model Not Available | 3000055309 | Functional | Others
31213 | New Govt Medical College Kota | Blood Component Separator | MODEL NOT AVAILABLE | 3000055287 | Functional | Others
31214 | Bandikui Chc | Glucometer | Model not available | 3000081241 | Functional | Others
31215 | Kankroli Chc | FOOT OPERATED SUCTION MACHINE | MODEL NOT AVAILABLE | 3000209277 | Functional | Others
31216 | Hindon Sdh | Phototherepy Unit | Meditrin - Digital Bilitimer Phototherapy | DPH2K801102/57 | Non Functional Not Repairable | Meditrin Instruments
31217 | Rbm Hospital Bharatpur Dh | ELISA Reader | Model not available | 451502034E | Functional | Alere Medical Pvt Ltd
31218 | Rbm Hospital Bharatpur Dh | Ultrasonic Cleaner | Model Not Available | HK94072 | Non Functional Not Repairable | Others
31219 | Morukalan Phc Kota | Syringe Needle Destroyer | Microsil ND 20 | 3000135756 | Functional | Others
31220 | Y N Hospital Kishangarh Sdh | Freezes | MODEL NOT AVAILABLE | 3000047448 | Functional | Others
31221 | Y N Hospital Kishangarh Sdh | Freezes | MODEL NOT AVAILABLE | 3000047449 | Functional | Others
31222 | Y N Hospital Kishangarh Sdh | Ultrasound Therapy Machine | Model Not Available | 3000047447 | Functional | Others
31223 | Y N Hospital Kishangarh Sdh | Ultrasound Therapy Machine | Model Not Available | 3000047446 | Functional | Others
31224 | Y N Hospital Kishangarh Sdh | Freezes | MODEL NOT AVAILABLE | 3000047445 | Functional | Others
31225 | Baghsuri Phc | Binocular Microscope | Model Not Available | 2000032480 | Functional | Others
31226 | Baghsuri Phc | Monocular Microscope | Model not available | 2000032481 | Functional | Others
31227 | Baghsuri Phc | Centrifuge Machine ( 4 Tube ) | Model not available | 2000032482 | Functional | Others
31228 | Singnor Phc Jhunjunu | Weighing Machine | Victoria DX | 3000218433 | Functional | Surgicoin Medequip Pvt Ltd
31229 | Singnor Phc Jhunjunu | Suction Machine | Model Not Available | 3000218435 | Functional | Others
31230 | Badiyal Kalan Phc | Syringe Needle Destroyer | Nulife - Dots | 3000209763 | Functional | Others
31231 | Chapli Phc | Syringe Needle Destroyer | Model not available | 3000209738 | Functional | Others
31232 | Chapli Phc | Syringe Needle Destroyer | Model not available | 3000209751 | Functional | Others
31233 | Ardawata Phc | Spot Light ( Portable ) | Model Not Available | 3000218557 | Functional | Cognate India
31234 | M B S Hospital Kota | Blood Bank Refrigerator | Model not available | 3000055782 | Functional | Others
31235 | Savlod Phc | SPHYGMOMANOMETER(BP APPRATUS) | MODEL NOT AVAILABLE | 3000216100 | Functional | Others
31236 | Chapli Phc | SPHYGMOMANOMETER(BP APPRATUS) | MODEL NOT AVAILABLE | 3000209743 | Functional | Others
31237 | Savlod Phc | Binocular Microscope | PZB 22 | 3000216095 | Functional | Quality Scientific And Mechanical Works Pvt Ltd
31238 | M B S Hospital Kota | Blood Cell Counter - 5 part | Model not available | 3000046624 | Functional | Others
31239 | M B S Hospital Kota | Blood Cell Counter - 5 part | Model not available | 3000046625 | Functional | Others
31240 | Jln Central Store Medical College | O.T. Light Single Dome | MODEL NOT AVAILABLE | 2000032358 | Functional | Others
31241 | Chapli Phc | Nebulizer | MODEL NOT AVAILABLE | 3000209752 | Functional | Others
31242 | Rampura District Hospitalkota Dh | Blood Cell Counter - 3 part | Horiba - ABX Micros ES 60 | 3000055324 | Functional | Others
31243 | M B S Hospital Kota | Syringe Needle Destroyer | Model not available | 3000055385 | Functional | Others
31244 | Jln Central Store Medical College | Radiant Heat Warmer | Model Not Available | 2000033836 | Functional | Others
31245 | Jln Central Store Medical College | Radiant Heat Warmer | Model Not Available | 2000033837 | Functional | Others
31246 | Jln Central Store Medical College | Radiant Heat Warmer | Model Not Available | 2000033838 | Functional | Others
31247 | Jln Central Store Medical College | Radiant Heat Warmer | Model Not Available | 2000033839 | Functional | Others
31248 | Jln Central Store Medical College | Radiant Heat Warmer | Model Not Available | 2000033761 | Functional | Others
31249 | Jln Central Store Medical College | Radiant Heat Warmer | Model Not Available | 2000033816 | Functional | Others
31250 | Jln Central Store Medical College | Radiant Heat Warmer | Model Not Available | 2000033740 | Functional | Others
31251 | Jln Central Store Medical College | Radiant Heat Warmer | Model Not Available | 2000033625 | Functional | Others
31252 | Savlod Phc | Syringe Needle Destroyer | Model not available | 3000216087 | Functional | Bhasin Sons Private Limited
31253 | Khamor Phc | Baby Weighing Machine | Crown | 3000262477 | Functional | Others
31254 | Malpura Chc | Suction Machine | Model Not Available | 3000088340 | Functional | Others
31255 | M G Hospital Banswara Dh | Freezes | GL-335VM5 | 3000207010 | Functional | Lg
31256 | Chanwra Phc | Glucometer | Model not available | 303N000046D | Functional | Others
31257 | Sardargarh Phc Rajsamand | Suction Machine | Model Not Available | 3000209388 | Functional | Others
31258 | Pisangan Chc | Suction Machine | Model Not Available | 2000032707 | Functional | Others
31259 | Pisangan Chc | Suction Machine | Model Not Available | 2000032710 | Functional | Others
31260 | Pisangan Chc | Instrument Sterilizer | Model Not Available | 2000032708 | Functional | Others
31261 | Sardargarh Phc Rajsamand | Syringe Needle Destroyer | Nulife - Dots | 26165 | Functional | Others
31262 | Sardargarh Phc Rajsamand | Syringe Needle Destroyer | Nulife - Dots | 14C604 | Functional | Others
31263 | Chanwra Phc | Syringe Needle Destroyer | Model not available | 2000046905 | Functional | Others
31264 | Jamola Phc | Freezes | Kelvinator KGE 193 | 3000047021 | Functional | Others
31265 | Nagelav Phc | Freezes | VEE 184 | 2000032769 | Functional | Others
31266 | Chanwra Phc | SPHYGMOMANOMETER(BP APPRATUS) | MODEL NOT AVAILABLE | 2000046863 | Functional | Others
31267 | Pisangan Chc | Oxygen Concentrator | Model Not Available | 2000032709 | Functional | Others
31268 | Jamola Phc | Syringe Needle Destroyer | Model not available | 2000032858 | Functional | Others
31269 | Nagelav Phc | Binocular Microscope | Model Not Available | 2000032771 | Functional | Others
31270 | Pisangan Chc | Ice lined refrigerator | HBC-70 | 2000032711 | Functional | Others
31271 | Para Phc | Freezes | MODEL NOT AVAILABLE | 2000034864 | Functional | Others
31272 | Sardargarh Phc Rajsamand | Sahlis HB Meter | HB Meter | 3000209397 | Functional | Others
31273 | Para Phc | Glucometer | Model not available | 2000034865 | Functional | Others
31274 | Jamola Phc | Syringe Needle Destroyer | Model not available | 2000032861 | Functional | Others
31275 | Pisangan Chc | Freezes | MODEL NOT AVAILABLE | 2000032712 | Functional | Others
31276 | Pisangan Chc | Freezes | MODEL NOT AVAILABLE | 2000032713 | Functional | Others
31277 | Pisangan Chc | Radiant Heat Warmer | Meditrin - Heat Warmer | 2000032714 | Functional | Others
31278 | Pisangan Chc | Radiant Heat Warmer | Meditrin - Heat Warmer | 2000032715 | Functional | Others
31279 | Para Phc | Fetal Doppler | MODEL NOT AVAILABLE | 2000034868 | Functional | Others
31280 | Pisangan Chc | Hemoglobin meter | Model Not Available | 2000032741 | Functional | Others
31281 | Kharwa Phc | Instrument Sterilizer | Model Not Available | 2786 | Functional | Others
31282 | Bhandun Phc | Monocular Microscope | Model not available | 930228 | Functional | Others
31283 | Bhandun Phc | Monocular Microscope | Model not available | 1386 | Functional | Others
31284 | Udaipurwati Chc | SPHYGMOMANOMETER(BP APPRATUS) | MODEL NOT AVAILABLE | 3000218286 | Functional | Others
31285 | Udaipurwati Chc | SPHYGMOMANOMETER(BP APPRATUS) | MODEL NOT AVAILABLE | 3000218287 | Functional | Others
31286 | Kithana Phc | Monocular Microscope | Model not available | 66511 | Functional | Cmho Supply
31287 | Udaipurwati Chc | ECG Machine (Single Channel) | BPL - Cardiart 108T | 3000218288 | Non Functional Repairable | Bpl Medical Technologies
31288 | Udaipurwati Chc | Weighing Machine | MODEL NOT AVAILABLE | 3000218289 | Non Functional Repairable | Others
31289 | Kotari Phc | Baby Weighing Machine | Docbel Braun | 3000209532 | Functional | Others
31290 | B.D.K. Hospital Jhunjhunu Dh | Blood Collection Monitor | Model Not Available | 2000021675 | Functional | Others
31291 | Kithana Phc | Weighing Machine | MODEL NOT AVAILABLE | 3000218507 | Functional | Others
31292 | Saradhna Phc | Blood Bank Refrigerator | Model not available | 2000032334 | Functional | Others
31293 | Udaipurwati Chc | SPHYGMOMANOMETER(BP APPRATUS) | MODEL NOT AVAILABLE | 80647-07 | Functional | Others
31294 | Udaipurwati Chc | Nebulizer | MODEL NOT AVAILABLE | 3000218293 | Functional | Others
31295 | Saradhna Phc | Freezes | VEE 184 | 2000032338 | Functional | Others
31296 | B.D.K. Hospital Jhunjhunu Dh | Weighing Machine | MODEL NOT AVAILABLE | 2000021677 | Functional | Others
31297 | B.D.K. Hospital Jhunjhunu Dh | Urine Test Strip Analyzer | Erba Lachema Laura M | 2000021661 | Functional | Others
31298 | B.D.K. Hospital Jhunjhunu Dh | ESR Analyzer | VES - Matic Cube 80 | 2000021663 | Functional | Others
31299 | B.D.K. Hospital Jhunjhunu Dh | Hot Air Oven | Model not available | 993614272 | Functional | Others
31300 | Fatehgarh Phc | Binocular Microscope | Model Not Available | 2000032637 | Functional | Others
31301 | Fatehgarh Phc | Incubator | MODEL NOT AVAILABLE | 2365 | Functional | Others
31302 | Bakhtawarpura Phc | SPHYGMOMANOMETER(BP APPRATUS) | Pagoda | 3000218572 | Functional | Elite Scientific Corporation
31303 | Bakhtawarpura Phc | Fetal Doppler | MODEL NOT AVAILABLE | 3000218590 | Functional | Others
31304 | Pisangan Chc | Blood Cell Counter - 3 part | Horiba - ABX Micros ES 60 | 2000032683 | Functional | Others
31305 | Tihari Phc | Blood Bank Refrigerator | Model not available | 2000032427 | Functional | Others
31306 | Railmagra Chc | Centrifuge Machine ( 8 Tube) | REMI - R4C | 3000262568 | Functional | Others
31307 | Railmagra Chc | Binocular Microscope | Microlux - 16 | 3000262569 | Functional | Others
31308 | Baghsuri Phc | Freezes | VEE 184 | 2000032483 | Functional | Others
31309 | Railmagra Chc | Incubator | MODEL NOT AVAILABLE | 3000262570 | Functional | Others
31310 | Baghsuri Phc | Incubator | MODEL NOT AVAILABLE | 2000032484 | Functional | Others
31311 | Railmagra Chc | Incubator | MODEL NOT AVAILABLE | 3000262571 | Functional | Others
31312 | Railmagra Chc | Hot Air Oven | YSI-431 | 3000262572 | Functional | Others
31313 | Railmagra Chc | Sahlis HB Meter | Model not available | 3000262573 | Functional | Others
31314 | Baghsuri Phc | Instrument Sterilizer | Model Not Available | 2000032490 | Functional | Others
31315 | Railmagra Chc | 100mA X-Ray Machine | Model not available | 3000262574 | Functional | Others
31316 | Railmagra Chc | Freezes | MODEL NOT AVAILABLE | 3000262575 | Functional | Others
31317 | Railmagra Chc | Ice lined refrigerator | Model Not Available | 3000262576 | Functional | Others
31318 | Baghsuri Phc | Ice lined refrigerator | HBC-70 | 2000032491 | Functional | Others
31319 | Baghsuri Phc | Ice lined refrigerator | HBC-70 | 2000032493 | Functional | Others
31320 | Railmagra Chc | Ice lined refrigerator | MK - 142 | 3000262577 | Functional | Others
31321 | Zanana Hospital Ajmer Medical Collage Hospital | FOGGING MACHINE | MODEL NOT AVAILABLE | 2000033819 | Functional | Others
31322 | Zanana Hospital Ajmer Medical Collage Hospital | Oxygen Concentrator | Model Not Available | 2000033820 | Functional | Others
31323 | Zanana Hospital Ajmer Medical Collage Hospital | Oxygen Concentrator | Model Not Available | 2000033821 | Functional | Others
31324 | Zanana Hospital Ajmer Medical Collage Hospital | Oxygen Concentrator | Model Not Available | 2000033822 | Functional | Others
31325 | Zanana Hospital Ajmer Medical Collage Hospital | Oxygen Concentrator | Model Not Available | 2000033823 | Functional | Others
31326 | Govt Hospital Nasirabad Sdh | Semi Automated Chemistry Analyzer | Model not Available | 3000047709 | Functional | Others
31327 | Govt Hospital Nasirabad Sdh | Syringe Needle Destroyer | Model not available | 30000474719 | Functional | Others
31328 | Govt Hospital Nasirabad Sdh | Syringe Needle Destroyer | Model not available | 3000047716 | Functional | Others
31329 | Govt Hospital Nasirabad Sdh | Syringe Needle Destroyer | Model not available | 3000047717 | Functional | Others
31330 | Govt Hospital Nasirabad Sdh | Syringe Needle Destroyer | Model not available | 3000047718 | Functional | Others
31331 | Kadel Phc | Colorimeter | MODEL NOT AVAILABLE | 201109083 | Functional | Others
31332 | Kadel Phc | Incubator | MODEL NOT AVAILABLE | 2369 | Functional | Others
31333 | Pipali Ah Phc | SPHYGMOMANOMETER(BP APPRATUS) | MODEL NOT AVAILABLE | 3000262439 | Functional | Others
31334 | Khedarasulpur Phc | SPHYGMOMANOMETER(BP APPRATUS) | Pagoda | 3000135339 | Functional | Others
31335 | Kishanpura Phc | Colorimeter | MODEL NOT AVAILABLE | 3000049081 | Functional | Others
31336 | Diver Phc | Radiant Heat Warmer | Model Not Available | 3000209726 | Functional | Others
31337 | Diver Phc | Centrifuge Machine ( 8 Tube) | Model Not Available | 3000209733 | Functional | Others
31338 | Diver Phc | Glucometer | Model not available | 3000209734 | Functional | Others
31339 | Diver Phc | SPHYGMOMANOMETER(BP APPRATUS) | MODEL NOT AVAILABLE | 3000209736 | Functional | Others
31340 | Awan Phc | Blood Bank Refrigerator | Model not available | 3000135628 | Functional | Others
31341 | Nagolla Phc | Binocular Microscope | Model Not Available | 2000032930 | Functional | Others
31342 | Awan Phc | SPHYGMOMANOMETER(BP APPRATUS) | Pagoda | 3000135383 | Functional | Others
31343 | M B S Hospital Kota | Autorefractometer | Model Not Available | 3000055392 | Functional | Others
31344 | M B S Hospital Kota | ECG Machine (Single Channel) | Model Not Available | 3000055391 | Functional | Others
31345 | M B S Hospital Kota | ECG Machine (Single Channel) | Model Not Available | 3000055390 | Functional | Others
31346 | M B S Hospital Kota | ECG Machine (Single Channel) | Model Not Available | 3000055389 | Functional | Others
31347 | Ayana Phc | Glucometer | Model not available | 3000135392 | Functional | Others
31348 | Mandphiya Chc | SPHYGMOMANOMETER(BP APPRATUS) | MODEL NOT AVAILABLE | 3000208207 | Functional | Others
31349 | Mandphiya Chc | SPHYGMOMANOMETER(BP APPRATUS) | MODEL NOT AVAILABLE | 3000203398 | Functional | Others
31350 | Singhana Chc | Centrifuge Machine ( 4 Tube ) | Model not available | 3000218911 | Non Functional Repairable | Others
31351 | Singhana Chc | Hemoglobin meter | HB 301 | 1342813253 | Functional | Hemocue India
31352 | Buhana Chc | Fetal Doppler | ND - 102 | 3000216114 | Functional | Niscomed Electro Medical Devices
31353 | Singhana Chc | ECG Machine (Single Channel) | Medicaid - Cardio Fax | C613431 | Functional | Medicaid Systems
31354 | Buhana Chc | Fetal Doppler | ND - 102 | 3000216115 | Functional | Niscomed Electro Medical Devices
31355 | Singhana Chc | Suction Machine | Model Not Available | 3000218919 | Functional | Others
31356 | Singhana Chc | Fetal Doppler | MODEL NOT AVAILABLE | FD-2CL4D105314 | Functional | Vicomin Technology Limited
31357 | Singhana Chc | Weighing Machine | MODEL NOT AVAILABLE | 3000218935 | Functional | Others
31358 | Singhana Chc | SPHYGMOMANOMETER(BP APPRATUS) | MODEL NOT AVAILABLE | 2000029498 | Non Functional Not Repairable | Others
31359 | Palsana Chc | Micropipettes | MODEL NOT AVAILABLE | 2000037061 | Functional | Others
31360 | Palsana Chc | Micropipettes | MODEL NOT AVAILABLE | 200037113 | Functional | Others
31361 | City Dispensary Chhawani Kota | Freezes | MODEL NOT AVAILABLE | 3000130155 | Functional | Others
31362 | Bankora Phc | Binocular Microscope | Model Not Available | 12-A-12321 | Functional | Ajay Optical India
31363 | Baluhed Phc | Ice lined refrigerator | MF - 144 | 3000135713 | Functional | Others
31364 | Sangod Chc | Weighing Machine | MODEL NOT AVAILABLE | 3000135565 | Functional | Others
31365 | Jln Central Store Medical College | Incubator | MODEL NOT AVAILABLE | 104D | Functional | Others
31366 | Jln Central Store Medical College | Incubator | MODEL NOT AVAILABLE | 3987 | Functional | Others
31367 | Jln Central Store Medical College | Incubator | MODEL NOT AVAILABLE | 408 | Functional | Others
31368 | Jln Central Store Medical College | Incubator | MODEL NOT AVAILABLE | 7122013 | Functional | Others
31369 | Jln Central Store Medical College | Incubator | MODEL NOT AVAILABLE | 7122014 | Functional | Others
31370 | M B S Hospital Kota | Suction Machine | Model Not Available | 3000055369 | Functional | Others
31371 | Sangod Chc | O.T. Light Single Dome | MODEL NOT AVAILABLE | 3000135568 | Functional | Others
31372 | Sangod Chc | O.T. Light Single Dome | MODEL NOT AVAILABLE | 3000135573 | Functional | Others
31373 | Rampura District Hospitalkota Dh | Binocular Microscope | Model Not Available | 3000121139 | Functional | Others
31374 | Sangod Chc | ECG Machine (Single Channel) | Medicaid - Cardio Fax | 3000135567 | Functional | Others
31375 | Rampura District Hospitalkota Dh | Centrifuge Machine ( 6 Tube ) | Model Not Available | 1000602 | Functional | Others
31376 | Jln Central Store Medical College | Monocular Microscope | Model not available | 205996 | Functional | Others
31377 | Jln Central Store Medical College | Monocular Microscope | HRD-2055CMDGCC | 3000140781 | Functional | Others
31378 | Jln Central Store Medical College | Monocular Microscope | Model not available | 478063 | Functional | Others
31379 | Jln Central Store Medical College | Monocular Microscope | Model not available | 495 | Functional | Others
31380 | Jln Central Store Medical College | Monocular Microscope | Model not available | 140368719 | Functional | Others
31381 | Jln Central Store Medical College | Monocular Microscope | Model not available | 680080 | Functional | Others
31382 | Jln Central Store Medical College | Monocular Microscope | Model not available | 640148 | Functional | Others
31383 | Jln Central Store Medical College | Monocular Microscope | Model not available | 650429 | Functional | Others
31384 | Jln Central Store Medical College | Monocular Microscope | Model not available | 640176 | Functional | Others
31385 | Jln Central Store Medical College | Monocular Microscope | Model not available | 680043 | Functional | Others
31386 | Kuharwas Phc | Centrifuge Machine ( 4 Tube ) | Model not available | 3000216212 | Non Functional Repairable | Others
31387 | Kuharwas Phc | Syringe Needle Destroyer | Model not available | 3000216213 | Non Functional Repairable | Bhasin Sons Private Limited
31388 | Rbm Hospital Bharatpur Dh | Ventilator | Model Not Available | VS3015138 | Functional | Others
31389 | Rbm Hospital Bharatpur Dh | Ventilator | Model Not Available | 151 | Functional | Others
31390 | Rbm Hospital Bharatpur Dh | Ventilator | VersaMed iVent 201 | IV18119 | Functional | Wipro G E Healthcare Pvt Ltd
31391 | Tihari Phc | Blood Bank Refrigerator | Model not available | 2000032428 | Functional | Others
31392 | Richead Phc | Baby Weighing Machine | Model Not Available | 3000209571 | Functional | Others
31393 | Richead Phc | SPHYGMOMANOMETER(BP APPRATUS) | MODEL NOT AVAILABLE | 3030309 | Functional | Others
31394 | Pisangan Chc | Centrifuge Machine ( 8 Tube) | Model Not Available | 2000032688 | Functional | Others
31395 | Saqpla Phc | Centrifuge Machine ( 4 Tube ) | Model not available | 2000033198 | Functional | Others
31396 | Saqpla Phc | Glucometer | Accu Chek Performa | 2000033197 | Functional | Others
31397 | Deogarh U Chc | Syringe Infusion Pump | SIMTEK - Infutek 405 | 3000209662 | Functional | Others
31398 | Tihari Phc | Glucometer | Model not available | 2000032434 | Functional | Others
31399 | Pisangan Chc | Binocular Microscope | Model Not Available | 2000032691 | Functional | Others
31400 | Chirawa Chc | Oxygen Concentrator | BPL - OG 4203 | AXTCOB4915 | Non Functional Repairable | Bpl Medical Technologies
31401 | Deogarh U Chc | Labour Table | Model Not Available | 3000209667 | Functional | Others
31402 | Deogarh U Chc | Syringe Needle Destroyer | Model not available | 3000209669 | Functional | Others
31403 | Deogarh U Chc | Syringe Needle Destroyer | Model not available | 26031 | Functional | Others
31404 | Leedi Phc Ajmer | SPHYGMOMANOMETER(BP APPRATUS) | MODEL NOT AVAILABLE | 2000032913 | Not in use | Others
31405 | Leedi Phc Ajmer | SPHYGMOMANOMETER(BP APPRATUS) | MODEL NOT AVAILABLE | 2000032914 | Not in use | Others
31406 | Leedi Phc Ajmer | SPHYGMOMANOMETER(BP APPRATUS) | MODEL NOT AVAILABLE | 2000032915 | Not in use | Others
31407 | Chanwra Phc | Weighing Machine | MODEL NOT AVAILABLE | 2000046923 | Functional | Others
31408 | Leedi Phc Ajmer | Suction Machine | Model Not Available | 2000032916 | Functional | Others
31409 | Chanwra Phc | Syringe Needle Destroyer | Nulife - Dots | 2000046919 | Functional | Mrk Healthcare Pvt Ltd Delhi
31410 | Pisangan Chc | SPHYGMOMANOMETER(BP APPRATUS) | MODEL NOT AVAILABLE | 2000032692 | Functional | Others
31411 | Pisangan Chc | O.T. Light Single Dome | MODEL NOT AVAILABLE | 2000032693 | Functional | Others
31412 | M B S Hospital Kota | Centrifuge Machine ( 8 Tube) | Model Not Available | 3000055819 | Functional | Others
31413 | M B S Hospital Kota | Centrifuge Machine ( 8 Tube) | Model Not Available | 3000055820 | Functional | Others
31414 | City Dispensary Chandraghata | Freezes | MODEL NOT AVAILABLE | 3000129729 | Functional | Others
31415 | New Govt Medical College Kota | O.T. Light Single Dome | MODEL NOT AVAILABLE | 3000121163 | Functional | Others
31416 | City Dispensary Kunhari Area | Baby Weighing Machine | SUVARANA | 3000129727 | Functional | Others
31417 | City Dispensary Chandraghata | SPHYGMOMANOMETER(BP APPRATUS) | MODEL NOT AVAILABLE | 3000129733 | Functional | Others
31418 | City Dispensary Chandraghata | Syringe Needle Destroyer | Model not available | 3000129734 | Functional | Others
31419 | City Dispensary Chandraghata | Syringe Needle Destroyer | Model not available | 3000129737 | Functional | Others
31420 | City Dispensary Surajpole | Blood Bank Refrigerator | Model not available | 3000130146 | Functional | Others
31421 | New Govt Medical College Kota | O.T. Light Single Dome | MODEL NOT AVAILABLE | 3000046928 | Functional | Others
31422 | City Dispensary Surajpole | Freezes | MODEL NOT AVAILABLE | 3000130141 | Functional | Others
31423 | City Dispensary Tipta | Blood Bank Refrigerator | Model not available | 3000129709 | Functional | Others
31424 | M B S Hospital Kota | Bone Drill System | Model Not Available | 3000055346 | Functional | Others
31425 | Rampura District Hospitalkota Dh | Pulse Oxymeter | Comet - P (L and T) | 3000046715 | Functional | Others
31426 | Rampura District Hospitalkota Dh | Pulse Oxymeter | Comet - P (L and T) | 3000046716 | Functional | Others
31427 | Rampura District Hospitalkota Dh | Pulse Oxymeter | Comet - P (L and T) | 3000046717 | Functional | Others
31428 | Rampura District Hospitalkota Dh | Pulse Oxymeter | Comet - P (L and T) | 3000046718 | Functional | Others
31429 | Rampura District Hospitalkota Dh | Pulse Oxymeter | Comet - P (L and T) | 3000046719 | Functional | Others
31430 | Rampura District Hospitalkota Dh | Sahlis HB Meter | Model not available | 3000055311 | Functional | Others
31431 | Sohali Phc | SPHYGMOMANOMETER(BP APPRATUS) | MODEL NOT AVAILABLE | 3000216165 | Functional | Bhasin Sons Private Limited
31432 | Sohali Phc | SPHYGMOMANOMETER(BP APPRATUS) | MODEL NOT AVAILABLE | 3000216169 | Non Functional Repairable | Ajay Optical India
31433 | Sohali Phc | Autoclave | Model not available | 3000216214 | Functional | Others
31434 | Khairabaad Phc Kota | SPHYGMOMANOMETER(BP APPRATUS) | MODEL NOT AVAILABLE | 3000261086 | Not in use | Others
31435 | Kankroli Chc | Autoclave | Model not available | 3000209284 | Functional | Others
31436 | Kadel Phc | Centrifuge Machine ( 4 Tube ) | REMI - C852 | IELC-9445 | Functional | Others
31437 | Kadel Phc | Binocular Microscope | Excel Plus | 02B-804 | Functional | Others
31438 | Budhwara Phc | Blood Bank Refrigerator | Model not available | 2000033400 | Not in use | Others
31439 | Singhana Chc | Instrument Sterilizer | MODEL NOT AVAILABLE | 2000029500 | Non Functional Not Repairable | Others
31440 | Singhana Chc | Weighing Machine | MODEL NOT AVAILABLE | 3000218936 | Functional | Others
31441 | Buhana Chc | Syringe Needle Destroyer | Model not available | 3000216133 | Functional | Others
31442 | Buhana Chc | Blood Bank Refrigerator | BPMR-112 | 3000202475 | Functional | Cmho Supply
31443 | Buhana Chc | Syringe Needle Destroyer | Model not available | 3000216145 | Functional | Others
31444 | Devikot Phc | Syringe Needle Destroyer | Model not available | 3000135796 | Functional | Others
31445 | Buhana Chc | Photoelectric Calorimeter | Calorimeter - 1312 | 3000216153 | Non Functional Repairable | Others
31446 | Morukalan Phc Kota | Radiant Heat Warmer | Zeal - RHW 2101A | 3000135757 | Functional | Others
31447 | Kamolar Phc Kota | Sahlis HB Meter | Model not available | 3000135675 | Functional | Others
31448 | Kamolar Phc Kota | Colorimeter | MODEL NOT AVAILABLE | 3000135676 | Functional | Others
31449 | Badisadri Chc | ECG Machine (Single Channel) | Model Not Available | 3000208036 | Functional | Others
31450 | Govt Hospital Nasirabad Sdh | Freezes | GL-185 | 3000047720 | Functional | Others
31451 | Govt Hospital Nasirabad Sdh | Freezes | GL-185 | 3000047721 | Functional | Others
31452 | Govt Hospital Nasirabad Sdh | Freezes | GL-185 | 3000047725 | Functional | Others
31453 | Govt Hospital Nasirabad Sdh | Freezes | GL-185 | 3000047724 | Functional | Others
31454 | Govt Hospital Nasirabad Sdh | Freezes | GL-185 | 3000047723 | Functional | Others
31455 | Govt Hospital Nasirabad Sdh | Freezes | GL-185 | 3000047726 | Functional | Others
31456 | Y N Hospital Kishangarh Sdh | Freezes | MODEL NOT AVAILABLE | 3000047473 | Functional | Others
31457 | Y N Hospital Kishangarh Sdh | Freezes | MODEL NOT AVAILABLE | 3000047474 | Functional | Others
31458 | Y N Hospital Kishangarh Sdh | Freezes | MODEL NOT AVAILABLE | 3000047475 | Functional | Others
31459 | Y N Hospital Kishangarh Sdh | Freezes | MODEL NOT AVAILABLE | 3000047476 | Functional | Others
31460 | Kundanpura Phc | Syringe Needle Destroyer | Nulife - Dots | 3000135586 | Functional | Others
31461 | Y N Hospital Kishangarh Sdh | Nebulizer | MODEL NOT AVAILABLE | 3000047462 | Functional | Others
31462 | New Govt Medical College Kota | ECG Machine (Single Channel) | Cardiart 6108 T | 3000055216 | Functional | Others
31463 | New Govt Medical College Kota | ECG Machine (Single Channel) | Cardiart 6108 T | 3000055215 | Functional | Others
31464 | Kundanpura Phc | Labour Table | Model Not Available | 3000135591 | Functional | Others
31465 | Jamwa Ramgarh Chc | Hemoglobin meter | HB 301 | 1242813111 | Functional | Others
31466 | Jln Central Store Medical College | Monocular Microscope | Model not available | 140368717 | Functional | Others
31467 | Jln Central Store Medical College | Monocular Microscope | Model not available | 140368720 | Functional | Others
31468 | Jln Central Store Medical College | Monocular Microscope | Model not available | 680075 | Functional | Others
31469 | Jln Central Store Medical College | Monocular Microscope | Model not available | 689094 | Functional | Others
31470 | Jln Central Store Medical College | Monocular Microscope | Model not available | 852052 | Functional | Others
31471 | Jln Central Store Medical College | Monocular Microscope | Model not available | 140368705 | Functional | Others
31472 | Jln Central Store Medical College | Monocular Microscope | Model not available | 140368722 | Functional | Others
31473 | Jln Central Store Medical College | Monocular Microscope | Model not available | 140368711 | Functional | Others
31474 | Jln Central Store Medical College | Monocular Microscope | Model not available | 140368712 | Functional | Others
31475 | Jln Central Store Medical College | Monocular Microscope | Model not available | 140368708 | Functional | Others
31476 | Jln Central Store Medical College | Monocular Microscope | Model not available | 140368666 | Functional | Others
31477 | Jln Central Store Medical College | Monocular Microscope | Model not available | 140368701 | Functional | Others
31478 | Jln Central Store Medical College | Monocular Microscope | Model not available | 140368715 | Functional | Others
31479 | Jln Central Store Medical College | Monocular Microscope | Model not available | 140368721 | Functional | Others
31480 | Jln Central Store Medical College | Monocular Microscope | Model not available | 890154 | Functional | Others
31481 | Jln Central Store Medical College | Monocular Microscope | Model not available | 890155 | Functional | Others
31482 | Simliya Phc | Suction Machine | Model Not Available | 3000135264 | Functional | Others
31483 | Sangod Chc | Pulse Oxymeter | Model Not Available | 3000135571 | Functional | Others
31484 | Sangod Chc | Instrument Sterilizer | Model Not Available | 3000135581 | Functional | Others
31485 | Chadoli Phc | Syringe Needle Destroyer | BS-949 | 3000260235 | Functional | Bhasin Sons Private Limited
31486 | Rampura District Hospitalkota Dh | Tube Sealer for Blood bags | Model Not Available | 3618313 | Functional | Others
31487 | City Dispensary Chandraghata | Centrifuge Machine ( 8 Tube) | Model Not Available | 3000129735 | Functional | Others
31488 | City Dispensary Surajpole | Ice lined refrigerator | HBC-70 | 3000130147 | Functional | Others
31489 | M B S Hospital Kota | Anesthesia Machine | MODEL NOT AVAILABLE | 3000055354 | Functional | Others
31490 | M B S Hospital Kota | Anesthesia Machine | MODEL NOT AVAILABLE | 3000046877 | Functional | Others
31491 | Sherpur Phc | ESR Stand | Model not available | 3000138872 | Functional | Others
31492 | Sherpur Phc | Weighing Machine | MODEL NOT AVAILABLE | 3000138877 | Functional | Others
31493 | Udaipurwati Chc | Monocular Microscope | Model not available | 3000218370 | Functional | Olympus Diagnostic Systems
31494 | Udaipurwati Chc | Radiant Heat Warmer | Model Not Available | 3000218400 | Non Functional Repairable | Meditrin Instruments
31495 | Udaipurwati Chc | Radiant Heat Warmer | Zeal - RHW 2101A | RHW2101A/0913/2010 | Functional | Zeal Medical Pvt Ltd
31496 | Dei Chc | Hemoglobin meter | Model Not Available | 300004653 | Functional | Others
31497 | Udaipurwati Chc | Spot Light ( Portable ) | Model Not Available | 3000218421 | Functional | Others
31498 | Udaipurwati Chc | Spot Light ( Portable ) | Model Not Available | 3000218423 | Functional | Others
31499 | Udaipurwati Chc | SPHYGMOMANOMETER(BP APPRATUS) | MODEL NOT AVAILABLE | 3000218424 | Functional | Others
31500 | Udaipurwati Chc | SPHYGMOMANOMETER(BP APPRATUS) | MODEL NOT AVAILABLE | 81727-07 | Functional | Bhasin Sons Private Limited
31501 | Pisangan Chc | ECG Machine (Six Channel ) | Model Not Available | 2000032733 | Not in use | Others
31502 | Pisangan Chc | ECG Machine (Six Channel ) | Model Not Available | 2000032734 | Not in use | Others
31503 | Kharwa Phc | Nebulizer | MODEL NOT AVAILABLE | 2000032807 | Functional | Others
31504 | Pisangan Chc | Autoclave | Model not available | 2000032738 | Functional | Others
31505 | Keharpura Kalan Phc Jhunjhunu | SPHYGMOMANOMETER(BP APPRATUS) | MODEL NOT AVAILABLE | 3000218529 | Functional | Others
31506 | Karnoj Phc | Syringe Needle Destroyer | Model not available | 2000032765 | Functional | Others
31507 | Karnoj Phc | Syringe Needle Destroyer | Model not available | 2000032766 | Functional | Others
31508 | Kharwa Phc | Radiant Heat Warmer | Zeal - RHW 2101A | 2000032814 | Functional | Others
31509 | Udaipurwati Chc | Weighing Machine | Victoria DX | 3000218274 | Functional | Crown Digital Scales Inc
31510 | B.D.K. Hospital Jhunjhunu Dh | FOGGING MACHINE | MODEL NOT AVAILABLE | 2000019075 | Non Functional Not Repairable | Others
31511 | Kithana Phc | Syringe Needle Destroyer | Model not available | 13H0060 | Functional | Others
31512 | Saradhna Phc | Spot Light ( Portable ) | Model Not Available | 2000032333 | Functional | Others
31513 | Kotari Phc | Syringe Needle Destroyer | Nulife - Dots | NBSD0716510 | Functional | Others
31514 | Odda Phc | Ice lined refrigerator | MK - 142 | 3000209636 | Functional | Others
31515 | Mehara Jatuwas Phc | Syringe Needle Destroyer | Model not available | 13H0047 | Functional | Others
31516 | Mehara Jatuwas Phc | Glucometer | Model not available | 15783 | Functional | Others
31517 | Rampura District Hospitalkota Dh | Multi-Para Monitor | Model not available | G3DK30076 | Functional | Others
31518 | Rampura District Hospitalkota Dh | Multi-Para Monitor | Model not available | G3DK30083 | Functional | Others
31519 | Rampura District Hospitalkota Dh | Multi-Para Monitor | Model not available | G3DK30079 | Functional | Others
31520 | Rampura District Hospitalkota Dh | Multi-Para Monitor | Model not available | G3DK30077 | Functional | Others
31521 | Rampura District Hospitalkota Dh | Multi-Para Monitor | Model not available | G3DK30073 | Functional | Others
31522 | Rampura District Hospitalkota Dh | Multi-Para Monitor | Model not available | G3DK30081 | Functional | Others
31523 | Rampura District Hospitalkota Dh | Multi-Para Monitor | Model not available | G3DK30074 | Functional | Others
31524 | Rampura District Hospitalkota Dh | Multi-Para Monitor | Model not available | G3DK30078 | Functional | Others
31525 | Rampura District Hospitalkota Dh | Multi-Para Monitor | Model not available | G3DK30097 | Functional | Others
31526 | M G Hospital Banswara Dh | Defibrillator | MODEL NOT AVAILABLE | 14D332 | Functional | Others
31527 | Chanana Phc | Syringe Needle Destroyer | Nulife - Dots | NBSD0714957 | Functional | Mrk Healthcare Pvt Ltd Delhi
31528 | Shimla Phc | Binocular Microscope | PZB 22 | 3000218833 | Functional | Quality Scientific And Mechanical Works Pvt Ltd
31529 | Shimla Phc | Incubator | MODEL NOT AVAILABLE | 3000218830 | Non Functional Repairable | Others
31530 | Padampura Phc Jhunjhunu | SPHYGMOMANOMETER(BP APPRATUS) | Pagoda | 298760 | Functional | Elite Scientific Corporation
31531 | Padampura Phc Jhunjhunu | Syringe Needle Destroyer | Nulife - Dots | 3000218551 | Functional | Mrk Healthcare Pvt Ltd Delhi
31532 | Padampura Phc Jhunjhunu | Syringe Needle Destroyer | Model not available | 3000218553 | Functional | Bhasin Sons Private Limited
31533 | Tyonda Phc | SPHYGMOMANOMETER(BP APPRATUS) | MODEL NOT AVAILABLE | 3000218858 | Functional | Others
31534 | Kuharwas Phc | Centrifuge Machine ( 4 Tube ) | Model not available | 3000216199 | Functional | Others
31535 | Kuharwas Phc | Glucometer | Easy Touch ET-101 | 1013E001981 | Functional | Others
31536 | Kuharwas Phc | FOOT OPERATED SUCTION MACHINE | MODEL NOT AVAILABLE | 3000216205 | Functional | Others
31537 | Kalana Phc | Micropipettes | MODEL NOT AVAILABLE | 2000037991 | Functional | Others
31538 | Mehrukala Phc Ajmer | SPHYGMOMANOMETER(BP APPRATUS) | MODEL NOT AVAILABLE | 3000049103 | Functional | Others
31539 | Dumoli Khurd Phc Jhunjhunu | SPHYGMOMANOMETER(BP APPRATUS) | MODEL NOT AVAILABLE | 120TON1573307 | Functional | Others
31540 | Rawatbhata Chc | SPHYGMOMANOMETER(BP APPRATUS) | MODEL NOT AVAILABLE | 3000203116 | Functional | Others
31541 | Rawatbhata Chc | SPHYGMOMANOMETER(BP APPRATUS) | MODEL NOT AVAILABLE | 3000203131 | Functional | Others
31542 | Shingawal Phc | Syringe Needle Destroyer | Model not available | 3000047247 | Functional | Others
31543 | Kundanpura Phc | Syringe Needle Destroyer | Model not available | 3000135593 | Functional | Others
31544 | Kundanpura Phc | Instrument Sterilizer | Model Not Available | 3000135594 | Functional | Others
31545 | Y N Hospital Kishangarh Sdh | Syringe Needle Destroyer | Model not available | 3000047532 | Functional | Others
31546 | Y N Hospital Kishangarh Sdh | Suction Machine | Model Not Available | 3000047465 | Functional | Others
31547 | Y N Hospital Kishangarh Sdh | Suction Machine | Model Not Available | 3000047466 | Functional | Others
31548 | New Govt Medical College Kota | Multi-Para Monitor | Model not available | 3000055075 | Functional | Others
31549 | New Govt Medical College Kota | Digital Photo Calorimeter | Model not available | 3000055282 | Functional | Others
31550 | New Govt Medical College Kota | Digital Photo Calorimeter | Model not available | 3000055280 | Functional | Others
31551 | Badisadri Chc | SPHYGMOMANOMETER(BP APPRATUS) | MODEL NOT AVAILABLE | 3000208058 | Functional | Others
31552 | Badisadri Chc | SPHYGMOMANOMETER(BP APPRATUS) | MODEL NOT AVAILABLE | 3000208069 | Functional | Others
31553 | Badisadri Chc | SPHYGMOMANOMETER(BP APPRATUS) | MODEL NOT AVAILABLE | 3000208059 | Functional | Others
31554 | Badisadri Chc | Syringe Needle Destroyer | Model not available | 3000208062 | Functional | Others
31555 | Badisadri Chc | Syringe Needle Destroyer | Model not available | 3000208076 | Functional | Others
31556 | Govt Hospital Nasirabad Sdh | Binocular Microscope | Model Not Available | 3000047608 | Functional | Others
31557 | Govt Hospital Nasirabad Sdh | Binocular Microscope | Model Not Available | 3000047609 | Functional | Others
31558 | Kaithun Chc | Radiant Heat Warmer | Zeal - RHW 2101A | 3000130965 | Not in use | Others
31559 | Kaithun Chc | Radiant Heat Warmer | Zeal - RHW 2101A | 3000130966 | Not in use | Others
31560 | Indarapura Phc Jhunjhunu | SPHYGMOMANOMETER(BP APPRATUS-Digital) | Model Not Available | 3000218206 | Functional | Others
31561 | Y N Hospital Kishangarh Sdh | 500mA X-Ray Machine | Model not available | 3000047437 | Functional | Others
31562 | Govt Hospital Nasirabad Sdh | Blood Bank Refrigerator | Model not available | 3000047729 | Functional | Others
31563 | Sherpur Phc | Monocular Microscope | Model not available | 3000138871 | Functional | Others
31564 | Badali Phc | Instrument Sterilizer | Model Not Available | 3621 | Functional | Others
31565 | Charbhuja Chc | Ice lined refrigerator | HBC-70 | 3000209587 | Functional | Others
31566 | Gainta Phc | Centrifuge Machine ( 8 Tube) | Model Not Available | 3000135409 | Functional | Others
31567 | Udaipurwati Chc | Centrifuge Machine ( 8 Tube) | Model Not Available | 3000218372 | Functional | Hettich Lab Technology
31568 | Dheebri Chambal Phc | Ice lined refrigerator | HBC-70 | 3000135421 | Functional | Others
31569 | Satellite Hospital Adarsh Nagar Ajmer | 100mA X-Ray Machine | Model not available | 2000033530 | Functional | Others
31570 | New Govt Medical College Kota | Suction Machine | Model Not Available | 3000046929 | Functional | Others
31571 | M B S Hospital Kota | O.T. Light Single Dome | MODEL NOT AVAILABLE | 3000055353 | Functional | Others
31572 | Jln Central Store Medical College | Water Bath | Yorco - YSI-413D | 1364630 | Functional | Others
31573 | M B S Hospital Kota | Hydraulic Operation Table | MODEL NOT AVAILABLE | 3000055352 | Functional | Others
31574 | M B S Hospital Kota | Cautry Machine | Model Not Available | 3000055351 | Functional | Others
31575 | Jawahar Hospital Jaisalmer Dh | ELISA Reader | Model not available | 3520900590 | Not in use | Others
31576 | M B S Hospital Kota | C-Arm Machine | Model Not Available | 3000055350 | Functional | Others
31577 | City Dispensary Talwandi | Weighing Machine | Crown | 3000130111 | Functional | Others
31578 | City Dispensary Tipta | SPHYGMOMANOMETER(BP APPRATUS) | MODEL NOT AVAILABLE | 33128 | Functional | Others
31579 | M B S Hospital Kota | Hydraulic Operation Table | MODEL NOT AVAILABLE | 3000055349 | Functional | Others
31580 | City Dispensary Tipta | Centrifuge Machine ( 4 Tube ) | Model not available | 3000129711 | Functional | Others
31581 | City Dispensary Tipta | Syringe Needle Destroyer | Model not available | 3000129712 | Functional | Others
31582 | City Dispensary Tipta | Freezes | MODEL NOT AVAILABLE | 3000129714 | Functional | Others
31583 | Jawahar Hospital Jaisalmer Dh | Multi-Para Monitor | Model not available | M014E004164 | Functional | Others
31584 | Jawahar Hospital Jaisalmer Dh | Multi-Para Monitor | Model not available | M014E004163 | Functional | Others
31585 | Sohali Phc | Weighing Machine | MODEL NOT AVAILABLE | 3000216160 | Functional | Crown Digital Scales Inc
31586 | New Govt Medical College Kota | Blood Cell Counter - 3 part | Model not available | 3000055206 | Functional | Others
31587 | New Govt Medical College Kota | Blood Cell Counter - 3 part | Model not available | 3000055205 | Functional | Others
31588 | M B S Hospital Kota | Binocular Microscope | Model Not Available | 3000055341 | Functional | Others
31589 | Jln Central Store Medical College | Centrifuge Machine ( 16 Tube ) | REMI (R8C + R83) | 3580 | Functional | Others
31590 | Jln Central Store Medical College | Centrifuge Machine ( 16 Tube ) | REMI (R8C + R83) | 3686 | Functional | Others
31591 | Jln Central Store Medical College | Centrifuge Machine ( 16 Tube ) | REMI (R8C + R83) | 11 | Functional | Others
31592 | Jln Central Store Medical College | Centrifuge Machine ( 16 Tube ) | REMI (R8C + R83) | 1266 | Functional | Others
31593 | Jln Central Store Medical College | Centrifuge Machine ( 16 Tube ) | REMI (R8C + R83) | 4426 | Functional | Others
31594 | Rampura District Hospitalkota Dh | Hot Air Oven | Model not available | 3000055312 | Functional | Others
31595 | Sohali Phc | SPHYGMOMANOMETER(BP APPRATUS) | MODEL NOT AVAILABLE | 3000216168 | Non Functional Repairable | Ajay Optical India
31596 | Udaipurwati Chc | Baby Weighing Machine | Model Not Available | 3000218397 | Functional | Others
31597 | Udaipurwati Chc | Syringe Needle Destroyer | Model not available | 3000218414 | Functional | Others
31598 | Udaipurwati Chc | Oxygen Concentrator | Model Not Available | AXTCOCS130 | Functional | Bpl Medical Technologies
31599 | Udaipurwati Chc | Baby Weighing Machine | Model Not Available | 3000218426 | Functional | Others
31600 | Gangarar Chc | Glucometer | Model not available | 3000208315 | Functional | Others
31601 | Udaipurwati Chc | Ice lined refrigerator | MK-144 | 20031501953 | Functional | Vestfrost Solutions
31602 | Udaipurwati Chc | Blood Bank Refrigerator | Model not available | BZ96L0007 | Functional | Haier Appliances India Pvt
31603 | Kharwa Phc | Freezes | MODEL NOT AVAILABLE | 2000032808 | Functional | Others
31604 | Udaipurwati Chc | SPHYGMOMANOMETER(BP APPRATUS) | Pagoda | 3000218259 | Functional | Elite Scientific Corporation
31605 | Udaipurwati Chc | Baby Weighing Machine | Model Not Available | 3000218295 | Functional | Others
31606 | Saradhna Phc | Colorimeter | MODEL NOT AVAILABLE | 2000032341 | Functional | Others
31607 | Mohi Phc | Centrifuge Machine ( 8 Tube) | Model Not Available | 3000262428 | Functional | Others
31608 | Chirawa Chc | Suction Machine | Model Not Available | 3000218301 | Functional | Others
31609 | Bakhtawarpura Phc | Spot Light ( Portable ) | Model Not Available | 3000218577 | Functional | Others
31610 | Chirawa Chc | Baby Weighing Machine | Model Not Available | 3000218303 | Functional | Crown Digital Scales Inc
31611 | Chirawa Chc | Instrument Sterilizer | Model Not Available | 3000218304 | Functional | Atlas Surgical Company
31612 | Chirawa Chc | Syringe Needle Destroyer | Model not available | 3000218305 | Functional | Others
31613 | Tihari Phc | Fetal Monitor | MODEL NOT AVAILABLE | 2000032421 | Functional | Others
31614 | Chirawa Chc | SPHYGMOMANOMETER(BP APPRATUS) | MODEL NOT AVAILABLE | 3000218306 | Functional | Others
31615 | Chirawa Chc | SPHYGMOMANOMETER(BP APPRATUS) | MODEL NOT AVAILABLE | 3000218314 | Functional | Others
31616 | Chirawa Chc | SPHYGMOMANOMETER(BP APPRATUS) | MODEL NOT AVAILABLE | 3000218323 | Functional | Others
31617 | Chirawa Chc | SPHYGMOMANOMETER(BP APPRATUS) | MODEL NOT AVAILABLE | 3000218337 | Functional | Others
31618 | Chirawa Chc | Fetal Monitor | EDAN F-6 | 3000218307 | Functional | Anupam Surgicals
31619 | Chirawa Chc | Syringe Needle Destroyer | Model not available | 3000218311 | Functional | Others
31620 | Chirawa Chc | Suction Machine | Model Not Available | 3000218312 | Functional | Others
31621 | Chirawa Chc | Suction Machine | Model Not Available | 3000218319 | Functional | Others
31622 | Ghatiyali Phc Ajmer | Ice lined refrigerator | HBD-116 | 2000033727 | Functional | Others
31623 | Karkedi Phc | Instrument Sterilizer | Model Not Available | 2000032585 | Functional | Others
31624 | Pisangan Chc | Syringe Infusion Pump | Model not available | 2000032717 | Functional | Others
31625 | Bhirr Phc Jhunjhunu | SPHYGMOMANOMETER(BP APPRATUS) | MODEL NOT AVAILABLE | 20Sep1439678 | Functional | Others
31626 | Rawatbhata Chc | 100mA X-Ray Machine | Model not available | 3000203161 | Functional | Others
31627 | Dhoondhari Phc Ajmer | Weighing Machine | MODEL NOT AVAILABLE | 2000034906 | Functional | Others
31628 | Pisangan Chc | ECG Machine (Single Channel) | Model Not Available | 2000032720 | Functional | Others
31629 | Junia Phc | Syringe Needle Destroyer | Model not available | 2000033192 | Functional | Others
31630 | Undamandi Phc | Glucometer | Easy Touch ET-101 | 1013E001043 | Non Functional Repairable | Others
31631 | Junia Phc | Syringe Needle Destroyer | Model not available | 2000033186 | Functional | Others
31632 | Gangarar Chc | Binocular Microscope | Model Not Available | 3000208309 | Functional | Others
31633 | Pisangan Chc | Blood Bank Refrigerator | Model not available | 2000032730 | Functional | Others
31634 | Gangarar Chc | Blood Bank Refrigerator | Model not available | 3000208314 | Functional | Others
31635 | Gangarar Chc | Blood Bank Refrigerator | Model not available | 3000208319 | Functional | Others
31636 | Gangarar Chc | Blood Bank Refrigerator | Model not available | 3000208320 | Functional | Others
31637 | Karnoj Phc | Monocular Microscope | Model not available | 2000032762 | Not in use | Others
31638 | Junia Phc | Fetal Doppler | MODEL NOT AVAILABLE | 2000033185 | Functional | Others
31639 | Karnoj Phc | Ice lined refrigerator | Model Not Available | 2000032759 | Not in use | Others
31640 | Karnoj Phc | Spot Light ( Portable ) | Model Not Available | 2000032767 | Functional | Others
31641 | Keharpura Kalan Phc Jhunjhunu | Weighing Machine | MODEL NOT AVAILABLE | 3000218533 | Functional | Others
31642 | Hingoniya Phc Ajmer | Autoclave | Model not available | 2000033195 | Functional | Others
31643 | Kharwa Phc | SPHYGMOMANOMETER(BP APPRATUS) | MODEL NOT AVAILABLE | 2000032818 | Functional | Others
31644 | Saradhna Phc | SPHYGMOMANOMETER(BP APPRATUS) | MODEL NOT AVAILABLE | 2000032325 | Functional | Others
31645 | Saradhna Phc | Autoclave | Model not available | 2000032327 | Functional | Others
31646 | Odda Phc | Baby Weighing Machine | Model Not Available | 3000209640 | Functional | Others
31647 | Odda Phc | Freezes | MODEL NOT AVAILABLE | 3000209638 | Functional | Others
31648 | B.D.K. Hospital Jhunjhunu Dh | Binocular Microscope | Labomed - Vision 2000 | 432 | Functional | Others
31649 | Satellite Hospital Adarsh Nagar Ajmer | Semi Automated Chemistry Analyzer | Model not Available | 2000033531 | Functional | Others
31650 | Satellite Hospital Adarsh Nagar Ajmer | Semi Automated Chemistry Analyzer | Model not Available | 2000033532 | Functional | Others
31651 | Tantoti Chc | Autoclave | Model not available | 2886 | Functional | Others
31652 | Khatoli Chc Kota | SPHYGMOMANOMETER(BP APPRATUS) | MODEL NOT AVAILABLE | 3000135440 | Functional | Others
31653 | Khatoli Chc Kota | Semi Automated Chemistry Analyzer | 3300 | 3000135518 | Functional | Others
31654 | Tantoti Chc | Weighing Machine | MODEL NOT AVAILABLE | 3000047171 | Functional | Others
31655 | Bhinay Chc | Blood Bank Refrigerator | Model not available | 3000047156 | Functional | Others
31656 | Tantoti Chc | Monocular Microscope | Model not available | 3000047172 | Functional | Others
31657 | Sadas Chc Chittorgarh | Binocular Microscope | Model Not Available | 3000208322 | Functional | Others
31658 | Udaipurwati Chc | Spot Light ( Portable ) | Model Not Available | 3000218398 | Functional | Others
31659 | Satellite Hospital Adarsh Nagar Ajmer | Binocular Microscope | Model Not Available | 2000033552 | Functional | Others
31660 | Khatoli Chc Kota | Incubator | MODEL NOT AVAILABLE | 3000135519 | Functional | Others
31661 | Satellite Hospital Adarsh Nagar Ajmer | Autoclave | Model not available | 2000033554 | Functional | Others
31662 | Govindgarh Phc | Blood Bank Refrigerator | Model not available | 2000032653 | Functional | Others
31663 | Dantra Phc | Spot Light ( Portable ) | Model Not Available | 2000032792 | Functional | Others
31664 | Govindgarh Phc | Nebulizer | MODEL NOT AVAILABLE | 2000032654 | Functional | Others
31665 | Mandawara Phc | Ice lined refrigerator | HBD-116 | B28840070 | Functional | Haier Appliances India Pvt
31666 | Mandawara Phc | Syringe Needle Destroyer | Model not available | 3000218224 | Functional | Others
31667 | Mandawara Phc | Weighing Machine | MODEL NOT AVAILABLE | 3000218228 | Functional | Others
31668 | Karkedi Phc | Incubator | MODEL NOT AVAILABLE | 2000032575 | Functional | Others
31669 | Rawatbhata Chc | Binocular Microscope | Model Not Available | 3000203103 | Functional | Others
31670 | Rawatbhata Chc | Binocular Microscope | Model Not Available | 3000203104 | Functional | Others
31671 | Karkedi Phc | Freezes | MODEL NOT AVAILABLE | 2000032578 | Functional | Others
31672 | Dumoli Khurd Phc Jhunjhunu | Baby Weighing Machine | Model Not Available | 3000216067 | Functional | Crown Digital Scales Inc
31673 | Rawatbhata Chc | Hydraulic Operation Table | MODEL NOT AVAILABLE | 3000203113 | Functional | Others
31674 | Rawatbhata Chc | Hydraulic Operation Table | MODEL NOT AVAILABLE | 3000203115 | Functional | Others
31675 | Baar Phc | Glucometer | Model not available | 3000209800 | Functional | Others
31676 | Dadabari Chc | Autoclave | Model not available | 3000135223 | Functional | Others
31677 | Ramganj Mandi Chc | Instrument Sterilizer | Model Not Available | 3000261072 | Functional | Others
31678 | Pachlangi Phc | Blood Bank Refrigerator | Model not available | 3000218238 | Functional | Haier Appliances India Pvt
31679 | Rampura District Hospitalkota Dh | Multi-Para Monitor | Model not available | 3000046980 | Functional | Others
31680 | Sohali Phc | Syringe Needle Destroyer | Model not available | 3000216216 | Functional | Bhasin Sons Private Limited
31681 | Sohali Phc | Syringe Needle Destroyer | Model not available | 3000216217 | Functional | Bhasin Sons Private Limited
31682 | Jakhora Phc | SPHYGMOMANOMETER(BP APPRATUS) | MODEL NOT AVAILABLE | 3000218633 | Non Functional Repairable | Others
31683 | Jasrapur Phc | SPHYGMOMANOMETER(BP APPRATUS) | MODEL NOT AVAILABLE | 112FEB1542165 | Functional | Others
31684 | Jasrapur Phc | FOOT OPERATED SUCTION MACHINE | MODEL NOT AVAILABLE | 3000218487 | Functional | Surgicoin Medequip Pvt Ltd
31685 | Jasrapur Phc | Weighing Machine | MODEL NOT AVAILABLE | 3000218491 | Functional | Others
31686 | Jasrapur Phc | Ice lined refrigerator | MK - 142 | 5100548 | Functional | Vestfrost Solutions
31687 | Jasrapur Phc | Instrument Sterilizer | Model Not Available | 3000218495 | Functional | Others
31688 | Jasrapur Phc | Instrument Sterilizer | Model Not Available | 3000218496 | Functional | Others
31689 | Jasrapur Phc | Instrument Sterilizer | Model Not Available | 3000218497 | Functional | Others
31690 | Y N Hospital Kishangarh Sdh | Blood Mixer ( Roller Mixer ) | Model not available | 3000047498 | Functional | Others
31691 | Gidaniya Phc Jhunjunu | Baby Weighing Machine | Model Not Available | 3000218571 | Functional | Crown Digital Scales Inc
31692 | Singhana Chc | Centrifuge Machine ( 4 Tube ) | Model not available | 3000218907 | Functional | Others
31693 | Buhana Chc | O.T. Light Double Dome | SCLH-4 DUO | 3000216106 | Functional | Cognate India
31694 | Buhana Chc | Pulse Oxymeter | Model 900 | EA07C00489 | Functional | Mediaid Inc
31695 | Y N Hospital Kishangarh Sdh | Sahlis HB Meter | Model not available | 3000047486 | Functional | Others
31696 | Y N Hospital Kishangarh Sdh | Sahlis HB Meter | Model not available | 3000047502 | Functional | Others
31697 | Buhana Chc | Water Bath | Yorco - YSI-413D | 3000216154 | Functional | Yorco Sales Pvt Ltd
31698 | Y N Hospital Kishangarh Sdh | BLOOD DONOR COUCH | REMI ULTIMATE | 3000047477 | Functional | Others
31699 | Y N Hospital Kishangarh Sdh | BLOOD DONOR COUCH | REMI ULTIMATE | 3000047478 | Functional | Others
31700 | Y N Hospital Kishangarh Sdh | BLOOD DONOR COUCH | REMI ULTIMATE | 3000047479 | Functional | Others
31701 | Chirawa Chc | Syringe Needle Destroyer | Model not available | 3000218316 | Functional | Others
31702 | Chirawa Chc | Syringe Needle Destroyer | Model not available | 3000218317 | Functional | Others
31703 | Chirawa Chc | Autoclave | Model not available | 3000218322 | Functional | Surgicoin Medequip Pvt Ltd
31704 | Chirawa Chc | Suction Machine | Model Not Available | 3000218324 | Functional | Surgitech
31705 | Chanwra Phc | Autoclave | Model not available | 2000046922 | Non Functional Repairable | Others
31706 | Pisangan Chc | Cautry Machine | Model Not Available | 2000032694 | Functional | Others
31707 | Chanwra Phc | Baby Weighing Machine | Model Not Available | 2000046921 | Functional | Others
31708 | Chirawa Chc | Radiant Heat Warmer | Meditrin - Heat Warmer | 3000218325 | Functional | Meditrin Instruments
31709 | Deogarh U Chc | Micropipettes | MODEL NOT AVAILABLE | 3000209683 | Functional | Others
31710 | Deogarh U Chc | Micropipettes | MODEL NOT AVAILABLE | 3000209684 | Functional | Others
31711 | Deogarh U Chc | Micropipettes | MODEL NOT AVAILABLE | 13061462 | Functional | Others
31712 | Deogarh U Chc | Micropipettes | MODEL NOT AVAILABLE | 13061497 | Functional | Others
31713 | Deogarh U Chc | Micropipettes | MODEL NOT AVAILABLE | 13061568 | Functional | Others
31714 | Deogarh U Chc | Micropipettes | MODEL NOT AVAILABLE | 3000209688 | Functional | Others
31715 | Chirawa Chc | Suction Machine | Model Not Available | 3000218326 | Functional | Surgitech
31716 | Pisangan Chc | Autoclave | Model not available | 2000032695 | Not in use | Others
31717 | Pisangan Chc | Autoclave | Model not available | 2000032696 | Not in use | Others
31718 | Pisangan Chc | Autoclave | Model not available | 2000032699 | Not in use | Others
31719 | Chanwra Phc | Instrument Sterilizer | Model Not Available | 2000046920 | Functional | Paras Enterprises
31720 | Chirawa Chc | Pulse Oxymeter | Model 900 | EA07C01024 | Functional | Mediaid Inc
31721 | Chirawa Chc | Spot Light ( Portable ) | Model Not Available | 3000218331 | Functional | Others
31722 | Chirawa Chc | Hydraulic Operation Table | MODEL NOT AVAILABLE | 3000218332 | Functional | Cognate India
31723 | Chanwra Phc | Ice lined refrigerator | Model Not Available | 20031502026 | Non Functional Repairable | Vestfrost Solutions
31724 | Gothiyana Phc | Glucometer | Model not available | 2000032611 | Functional | Others
31725 | Dariba Chc | Freezes | VEE 184 | 3000209513 | Functional | Others
31726 | Gothiyana Phc | Incubator | MODEL NOT AVAILABLE | 2364 | Functional | Others
31727 | Saradhna Phc | Binocular Microscope | Labomed - Vision 2000 | 2000032343 | Functional | Others
31728 | Mohi Phc | Binocular Microscope | Microlux - 16 | 3000262429 | Functional | Others
31729 | Saradhna Phc | Instrument Sterilizer | Model Not Available | 2000032346 | Functional | Others
31730 | Mohi Phc | Spot Light ( Portable ) | Model Not Available | 3000262433 | Functional | Others
31731 | Tihari Phc | Nebulizer | MODEL NOT AVAILABLE | 2000032419 | Functional | Others
31732 | Saradhna Phc | Suction Machine | Model Not Available | 2000032347 | Functional | Others
31733 | Bakhtawarpura Phc | Binocular Microscope | PZB 22 | 3000218584 | Functional | Quality Scientific And Mechanical Works Pvt Ltd
31734 | Pisangan Chc | Syringe Needle Destroyer | Model not available | 2000032681 | Functional | Others
31735 | Tihari Phc | Autoclave | Model not available | 2000032420 | Functional | Others
31736 | Tihari Phc | Autoclave | Model not available | 2000032423 | Functional | Others
31737 | Tihari Phc | Autoclave | Model not available | 200032422 | Functional | Others
31738 | Richead Phc | Micropipettes | MODEL NOT AVAILABLE | 3000209558 | Functional | Others
31739 | Tihari Phc | Blood Bank Refrigerator | Model not available | 2000032426 | Functional | Others
31740 | Tihari Phc | Blood Bank Refrigerator | Model not available | 2000032429 | Functional | Others
31741 | Tihari Phc | Blood Bank Refrigerator | Model not available | 2000032430 | Functional | Others
31742 | Fatehgarh Phc | Blood Bank Refrigerator | Model not available | 2000032639 | Functional | Others
31743 | Tihari Phc | Pulse Oxymeter | Model Not Available | 2000032425 | Functional | Others
31744 | Saqpla Phc | Binocular Microscope | Excel Plus | M-29820 | Functional | Others
31745 | Deogarh U Chc | Baby Weighing Machine | Model Not Available | 3000209699 | Functional | Others
31746 | Tihari Phc | Monocular Microscope | Model not available | 2000032431 | Functional | Others
31747 | Deogarh U Chc | Hot Air Oven | Model not available | 3000209690 | Functional | Others
31748 | Deogarh U Chc | Spot Light ( Portable ) | Model Not Available | 3000209665 | Functional | Others
31749 | Gothiyana Phc | Radiant Heat Warmer | Zeal - RHW 2101A | 2000032616 | Functional | Others
31750 | Leedi Phc Ajmer | Syringe Needle Destroyer | Model not available | 2000032911 | Functional | Others
31751 | Leedi Phc Ajmer | SPHYGMOMANOMETER(BP APPRATUS) | MODEL NOT AVAILABLE | 2000032912 | Functional | Others
31752 | Deogarh U Chc | Syringe Infusion Pump | SIMTEK - Infutek 405 | 3000209676 | Functional | Others
31753 | Deogarh U Chc | Syringe Infusion Pump | SIMTEK - Infutek 405 | 3000209677 | Functional | Others
31754 | Udaipurwati Chc | SPHYGMOMANOMETER(BP APPRATUS) | MODEL NOT AVAILABLE | 3000218410 | Functional | Others
31755 | Shingawal Phc | SPHYGMOMANOMETER(BP APPRATUS) | MODEL NOT AVAILABLE | 3000047253 | Functional | Others
31756 | Karkedi Phc | Autoclave | Model not available | 2000032588 | Functional | Others
31757 | Karkedi Phc | Autoclave | Model not available | 2000032589 | Functional | Others
31758 | Shingawal Phc | Suction Machine | Model Not Available | 3000047254 | Functional | Others
31759 | Rawatbhata Chc | Pulse Oxymeter | Model Not Available | 3000203126 | Functional | Others
31760 | Dei Chc | Blood Cell Counter - 3 part | Model not available | 3000046350 | Functional | Others
31761 | Udaipurwati Chc | Syringe Needle Destroyer | Model not available | 3000218416 | Functional | Others
31762 | Rawatbhata Chc | Defibrillator | MODEL NOT AVAILABLE | 3000203129 | Functional | Others
31763 | Dhoondhari Phc Ajmer | Anesthesia Machine | MODEL NOT AVAILABLE | 2000034905 | Functional | Others
31764 | Junia Phc | Binocular Microscope | Excel Plus | 02b-822 | Functional | Others
31765 | Pisangan Chc | ECG Machine (Six Channel ) | Model Not Available | 2000032724 | Functional | Others
31766 | Undamandi Phc | Baby Weighing Machine | Model Not Available | 3000216186 | Functional | Crown Digital Scales Inc
31767 | Dei Chc | Centrifuge Machine ( 8 Tube) | Model Not Available | 300004656 | Functional | Others
31768 | Junia Phc | Blood Bank Refrigerator | Model not available | 2000033179 | Functional | Others
31769 | Gangarar Chc | Incubator | MODEL NOT AVAILABLE | 3000208311 | Functional | Others
31770 | Udaipurwati Chc | Weighing Machine | MODEL NOT AVAILABLE | 3000218427 | Functional | Others
31771 | Junia Phc | Syringe Needle Destroyer | Nulife - Dots | 28783 | Functional | Others
31772 | Kharwa Phc | Syringe Needle Destroyer | Model not available | 2000032806 | Functional | Others
31773 | Junia Phc | Instrument Sterilizer | Model Not Available | 211-2009 | Functional | Others
31774 | Karnoj Phc | Glucometer | Model not available | 2000032755 | Not in use | Others
31775 | Gangarar Chc | SPHYGMOMANOMETER(BP APPRATUS) | MODEL NOT AVAILABLE | 3000208321 | Functional | Others
31776 | Gangarar Chc | SPHYGMOMANOMETER(BP APPRATUS) | MODEL NOT AVAILABLE | 3000208282 | Functional | Others
31777 | Pisangan Chc | FOGGING MACHINE | MODEL NOT AVAILABLE | 2000032736 | Functional | Others
31778 | Pisangan Chc | FOGGING MACHINE | MODEL NOT AVAILABLE | 2000032737 | Functional | Others
31779 | Gangarar Chc | Instrument Sterilizer | Model Not Available | 3000208278 | Functional | Others
31780 | Karnoj Phc | Blood Bank Refrigerator | Model not available | 2000032757 | Functional | Others
31781 | Buhana Chc | Centrifuge Machine ( 4 Tube ) | Remi 4C | DPLC2718 | Functional | Remi Electrotechnik Ltd
31782 | Singhana Chc | Blood Bank Refrigerator | Model not available | BQ87170087 | Functional | Haier Appliances India Pvt
31783 | Karkedi Phc | Syringe Needle Destroyer | Model not available | 2000032577 | Functional | Others
31784 | Karkedi Phc | Syringe Needle Destroyer | Model not available | 2000032586 | Functional | Others
31785 | Dumoli Khurd Phc Jhunjhunu | Weighing Machine | MODEL NOT AVAILABLE | 3000216068 | Functional | Crown Digital Scales Inc
31786 | B.D.K. Hospital Jhunjhunu Dh | Suction Machine | Model Not Available | 2000019072 | Non Functional Not Repairable | Others
31787 | Karkedi Phc | Radiant Heat Warmer | Zeal - RHW 2101A | 2000032584 | Functional | Others
31788 | Shingawal Phc | Autoclave | Model not available | 3000047260 | Functional | Others
31789 | Bhirr Phc Jhunjhunu | Baby Weighing Machine | Model Not Available | 3000218895 | Functional | Crown Digital Scales Inc
31790 | Undamandi Phc | FOOT OPERATED SUCTION MACHINE | MODEL NOT AVAILABLE | 3000216196 | Functional | Others
31791 | Gangarar Chc | Centrifuge Machine ( 12 Tube ) | Model Not Available | 3000208312 | Functional | Others
31792 | Gangarar Chc | Centrifuge Machine ( 12 Tube ) | Model Not Available | 3000208313 | Functional | Others
31793 | Gangarar Chc | Sahlis HB Meter | Model not available | 3000208316 | Functional | Others
31794 | Gangarar Chc | Sahlis HB Meter | Model not available | 3000208318 | Functional | Others
31795 | Karnoj Phc | Binocular Microscope | Model Not Available | 2000032753 | Functional | Others
31796 | Gangarar Chc | Autoclave | Model not available | 3000208289 | Functional | Others
31797 | Gangarar Chc | Autoclave | Model not available | 3000208290 | Functional | Others
31798 | Pisangan Chc | Suction Machine | Model Not Available | 2000032739 | Not in use | Others
31799 | Pisangan Chc | Suction Machine | Model Not Available | 2000032740 | Not in use | Others
31800 | Karnoj Phc | Autoclave | Model not available | 2000032764 | Not in use | Others
31801 | Rajiyawas Phc | Monocular Microscope | Model not available | 3000049090 | Functional | Others
31802 | Keharpura Kalan Phc Jhunjhunu | Nebulizer | MODEL NOT AVAILABLE | 140101964 | Functional | Others
31803 | Kharwa Phc | Suction Machine | Model Not Available | 2000032815 | Functional | Others
31804 | Hingoniya Phc Ajmer | Ice lined refrigerator | HBC-70 | 2000033193 | Functional | Others
31805 | B.D.K. Hospital Jhunjhunu Dh | Autoclave | Model not available | 200019076 | Functional | Others
31806 | Kharwa Phc | Fetal Doppler | MODEL NOT AVAILABLE | 2000032816 | Functional | Others
31807 | Bhandun Phc | Incubator | MODEL NOT AVAILABLE | 2770 | Functional | Others
31808 | Pisangan Chc | Autoclave | Model not available | 2000032702 | Functional | Others
31809 | Dariba Chc | Baby Weighing Machine | SUVARANA | 3000209525 | Functional | Others
31810 | Chanwra Phc | Ice lined refrigerator | MK - 142 | 15100464 | Functional | Vestfrost Solutions
31811 | Gothiyana Phc | Nebulizer | CN-01WB | 36761 | Functional | Others
31812 | Pisangan Chc | Binocular Microscope | Model Not Available | 2000032703 | Functional | Others
31813 | Pisangan Chc | Binocular Microscope | Model Not Available | 2000032704 | Functional | Others
31814 | Chanwra Phc | Nebulizer | MODEL NOT AVAILABLE | 151304035 | Functional | Others
31815 | Para Phc | Suction Machine | Model Not Available | 2000034863 | Not in use | Others
31816 | Jamola Phc | Centrifuge Machine ( 4 Tube ) | Model not available | IELC.9434 | Functional | Others
31817 | Jamola Phc | Incubator | MODEL NOT AVAILABLE | 3000047022 | Functional | Others
31818 | Nagelav Phc | Centrifuge Machine ( 4 Tube ) | Model not available | 2000032770 | Functional | Others
31819 | Sardargarh Phc Rajsamand | Centrifuge Machine ( 6 Tube ) | REMI - C 854/6 | FGLC7473 | Functional | Others
31820 | Nagelav Phc | Syringe Needle Destroyer | Model not available | 2000032772 | Functional | Others
31821 | Jamola Phc | Freezes | MODEL NOT AVAILABLE | 2000032859 | Functional | Others
31822 | Nagelav Phc | Colorimeter | MODEL NOT AVAILABLE | 2000032773 | Functional | Others
31823 | Nagelav Phc | Glucometer | Model not available | 2000032774 | Functional | Others
31824 | Sardargarh Phc Rajsamand | Micropipettes | MODEL NOT AVAILABLE | 3000209398 | Functional | Others
31825 | Para Phc | Blood Cell Counter - 3 part | Model not available | 2000034866 | Functional | Others
31826 | Nagelav Phc | Freezes | MODEL NOT AVAILABLE | 2000032775 | Functional | Others
31827 | Nagelav Phc | Syringe Needle Destroyer | Model not available | 2000032776 | Functional | Others
31828 | Para Phc | Monocular Microscope | Model not available | 2000034867 | Functional | Others
31829 | Nagelav Phc | Blood Bank Refrigerator | Model not available | 2000032777 | Functional | Others
31830 | Nagelav Phc | Blood Bank Refrigerator | Model not available | 2000032778 | Functional | Others
31831 | Kelwa Chc | Incubator | MODEL NOT AVAILABLE | 3000209288 | Functional | Others
31832 | Pisangan Chc | Phototherepy Unit | Meditrin - Digital Bilitimer Phototherapy | 2000032716 | Functional | Others
31833 | Nagelav Phc | Ice lined refrigerator | HBC-70 | 2000032779 | Functional | Others
31834 | Nagelav Phc | Instrument Sterilizer | Model Not Available | 2000032780 | Functional | Others
31835 | Deveta Phc | SPHYGMOMANOMETER(BP APPRATUS) | MODEL NOT AVAILABLE | 9234373 | Functional | Ajay Optical India
31836 | Jhalawar Medical College Medical Collage Hospital | Binocular Microscope | Opti-CX, Labomed | 131165157 | Functional | Others
31837 | New Govt Medical College Kota | Hydraulic Operation Table | MODEL NOT AVAILABLE | 3000055196 | Functional | Others
31838 | New Govt Medical College Kota | Hydraulic Operation Table | MODEL NOT AVAILABLE | 3000055195 | Functional | Others
31839 | New Govt Medical College Kota | Hydraulic Operation Table | MODEL NOT AVAILABLE | 3000055194 | Functional | Others
31840 | New Govt Medical College Kota | Hydraulic Operation Table | MODEL NOT AVAILABLE | 3000055192 | Functional | Others
31841 | New Govt Medical College Kota | Hydraulic Operation Table | MODEL NOT AVAILABLE | 3000055199 | Functional | Others
31842 | New Govt Medical College Kota | Hydraulic Operation Table | MODEL NOT AVAILABLE | 3000055198 | Functional | Others
31843 | Modak Chc | Ice lined refrigerator | HBC-70 | ob29780017 | Functional | Haier Appliances India Pvt
31844 | Sihod Phc | Weighing Machine | MODEL NOT AVAILABLE | 3000218701 | Functional | Others
31845 | Sihod Phc | Ice lined refrigerator | MK - 142 | 24511040 | Functional | Vestfrost Solutions
31846 | Sihod Phc | Blood Bank Refrigerator | Model not available | 0B2A7U0249 | Functional | Haier Appliances India Pvt
31847 | Sihod Phc | SPHYGMOMANOMETER(BP APPRATUS-Digital) | Model Not Available | 13005932 | Functional | Others
31848 | Sms Hospital | Monocular Microscope | Model not available | 110740567 | Functional | Labomed
31849 | Sms Hospital | Monocular Microscope | Model not available | 110639989 | Functional | Labomed
31850 | Sms Hospital | Monocular Microscope | Model not available | 110740205 | Functional | Labomed
31851 | Sms Hospital | Monocular Microscope | Model not available | 110740497 | Functional | Labomed
31852 | Sms Hospital | Monocular Microscope | Model not available | 110639943 | Functional | Labomed
31853 | Sms Hospital | Monocular Microscope | Model not available | 110740597 | Functional | Labomed
31854 | Saloda Phc | Weighing Machine | MODEL NOT AVAILABLE | 3000209460 | Functional | Others
31855 | Saloda Phc | Weighing Machine | MODEL NOT AVAILABLE | 3000262501 | Functional | Others
31856 | Saloda Phc | Weighing Machine | MODEL NOT AVAILABLE | 3000262502 | Functional | Others
31857 | Dhaneriya Phc | Centrifuge Machine ( 8 Tube) | Model Not Available | 3000209497 | Functional | Others
31858 | Lakasaneeja Phc | Glucometer | Model Not Available | 2000025183 | Functional | Others
31859 | Amet Chc | ELECTRIC OT TABLE | MODEL NOT AVAILABLE | 3000209333 | Functional | Others
31860 | Ramganj Mandi Chc | Autoclave | Model not available | 3000261076 | Functional | Others
31861 | Ramganj Mandi Chc | Autoclave | Model not available | 3000261074 | Functional | Others
31862 | Gangarar Chc | Instrument Sterilizer | Model Not Available | 3000208280 | Functional | Others
31863 | Gangarar Chc | Instrument Sterilizer | Model Not Available | 3000208281 | Functional | Others
31864 | Kharwa Phc | Ice lined refrigerator | HBC-70 | 2000032809 | Functional | Others
31865 | Gangarar Chc | 100mA X-Ray Machine | Model not available | 3000208283 | Functional | Others
31866 | Rajiyawas Phc | Centrifuge Machine ( 4 Tube ) | REMI - C852 | 3000049087 | Functional | Others
31867 | Gangarar Chc | Instrument Sterilizer | Model Not Available | 3000208286 | Functional | Others
31868 | Gangarar Chc | Instrument Sterilizer | Model Not Available | 3000208287 | Functional | Others
31869 | Gangarar Chc | Oxygen Hood | MODEL NOT AVAILABLE | 3000208288 | Functional | Others
31870 | Karnoj Phc | Freezes | MODEL NOT AVAILABLE | 2000032761 | Functional | Others
31871 | Keharpura Kalan Phc Jhunjhunu | SPHYGMOMANOMETER(BP APPRATUS-Digital) | Model Not Available | 3000218530 | Functional | Others
31872 | Rajiyawas Phc | Binocular Microscope | Excel Plus | 3000049088 | Functional | Others
31873 | Rajiyawas Phc | Colorimeter | MODEL NOT AVAILABLE | 3000049089 | Functional | Others
31874 | Rajiyawas Phc | Incubator | MODEL NOT AVAILABLE | 3000049091 | Functional | Others
31875 | Karnoj Phc | SPHYGMOMANOMETER(BP APPRATUS) | MODEL NOT AVAILABLE | 2000032768 | Functional | Others
31876 | Kharwa Phc | Spot Light ( Portable ) | Model Not Available | 2000032811 | Functional | Others
31877 | Kharwa Phc | Spot Light ( Portable ) | Model Not Available | 2000032812 | Functional | Others
31878 | B.D.K. Hospital Jhunjhunu Dh | Hot Air Oven | Maharana | 2000019074 | Non Functional Not Repairable | Others
31879 | Pisangan Chc | Blood Bank Refrigerator | Model not available | 2000032747 | Functional | Others
31880 | Kharwa Phc | Instrument Sterilizer | Model Not Available | 2000032820 | Functional | Others
31881 | Pisangan Chc | Syringe Needle Destroyer | Model not available | 2000032751 | Not in use | Oertli Instrumente Ag
31882 | Saradhna Phc | Instrument Sterilizer | Model Not Available | 2000032328 | Functional | Others
31883 | Kotari Phc | Glucometer | Accu Chek Performa | 3000209530 | Functional | Others
31884 | Kharwa Phc | Syringe Needle Destroyer | Model not available | 2000032823 | Functional | Others
31885 | Saradhna Phc | Radiant Heat Warmer | Zeal - RHW 2101A | 2000032329 | Functional | Others
31886 | Saradhna Phc | Suction Machine | Model Not Available | 2000032331 | Functional | Others
31887 | Kithana Phc | Glucometer | Model not available | MT00023266 | Functional | Others
31888 | Saradhna Phc | Blood Bank Refrigerator | Model not available | 2000032335 | Functional | Others
31889 | Jawahar Hospital Jaisalmer Dh | VDRL Rotator (Rotor and Shaker) | Yorco - YSI 148 | 3000056414 | Not in use | Yorco Sales Pvt Ltd
31890 | Jawahar Hospital Jaisalmer Dh | VDRL Rotator (Rotor and Shaker) | Yorco - YSI 148 | 3000056415 | Not in use | Yorco Sales Pvt Ltd
31891 | Gilund Phc | Autoclave | Model not available | 3000262616 | Functional | Others
31892 | Gilund Phc | Autoclave | Model not available | 3000262621 | Functional | Others
31893 | Amet Chc | Oxygen Concentrator | BPL - OG 4203 | 3000209331 | Functional | Others
31894 | Lakasaneeja Phc | Weighing Machine | MODEL NOT AVAILABLE | 3000135505 | Functional | Others
31895 | Dhaneriya Phc | Baby Weighing Machine | Model Not Available | 3000209495 | Functional | Others
31896 | Dhaneriya Phc | Baby Weighing Machine | Model not available | 2000025156 | Functional | Others
31897 | City Dispensary Mahavir Nagar | Baby Weighing Machine | Crown | 3000129690 | Functional | Others
31898 | Rasulpur Phc | SPHYGMOMANOMETER(BP APPRATUS) | MODEL NOT AVAILABLE | 3000218674 | Non Functional Repairable | Others
31899 | M B S Hospital Kota | C-Arm Machine | Model Not Available | 3000046933 | Functional | Others
31900 | M B S Hospital Kota | C-Arm Machine | Model Not Available | 3000046934 | Functional | Others
31901 | Dadabari Chc | Instrument Sterilizer | Model Not Available | 3000135222 | Functional | Others
31902 | Dadabari Chc | Instrument Sterilizer | Model Not Available | 3000135211 | Functional | Others
31903 | Dadabari Chc | Pulse Oxymeter | Model Not Available | 3000135217 | Functional | Others
31904 | Baar Phc | Ice lined refrigerator | HBC-70 | 3000209787 | Functional | Others
31905 | Dadabari Chc | Nebulizer | MODEL NOT AVAILABLE | 3000135205 | Functional | Others
31906 | Dadabari Chc | Labour Table | Model Not Available | 3000135206 | Functional | Others
31907 | Dadabari Chc | Labour Table | Model Not Available | 3000135152 | Functional | Others
31908 | Pachlangi Phc | Ice lined refrigerator | HBD-116 | 3000218236 | Non Functional Repairable | Haier Appliances India Pvt
31909 | Kelwara Chc | Centrifuge Machine ( 4 Tube ) | Model not available | 3000262634 | Functional | Others
31910 | Kelwara Chc | Glucometer | Model not available | 3000262637 | Functional | Others
31911 | Budhateet Phc Kota | Weighing Machine | MODEL NOT AVAILABLE | 3000135460 | Functional | Others
31912 | Pachlangi Phc | Nebulizer | MODEL NOT AVAILABLE | 3000218250 | Functional | Others
31913 | Kelwara Chc | O.T. Light Single Dome | MODEL NOT AVAILABLE | 3000262652 | Functional | Others
31914 | Mandana Chc Kota | 300mA X-Ray Machine | Model not available | 3000135740 | Functional | Others
31915 | Para Phc | Monocular Microscope | Model not available | 2000034869 | Functional | Others
31916 | Kelwa Chc | Centrifuge Machine ( 4 Tube ) | Remi 4C | GBLC6863 | Functional | Others
31917 | Para Phc | Syringe Needle Destroyer | Model not available | 2000034870 | Functional | Others
31918 | Ramgarh Phc Ajmer | Suction Machine | Model Not Available | 2000033424 | Functional | Others
31919 | Para Phc | Centrifuge Machine ( 4 Tube ) | Model not available | 2000034871 | Functional | Others
31920 | Ramgarh Phc Ajmer | Instrument Sterilizer | Model Not Available | 1404/2009 | Functional | Others
31921 | Kelwa Chc | Sahlis HB Meter | HB Meter | 3000209291 | Functional | Others
31922 | Para Phc | Incubator | MODEL NOT AVAILABLE | 2000034872 | Functional | Others
31923 | Para Phc | Ice lined refrigerator | HBC-70 | 2000034873 | Functional | Others
31924 | Kelwa Chc | Glucometer | Model not available | 3000209293 | Functional | Others
31925 | Ramgarh Phc Ajmer | Spot Light ( Portable ) | Model Not Available | 2000034555 | Not in use | Others
31926 | Ramgarh Phc Ajmer | Baby Weighing Machine | Model Not Available | 2000034556 | Functional | Others
31927 | Gangwana Chc | Binocular Microscope | Model Not Available | 2000032374 | Functional | Others
31928 | Kelwa Chc | Pulse Oxymeter | Comet - P (L and T) | C11P2138 | Functional | Others
31929 | Gangwana Chc | Colorimeter | MODEL NOT AVAILABLE | 200003375 | Functional | Others
31930 | Gangwana Chc | Incubator | MODEL NOT AVAILABLE | 2000032376 | Functional | Others
31931 | Gangwana Chc | Centrifuge Machine ( 4 Tube ) | Model not available | 2000032377 | Functional | Others
31932 | Gangwana Chc | Syringe Needle Destroyer | Model not available | 2000032378 | Functional | Others
31933 | Buhana Chc | Autoclave | Model not available | 3000216102 | Functional | Surgicoin Medequip Pvt Ltd
31934 | Gangwana Chc | Blood Gas Analyzer (ABG Machine) | Model not available | 2000032379 | Functional | Others
31935 | Ramsar Phc | Centrifuge Machine ( 4 Tube ) | Model not available | 2000032595 | Functional | Others
31936 | Buhana Chc | Autoclave | Model not available | 3000216107 | Functional | Others
31937 | Ramsar Phc | Incubator | MODEL NOT AVAILABLE | 2000032596 | Functional | Others
31938 | Buhana Chc | 100mA X-Ray Machine | PICKS -1010D | 3000216108 | Non Functional Repairable | Picks Medical Systems Ltd
31939 | Gangwana Chc | Cautry Machine | Model Not Available | 2000032380 | Functional | Others
31940 | Ramsar Phc | Freezes | Kelvinator KGE 193 | 2000032597 | Functional | Others
31941 | Jalsu Chc | Blood Bank Refrigerator | Model not available | 9100729 | Functional | Vestfrost Solutions
31942 | New Govt Medical College Kota | Multi-Para Monitor | Model not available | 3000055193 | Functional | Others
31943 | Sihod Phc | SPHYGMOMANOMETER(BP APPRATUS) | MODEL NOT AVAILABLE | 3000218689 | Non Functional Repairable | Others
31944 | Amet Chc | Freezes | MODEL NOT AVAILABLE | 3000209316 | Functional | Others
31945 | Lakasaneeja Phc | Blood Bank Refrigerator | Model not available | 3000135500 | Functional | Others
31946 | Jln Central Store Medical College | Incubator | MODEL NOT AVAILABLE | NA | Functional | Others
31947 | Amet Chc | Hydraulic Operation Table | MODEL NOT AVAILABLE | 3000209332 | Functional | Others
31948 | Lakasaneeja Phc | Centrifuge Machine ( 8 Tube) | Model Not Available | 3000135508 | Functional | Others
31949 | Ramganj Mandi Chc | O.T. Light Single Dome | MODEL NOT AVAILABLE | 3000261075 | Functional | Others
31950 | City Dispensary Mahavir Nagar | Weighing Machine | Crown | 3000130102 | Functional | Others
31951 | Amet Chc | Freezes | MODEL NOT AVAILABLE | 3000209343 | Functional | Others
31952 | Amet Chc | Anesthesia Machine | MODEL NOT AVAILABLE | 3000209337 | Functional | Others
31953 | Ramganj Mandi Chc | O.T. Light Single Dome | MODEL NOT AVAILABLE | 3000261069 | Functional | Others
31954 | Amet Chc | Mobile ( Portable ) X-Ray Machine | Model not available | 3000209345 | Functional | Others
31955 | Rasulpur Phc | Syringe Needle Destroyer | Model not available | 3000218657 | Functional | Others
31956 | Amet Chc | ECG Machine (Single Channel) | BPL - Cardiart 108T | 3000209346 | Functional | Others
31957 | Ramganj Mandi Chc | Dental X-ray unit | Model Not Available | 3000261080 | Functional | Others
31958 | Amet Chc | Ice lined refrigerator | Model Not Available | 3000209347 | Functional | Others
31959 | Ramganj Mandi Chc | Mobile ( Portable ) X-Ray Machine | Model not available | 3000261081 | Functional | Others
31960 | Amet Chc | Weighing Machine | MODEL NOT AVAILABLE | 3000209350 | Functional | Others
31961 | Sms Hospital | Monocular Microscope | Model not available | TM8689 | Functional | Others
31962 | Sms Hospital | Monocular Microscope | Model not available | 641802 | Functional | Others
31963 | Sms Hospital | Monocular Microscope | Model not available | 650342 | Functional | Others
31964 | Sms Hospital | Monocular Microscope | Model not available | 630133 | Functional | Others
31965 | Sms Hospital | Monocular Microscope | Model not available | 640153 | Functional | Others
31966 | Sms Hospital | Monocular Microscope | Model not available | 650341 | Functional | Others
31967 | Sms Hospital | Monocular Microscope | Model not available | 641886 | Functional | Others
31968 | Kotari Phc | Labour Table | Model Not Available | 3000209534 | Functional | Others
31969 | Bhandun Phc | Blood Bank Refrigerator | Model not available | 3000049019 | Functional | Others
31970 | Saradhna Phc | Ice lined refrigerator | HBC-70 | 2000032336 | Functional | Others
31971 | Saradhna Phc | Freezes | MODEL NOT AVAILABLE | 2000032337 | Functional | Others
31972 | Odda Phc | Syringe Needle Destroyer | Microsil ND 20 | 3000209631 | Functional | Others
31973 | Saradhna Phc | Incubator | MODEL NOT AVAILABLE | 2000032339 | Functional | Others
31974 | Odda Phc | Binocular Microscope | AMT 5A | 3000209634 | Functional | Others
31975 | Odda Phc | Blood Bank Refrigerator | Model not available | 3000209637 | Functional | Others
31976 | Odda Phc | SPHYGMOMANOMETER(BP APPRATUS) | MODEL NOT AVAILABLE | 3000209639 | Functional | Others
31977 | Sishoda Phc | Suction Machine | Surgicoin | 3000262480 | Functional | Others
31978 | 1 Lsm Phc Ganganagar | Centrifuge Machine ( 4 Tube ) | Model not available | 3000218713 | Functional | Others
31979 | Soarai Phc Alwar | Blood Bank Refrigerator | Model not available | 3000262484 | Functional | Others
31980 | B.D.K. Hospital Jhunjhunu Dh | Centrifuge Machine (36 Tubes) | REMI - R 23 | 7050 | Functional | Others
31981 | Sishoda Phc | Freezes | MODEL NOT AVAILABLE | 3000262486 | Functional | Others
31982 | Mehara Jatuwas Phc | Binocular Microscope | PZB 22 | 67159 | Functional | Quality Scientific And Mechanical Works Pvt Ltd
31983 | B.D.K. Hospital Jhunjhunu Dh | Syringe Needle Destroyer | Microsil - ND350 | 2000021664 | Functional | Others
31984 | B.D.K. Hospital Jhunjhunu Dh | Hemoglobin meter | Model Not Available | 2000021665 | Functional | Others
31985 | B.D.K. Hospital Jhunjhunu Dh | Centrifuge Machine (36 Tubes) | REMI - R 23 | 1048 | Functional | Others
31986 | Machind Phc | Ice lined refrigerator | MK - 142 | 24920756 | Functional | Others
31987 | Saradhna Phc | Centrifuge Machine ( 4 Tube ) | Model not available | 2000032340 | Functional | Others
31988 | B.D.K. Hospital Jhunjhunu Dh | Binocular Microscope | Opti-CX, Labomed | 2000021658 | Functional | Others
31989 | Saradhna Phc | Syringe Needle Destroyer | Microsil ND-60 | 2000032342 | Functional | Others
31990 | Saradhna Phc | Syringe Needle Destroyer | Model not available | 2000032344 | Functional | Others
31991 | B.D.K. Hospital Jhunjhunu Dh | Syringe Needle Destroyer | Microsil - ND350 | 2000021659 | Functional | Others
31992 | Fatehgarh Phc | Syringe Needle Destroyer | Nulife - Dots | 2000032636 | Functional | Others
31993 | Saradhna Phc | Monocular Microscope | Model not available | 2000032345 | Functional | Others
31994 | Sabla Chc Dungarpur | Binocular Microscope | Model Not Available | 3000260098 | Functional | Mlw Intermed
31995 | Sabla Chc Dungarpur | Radiant Heat Warmer | Zeal - RHW 2101A | RHW2101A10713/604 | Functional | Zeal Medical Pvt Ltd
31996 | Nokh Phc | Suction Machine | Model Not Available | 3000047843 | Functional | Others
31997 | Nokh Phc | Freezes | MODEL NOT AVAILABLE | 3000047849 | Functional | Others
31998 | Satal Khedi Phc | Blood Bank Refrigerator | Model not available | 3000261004 | Functional | Others
31999 | Kurgaon Chc | Radiant Heat Warmer | Meditrin - Heat Warmer | NRHMWM0910 | Functional | Meditrin Instruments
32000 | Ramganj Mandi Chc | Blood Cell Counter - 3 part | Model not available | 3000231054 | Functional | Others
32001 | Ramganj Mandi Chc | VDRL Rotator (Rotor and Shaker) | Model Not Available | 3000261055 | Functional | Others
32002 | Pipalda Phc | Binocular Microscope | Model Not Available | 3000135444 | Functional | Others
32003 | Pipalda Phc | Incubator | MODEL NOT AVAILABLE | 3000135445 | Functional | Others
32004 | Kankroli Chc | Ice lined refrigerator | HBC-70 | 3000209285 | Functional | Others
32005 | Kankroli Chc | Blood Bank Refrigerator | Model not available | 3000209286 | Functional | Others
32006 | Singhana Chc | SPHYGMOMANOMETER(BP APPRATUS) | MODEL NOT AVAILABLE | 3000218914 | Non Functional Repairable | Others
32007 | Singhana Chc | Spot Light ( Portable ) | Model Not Available | 3000218922 | Functional | Others
32008 | Buhana Chc | Hemoglobin meter | MODEL NOT AVAILABLE | 2000029497 | Non Functional Not Repairable | Others
32009 | Buhana Chc | SPHYGMOMANOMETER(BP APPRATUS) | MODEL NOT AVAILABLE | 2000029499 | Non Functional Not Repairable | Others
32010 | Buhana Chc | Electric Weighing Machine | Model Not Available | 3000216152 | Non Functional Repairable | Others
32011 | Y N Hospital Kishangarh Sdh | Tube Sealer for Blood bags | JOVE JA TS 55 | 3000047480 | Functional | Others
32012 | Y N Hospital Kishangarh Sdh | Tube Sealer for Blood bags | JOVE JA TS 55 | 3000047481 | Functional | Others
32013 | Sherpur Phc | Hemoglobin meter | Model Not Available | 3000138868 | Functional | Others
32014 | Kharwa Phc | Suction Machine | Model Not Available | 10061 | Functional | Others
32015 | Saradhna Phc | SPHYGMOMANOMETER(BP APPRATUS) | MODEL NOT AVAILABLE | 2000032326 | Functional | Others
32016 | Kharwa Phc | Ice lined refrigerator | Model Not Available | 2000032822 | Functional | Others
32017 | Kotari Phc | Syringe Needle Destroyer | Nulife - Dots | NBSP0716511 | Functional | Others
32018 | Saradhna Phc | Radiant Heat Warmer | Model Not Available | 2000032330 | Functional | Others
32019 | Kithana Phc | Centrifuge Machine ( 4 Tube ) | Model not available | 3000218505 | Functional | Remi Electrotechnik Ltd
32020 | Buhana Chc | Radiant Heat Warmer | Zeal - RHW 2101A | 91311992 | Functional | Zeal Medical Pvt Ltd
32021 | Para Phc | Freezes | MODEL NOT AVAILABLE | 2000034874 | Functional | Others
32022 | Gangwana Chc | Blood Bank Refrigerator | Model not available | 2000032381 | Functional | Others
32023 | Para Phc | Freezes | MODEL NOT AVAILABLE | 2000034875 | Functional | Others
32024 | Gangwana Chc | Binocular Microscope | Model Not Available | 2000032382 | Not in use | Others
32025 | Nand Phc | Binocular Microscope | PZB 22 | 2000032900 | Functional | Others
32026 | Para Phc | SPHYGMOMANOMETER(BP APPRATUS) | MODEL NOT AVAILABLE | 2000034876 | Not in use | Others
32027 | Para Phc | SPHYGMOMANOMETER(BP APPRATUS) | MODEL NOT AVAILABLE | 2000034877 | Not in use | Others
32028 | Nand Phc | Glucometer | Model not available | 2000032901 | Functional | Others
32029 | Gangwana Chc | Ice lined refrigerator | HBC-70 | 2000032383 | Not in use | Others
32030 | Para Phc | Glucometer | Model not available | 2000034878 | Functional | Others
32031 | Ramsar Phc | Radiant Heat Warmer | Zeal - RHW 2101A | 2000032598 | Functional | Others
32032 | Nand Phc | SPHYGMOMANOMETER(BP APPRATUS) | MODEL NOT AVAILABLE | 2000032902 | Functional | Others
32033 | Nand Phc | Syringe Needle Destroyer | Model not available | 2000032903 | Functional | Others
32034 | Ramsar Phc | Suction Machine | Model Not Available | 2000032599 | Functional | Others
32035 | Nand Phc | Instrument Sterilizer | Model Not Available | 2000032904 | Functional | Others
32036 | Ramsar Phc | Spot Light ( Portable ) | Model Not Available | 2000032600 | Functional | Others
32037 | Nand Phc | Weighing Machine | MODEL NOT AVAILABLE | 2000032905 | Functional | Others
32038 | Ramsar Phc | Radiant Heat Warmer | Model Not Available | 2000032601 | Functional | Others
32039 | Ramsar Phc | Syringe Needle Destroyer | Nulife - Dots | 27544 | Functional | Others
32040 | Makadwali Phc Ajmer | Binocular Microscope | Model Not Available | 3000047574 | Functional | Others
32041 | Gangwana Chc | Freezes | MODEL NOT AVAILABLE | 2000032384 | Functional | Others
32042 | Gangwana Chc | Freezes | MODEL NOT AVAILABLE | 2000032385 | Functional | Others
32043 | Ramsar Phc | Fetal Doppler | MODEL NOT AVAILABLE | 9092C274472 | Functional | Others
32044 | Gangwana Chc | Ice lined refrigerator | Model Not Available | 2000032386 | Functional | Others
32045 | Makadwali Phc Ajmer | SPHYGMOMANOMETER(BP APPRATUS) | MODEL NOT AVAILABLE | 3000047575 | Functional | Others
32046 | Malpura Chc | Suction Machine | Model Not Available | 3000088378 | Functional | Others
32047 | Sms Hospital | Monocular Microscope | Model not available | 3000085844 | Functional | Others
32048 | Sms Hospital | Monocular Microscope | MODEL NOT AVAILABLE | 3000202344 | Functional | Others
32049 | Sms Hospital | Monocular Microscope | Model not available | 640092 | Functional | Others
32050 | Sms Hospital | Monocular Microscope | Model not available | 64016063 | Functional | Others
32051 | Sms Hospital | Monocular Microscope | Model not available | 650336 | Functional | Others
32052 | Sms Hospital | Monocular Microscope | Model not available | 4015258 | Functional | Others
32053 | Sms Hospital | Monocular Microscope | Model not available | 4015760 | Functional | Others
32054 | Sms Hospital | Monocular Microscope | Model not available | 630075 | Functional | Others
32055 | Sms Hospital | Monocular Microscope | Model not available | 174 | Functional | Others
32056 | Sms Hospital | Monocular Microscope | Model not available | 641834 | Functional | Others
32057 | Sms Hospital | Monocular Microscope | Model not available | 3000085854 | Functional | Others
32058 | Sms Hospital | Monocular Microscope | Model not available | 630074 | Functional | Others
32059 | Sms Hospital | Monocular Microscope | Model not available | 641844 | Functional | Others
32060 | Sms Hospital | Monocular Microscope | Model not available | 630131 | Functional | Others
32061 | Sms Hospital | Monocular Microscope | Model not available | 640162 | Functional | Others
32062 | Sms Hospital | Monocular Microscope | Model not available | 63009134 | Functional | Others
32063 | Sms Hospital | Monocular Microscope | Model not available | 3000085860 | Functional | Others
32064 | Sms Hospital | Monocular Microscope | Model not available | 630093 | Functional | Others
32065 | Sms Hospital | Monocular Microscope | Model not available | 640154 | Functional | Others
32066 | Sms Hospital | Monocular Microscope | Model not available | 650339 | Functional | Others
32067 | Sms Hospital | Monocular Microscope | Model not available | 64015962 | Functional | Others
32068 | Sms Hospital | Monocular Microscope | Model not available | 641842 | Functional | Others
32069 | Sms Hospital | Monocular Microscope | Model not available | 63015548 | Functional | Others
32070 | Sms Hospital | Monocular Microscope | Model not available | 3000085832 | Functional | Others
32071 | Sms Hospital | Monocular Microscope | Model not available | 3000281083 | Functional | Others
32072 | Sms Hospital | Monocular Microscope | Model not available | 641879 | Functional | Others
32073 | Sms Hospital | Monocular Microscope | Model not available | 641830 | Functional | Others
32074 | Y N Hospital Kishangarh Sdh | Centrifuge Machine ( 4 Tube ) | Model not available | 3000047497 | Functional | Others
32075 | Buhana Chc | Hydraulic Operation Table | MODEL NOT AVAILABLE | 3000216105 | Functional | Surgicoin Medequip Pvt Ltd
32076 | Buhana Chc | VDRL Rotator (Rotor and Shaker) | Yorco - YSI 148 | 3000216121 | Functional | Yorco Sales Pvt Ltd
32077 | Kharwa Phc | Glucometer | Model not available | 2000032813 | Functional | Others
32078 | Hingoniya Phc Ajmer | Syringe Needle Destroyer | Model not available | 2000033196 | Functional | Others
32079 | Kharwa Phc | Labour Table | Model Not Available | 2000032819 | Functional | Others
32080 | B.D.K. Hospital Jhunjhunu Dh | Hemoglobin meter | Model Not Available | 2000021672 | Functional | Others
32081 | Bhandun Phc | Syringe Needle Destroyer | Model not available | 3000049022 | Functional | Others
32082 | Kotari Phc | Glucometer | Accu Chek Performa | 59105042182 | Functional | Others
32083 | Pisangan Chc | Syringe Needle Destroyer | Model not available | 2000032748 | Functional | Others
32084 | Pisangan Chc | Syringe Needle Destroyer | Model not available | 2000032749 | Functional | Others
32085 | Pisangan Chc | Syringe Needle Destroyer | Model not available | 2000032750 | Functional | Others
32086 | Saradhna Phc | Freezes | MODEL NOT AVAILABLE | 2000032332 | Functional | Others
32087 | Bhandun Phc | Ice lined refrigerator | MK - 142 | 43300442 | Functional | Others
32088 | B.D.K. Hospital Jhunjhunu Dh | Blood Collection Monitor | Model Not Available | 2000021676 | Functional | Others
32089 | Bhandun Phc | Syringe Needle Destroyer | Model not available | 3000049025 | Functional | Others
32090 | Bakhtawarpura Phc | Suction Machine | Model Not Available | 3000218573 | Functional | Others
32091 | Mohi Phc | Freezes | MODEL NOT AVAILABLE | 3000262436 | Functional | Others
32092 | Agria Phc | Centrifuge Machine ( 4 Tube ) | Remi 4C | FGLC7474 | Functional | Others
32093 | Bakhtawarpura Phc | Syringe Needle Destroyer | Model not available | 3000218588 | Functional | Others
32094 | Agria Phc | Spot Light ( Portable ) | Model Not Available | 3000209381 | Functional | Others
32095 | Pisangan Chc | Semi Automated Chemistry Analyzer | CPC - STAT FAX 3300 | 2000032682 | Functional | Others
32096 | Fatehgarh Phc | Autoclave | Model not available | 5279 | Not in use | Others
32097 | Fatehgarh Phc | Autoclave | Model not available | 9779 | Not in use | Others
32098 | Fatehgarh Phc | Ice lined refrigerator | HBC-70 | 2000032638 | Functional | Others
32099 | Pisangan Chc | Blood Bank Refrigerator | Model not available | 2000032684 | Functional | Others
32100 | Bakhtawarpura Phc | Glucometer | SD Check Gold | M01D03EAA279L | Functional | Sd Bio Standard Diagnostic Pvt Ltd
32101 | M B S Hospital Kota | Baby Weighing Machine | Model Not Available | 3000046883 | Functional | Others
32102 | Jln Central Store Medical College | Autoclave | Model not available | 9829017463 | Functional | Others
32103 | M B S Hospital Kota | Anesthesia Machine | MODEL NOT AVAILABLE | 3000055370 | Functional | Others
32104 | M B S Hospital Kota | Anesthesia Machine | MODEL NOT AVAILABLE | 3000055367 | Functional | Others
32105 | Rampura District Hospitalkota Dh | Radiant Heat Warmer | Zeal - RHW 2101A | 3000046970 | Functional | Others
32106 | City Dispensary Chandraghata | Baby Weighing Machine | Model Not Available | 3000129728 | Functional | Others
32107 | City Dispensary Chandraghata | Baby Weighing Machine | Model Not Available | 3000129732 | Functional | Others
32108 | M B S Hospital Kota | Binocular Microscope | Model Not Available | 3000055355 | Functional | Others
32109 | City Dispensary Surajpole | SPHYGMOMANOMETER(BP APPRATUS) | MODEL NOT AVAILABLE | 3000130148 | Functional | Others
32110 | Jln Central Store Medical College | Centrifuge Machine ( 12 Tube ) | Model Not Available | 3991 | Functional | Others
32111 | Jln Central Store Medical College | Centrifuge Machine ( 12 Tube ) | Model Not Available | 7094 | Functional | Others
32112 | Jln Central Store Medical College | Centrifuge Machine ( 12 Tube ) | Model Not Available | 326130 | Functional | Others
32113 | Jln Central Store Medical College | Centrifuge Machine ( 12 Tube ) | Model Not Available | 946412 | Functional | Others
32114 | Jln Central Store Medical College | Centrifuge Machine ( 12 Tube ) | Model Not Available | 25081 | Functional | Others
32115 | New Govt Medical College Kota | Spot Light ( Portable ) | Model Not Available | 3000046932 | Functional | Others
32116 | New Govt Medical College Kota | Anesthesia Machine | MODEL NOT AVAILABLE | 3000121155 | Functional | Others
32117 | Rampura District Hospitalkota Dh | Syringe Infusion Pump | SIMTEK - Infutek 405 | 3000046765 | Functional | Others
32118 | Rampura District Hospitalkota Dh | Nebulizer | MODEL NOT AVAILABLE | 3000046766 | Functional | Others
32119 | Rampura District Hospitalkota Dh | Radiant Heat Warmer | Model Not Available | 3000046758 | Functional | Others
32120 | City Dispensary Tipta | Binocular Microscope | BLS 116 | 3000129710 | Functional | Others
32121 | Sohali Phc | SPHYGMOMANOMETER(BP APPRATUS) | MODEL NOT AVAILABLE | 64295710 | Functional | Bhasin Sons Private Limited
32122 | Sohali Phc | Binocular Microscope | PZB 22 | 67135 | Functional | Quality Scientific And Mechanical Works Pvt Ltd
32123 | Rampura District Hospitalkota Dh | Syringe Needle Destroyer | Model not available | 3000046710 | Functional | Others
32124 | Sohali Phc | Syringe Needle Destroyer | Nulife - Dots | 3000216219 | Functional | Mrk Healthcare Pvt Ltd Delhi
32125 | Sohali Phc | SPHYGMOMANOMETER(BP APPRATUS) | MODEL NOT AVAILABLE | 3000216220 | Non Functional Repairable | Others
32126 | New Govt Medical College Kota | ELECTRIC OT TABLE | MODEL NOT AVAILABLE | 3000055117 | Functional | Others
32127 | New Govt Medical College Kota | Syringe Needle Destroyer | Model not available | 3000055114 | Functional | Others
32128 | Makadwali Phc Ajmer | SPHYGMOMANOMETER(BP APPRATUS) | MODEL NOT AVAILABLE | 3000047576 | Functional | Others
32129 | Makadwali Phc Ajmer | Baby Weighing Machine | Model Not Available | 3000047577 | Functional | Others
32130 | Gangwana Chc | SPHYGMOMANOMETER(BP APPRATUS) | MODEL NOT AVAILABLE | 2000032387 | Functional | Others
32131 | Ramsar Phc | Syringe Needle Destroyer | Nulife - Dots | 28212 | Functional | Others
32132 | Makadwali Phc Ajmer | Baby Weighing Machine | Model Not Available | 766 | Functional | Others
32133 | Gangwana Chc | Suction Machine | Model Not Available | 2000032388 | Functional | Others
32134 | Gangwana Chc | Suction Machine | Model Not Available | 2000032389 | Functional | Others
32135 | Gangwana Chc | Instrument Sterilizer | Model Not Available | 2000032390 | Functional | Others
32136 | Gangwana Chc | Autoclave | Model not available | 2000032391 | Functional | Others
32137 | Gangwana Chc | Nebulizer | MODEL NOT AVAILABLE | 2000032392 | Functional | Others
32138 | Ramsar Phc | Ice lined refrigerator | MK - 142 | 44710679 | Functional | Others
32139 | Ramsar Phc | Ice lined refrigerator | HBD-116 | 2000032605 | Functional | Others
32140 | Ramsar Phc | Blood Bank Refrigerator | Model not available | 31614598 | Functional | Others
32141 | Dispensary Topkhana Huzuri City | SPHYGMOMANOMETER(BP APPRATUS) | MODEL NOT AVAILABLE | 3000086780 | Functional | Others
32142 | Dispensary Topkhana Huzuri City | SPHYGMOMANOMETER(BP APPRATUS) | MODEL NOT AVAILABLE | 3000086779 | Functional | Cmho Supply
32143 | Jethana Phc | Incubator | MODEL NOT AVAILABLE | 2000033172 | Functional | Others
32144 | Ramsar Phc | Radiant Heat Warmer | Model Not Available | 1500 | Functional | Others
32145 | Lambodi Phc | Centrifuge Machine ( 8 Tube) | Model Not Available | 3000209592 | Functional | Others
32146 | Ramsar Phc | ECG Machine (Single Channel) | Cardiart 6108 T | TOH2848 | Functional | Others
32147 | Dispensary Topkhana Huzuri City | Blood Bank Refrigerator | Model not available | BE0440E0100B28840863 | Functional | Haier Appliances India Pvt
32148 | Jethana Phc | Defibrillator with Cardiac Monitor | Model Not Available | 2000033171 | Functional | Others
32149 | Lambodi Phc | Micropipettes | MODEL NOT AVAILABLE | 3000209594 | Functional | Others
32150 | Jassa Kheda Phc | Sahlis HB Meter | HB Meter | 3000262717 | Functional | Others
32151 | Lambodi Phc | Sahlis HB Meter | Model not available | 3000209595 | Functional | Others
32152 | Dispensary Topkhana Huzuri City | Ice lined refrigerator | HBD-116 | 3000086782 | Functional | Haier Appliances India Pvt
32153 | Jethana Phc | Binocular Microscope | Model Not Available | 2000033170 | Functional | Others
32154 | New Govt Medical College Kota | Radiant Heat Warmer | Model Not Available | 3000055086 | Functional | Others
32155 | Sihod Phc | Weighing Machine | MODEL NOT AVAILABLE | 3000218688 | Functional | Others
32156 | Sihod Phc | Binocular Microscope | PZB 22 | 67140 | Functional | Others
32157 | Sihod Phc | Glucometer | Model not available | RMDB020767 | Functional | Others
32158 | Amet Chc | Freezes | MODEL NOT AVAILABLE | 3000209317 | Functional | Others
32159 | Gilund Phc | SPHYGMOMANOMETER(BP APPRATUS) | MODEL NOT AVAILABLE | 3000262625 | Functional | Others
32160 | Dhaneriya Phc | SPHYGMOMANOMETER(BP APPRATUS) | MODEL NOT AVAILABLE | 3000209503 | Functional | Others
32161 | Jln Central Store Medical College | Centrifuge Machine ( 12 Tube ) | Model Not Available | 404 | Functional | Others
32162 | City Dispensary Mahavir Nagar | Blood Bank Refrigerator | Model not available | 3000129687 | Functional | Others
32163 | Jhalo Ki Madar Chc | Freezes | MODEL NOT AVAILABLE | 3000262463 | Functional | Others
32164 | Rasulpur Phc | Syringe Needle Destroyer | Nulife - Dots | 3000218655 | Functional | Mrk Healthcare Pvt Ltd Delhi
32165 | Sms Hospital | Monocular Microscope | Model not available | 650343 | Functional | Others
32166 | Amet Chc | Syringe Needle Destroyer | Model not available | 3000209351 | Functional | Others
32167 | Malpura Chc | Autoclave | Model not available | 3000088375 | Functional | Others
32168 | Rasulpur Phc | Instrument Sterilizer | Model Not Available | 3000218665 | Non Functional Repairable | Others
32169 | Rasulpur Phc | Spot Light ( Portable ) | Model Not Available | 3000218669 | Functional | Others
32170 | Dadabari Chc | Binocular Microscope | Model Not Available | 3000135229 | Functional | Others
32171 | Dadabari Chc | Binocular Microscope | Model Not Available | 3000135214 | Functional | Others
32172 | J.K.Loan Hospital, Kota | Radiant Heat Warmer | Meditrin - Heat Warmer | 3000046787 | Functional | Others
32173 | Baar Phc | Centrifuge Machine ( 8 Tube) | Model Not Available | 3000209798 | Functional | Others
32174 | Dadabari Chc | Incubator | MODEL NOT AVAILABLE | 3000135227 | Functional | Others
32175 | Zilola Phc | Weighing Machine | Crown | 3000209354 | Functional | Others
32176 | Sameecha Phc | Radiant Heat Warmer | Meditrin - Heat Warmer | 3000209620 | Functional | Others
32177 | Dadabari Chc | Ice lined refrigerator | Model Not Available | 3000135153 | Functional | Others
32178 | Kelwara Chc | Semi Automated Chemistry Analyzer | Ark - CKK 24 | 3000262632 | Functional | Others
32179 | Budhateet Phc Kota | SPHYGMOMANOMETER(BP APPRATUS) | Pagoda | 3000135458 | Functional | Others
32180 | Budhateet Phc Kota | SPHYGMOMANOMETER(BP APPRATUS) | Pagoda | 3000135459 | Functional | Others
32181 | New Govt Medical College Kota | Spot Light ( Portable ) | Model Not Available | 3000121146 | Functional | Others
32182 | Arain Chc | Blood Bank Refrigerator | Model not available | 3000049289 | Functional | Others
32183 | Kaithun Chc | Radiant Heat Warmer | Model Not Available | 3000130940 | Functional | Others
32184 | Megpur Phc | Binocular Microscope | PZB 22 | 6403 | Functional | Quality Scientific And Mechanical Works Pvt Ltd
32185 | Govt Hospital Nasirabad Sdh | Slit Lamp | Model Not Available | 3000047643 | Functional | Others
32186 | Govt Hospital Nasirabad Sdh | Slit Lamp | Model Not Available | 3000047637 | Functional | Others
32187 | Charbhuja Chc | SPHYGMOMANOMETER(BP APPRATUS) | MODEL NOT AVAILABLE | 3000209590 | Functional | Others
32188 | Charbhuja Chc | FOGGING MACHINE | MODEL NOT AVAILABLE | 3000209588 | Functional | Others
32189 | Govt Hospital Nasirabad Sdh | Instrument Sterilizer | Model Not Available | 3000047639 | Functional | Others
32190 | Kundera Chc Sawai Madhopur | STABILIZER | MODEL NOT AVAILABLE | 3000202621 | Functional | Others
32191 | Rashmi Chc | SPHYGMOMANOMETER(BP APPRATUS) | MODEL NOT AVAILABLE | 3000208245 | Functional | Others
32192 | Mawasa Phc Kota | Hemoglobin Analyzer | Model not available | 3000135801 | Functional | Others
32193 | Dheebri Chambal Phc | Weighing Machine | MODEL NOT AVAILABLE | 3000135418 | Functional | Others
32194 | Udaipurwati Chc | Instrument Sterilizer | Model Not Available | 3000218381 | Non Functional Repairable | Others
32195 | Udaipurwati Chc | ECG Machine (Single Channel) | Maestros - Magic | 110793098 | Functional | Maestros Mediline Systems Limited
32196 | Bhinay Chc | Freezes | MODEL NOT AVAILABLE | 3000047151 | Functional | Others
32197 | Khatoli Chc Kota | Blood Bank Refrigerator | Model not available | 3000135436 | Functional | Others
32198 | Satellite Hospital Adarsh Nagar Ajmer | Nebulizer | MODEL NOT AVAILABLE | 2000033502 | Functional | Others
32199 | Satellite Hospital Adarsh Nagar Ajmer | Nebulizer | MODEL NOT AVAILABLE | 2000033505 | Functional | Others
32200 | Khatoli Chc Kota | Radiant Heat Warmer | Meditrin - Heat Warmer | 3000135516 | Functional | Others
32201 | Khatoli Chc Kota | Centrifuge Machine ( 8 Tube) | Model Not Available | 3000135520 | Functional | Others
32202 | Udaipurwati Chc | Phototherepy Unit | MODEL NOT AVAILABLE | 3000218394 | Functional | Fanem
32203 | Bhinay Chc | Sahlis HB Meter | Model not available | 3000047166 | Functional | Others
32204 | Sadas Chc Chittorgarh | Semi Automated Chemistry Analyzer | Model not Available | 3000208323 | Functional | Others
32205 | Satellite Hospital Adarsh Nagar Ajmer | Boyles Apparatus | MODEL NOT AVAILABLE | 2000033547 | Functional | Others
32206 | Sadas Chc Chittorgarh | Sahlis HB Meter | Model not available | 3000208326 | Functional | Others
32207 | Khatoli Chc Kota | O.T. Light Single Dome | MODEL NOT AVAILABLE | 3000135434 | Functional | Others
32208 | Deveta Phc | Ice lined refrigerator | MK-144 | 91209664 | Functional | Vestfrost Solutions
32209 | Jalsu Chc | Semi Automated Chemistry Analyzer | CPC - STAT FAX 3300 | 7600 | Functional | Cpc Diagnostics Pvt Ltd
32210 | New Govt Medical College Kota | Blood Bank Refrigerator | REMI - BR 300 | 3000055105 | Functional | Others
32211 | New Govt Medical College Kota | Blood Bank Refrigerator | REMI - BR 300 | 3000055104 | Functional | Others
32212 | New Govt Medical College Kota | Blood Bank Refrigerator | REMI - BR 300 | 3000055103 | Functional | Others
32213 | New Govt Medical College Kota | Blood Bank Refrigerator | REMI - BR 300 | 3000055102 | Functional | Others
32214 | Sihod Phc | Baby Weighing Machine | Model Not Available | 3000218694 | Non Functional Repairable | Others
32215 | Sms Hospital | Colorimeter | MODEL NOT AVAILABLE | 3000085777 | Functional | Others
32216 | Jawahar Hospital Jaisalmer Dh | Microplate Reader | RT-2100c | 3000056412 | Functional | Rayto Life And Analytical Sciences Co Ltd
32217 | Sms Hospital | Incubator | MODEL NOT AVAILABLE | 243 | Functional | Others
32218 | Malpura Chc | FOGGING MACHINE | MODEL NOT AVAILABLE | 3000088377 | Functional | Others
32219 | Suket Chc | Centrifuge Machine ( 4 Tube ) | Model not available | 3000261033 | Functional | Others
32220 | Amet Chc | Blood Mixer ( Roller Mixer ) | Model not available | 3000209312 | Functional | Others
32221 | Gilund Phc | Ice lined refrigerator | Model Not Available | 3000262623 | Functional | Others
32222 | Gilund Phc | Ice lined refrigerator | Model Not Available | 3000262624 | Functional | Others
32223 | Amet Chc | Instrument Sterilizer | Model Not Available | 3000209327 | Functional | Others
32224 | Lakasaneeja Phc | Freezes | Kelvinator KGE 193 | 3000135501 | Functional | Others
32225 | Dhaneriya Phc | Binocular Microscope | Model Not Available | 3000209496 | Functional | Others
32226 | New Govt Medical College Kota | BLOOD DONOR COUCH | MODEL NOT AVAILABLE | 3000055101 | Functional | Others
32227 | Ramganj Mandi Chc | Suction Machine | Model Not Available | 3000261083 | Functional | Others
32228 | Ramganj Mandi Chc | Suction Machine | Model Not Available | 3000261073 | Functional | Others
32229 | Dadabari Chc | Suction Machine | Model Not Available | 3000135220 | Functional | Others
32230 | Dadabari Chc | Suction Machine | Model Not Available | 3000135219 | Functional | Others
32231 | Dadabari Chc | Suction Machine | Model Not Available | 3000135210 | Functional | Others
32232 | Baar Phc | Baby Weighing Machine | Crown | 3000209783 | Functional | Others
32233 | Dadabari Chc | Phototherepy Unit | MODEL NOT AVAILABLE | 3000135202 | Functional | Others
32234 | Jethana Phc | Binocular Microscope | Model Not Available | 2000033169 | Functional | Others
32235 | Jethana Phc | Binocular Microscope | Model Not Available | 2000033168 | Functional | Others
32236 | Lambodi Phc | Baby Weighing Machine | Model Not Available | 3000209598 | Functional | Others
32237 | Jethana Phc | Blood Bank Refrigerator | Model not available | 2000033167 | Functional | Others
32238 | Dispensary Topkhana Huzuri City | Baby Weighing Machine | Model Not Available | 3000086787 | Functional | Others
32239 | Jethana Phc | Centrifuge Machine ( 6 Tube ) | Model Not Available | 2000033166 | Functional | Others
32240 | Lambodi Phc | Fetal Monitor | MODEL NOT AVAILABLE | 3000209599 | Functional | Others
32241 | Railmagra Chc | Labour Table | Model Not Available | 3000262550 | Functional | Others
32242 | Dispensary Topkhana Huzuri City | Centrifuge Machine ( 8 Tube) | Model Not Available | 3000086785 | Functional | Metro Traiding Corporation
32243 | Railmagra Chc | Labour Table | Model Not Available | 3000262551 | Functional | Others
32244 | Lambodi Phc | Weighing Machine | MODEL NOT AVAILABLE | 3000209602 | Functional | Others
32245 | Dispensary Topkhana Huzuri City | Glucometer | Model not available | 3000086786 | Functional | Metro Traiding Corporation
32246 | Railmagra Chc | FOOT OPERATED SUCTION MACHINE | SU-101 | 3000262552 | Functional | Others
32247 | Lambodi Phc | Suction Machine | Model Not Available | 3000209601 | Functional | Others
32248 | Railmagra Chc | Baby Weighing Machine | Crown | 3000262553 | Functional | Others
32249 | Pisangan Chc | Hemoglobin meter | Model Not Available | 2000032676 | Functional | Others
32250 | Railmagra Chc | Radiant Heat Warmer | Meditrin - Heat Warmer | 3000262557 | Functional | Others
32251 | Railmagra Chc | Radiant Heat Warmer | Meditrin - Heat Warmer | 3000262563 | Functional | Others
32252 | Railmagra Chc | ECG Machine (Three Channel ) | Model Not Available | 3000262564 | Functional | Others
32253 | Railmagra Chc | Suction Machine | Model Not Available | 3000262565 | Functional | Others
32254 | Pisangan Chc | Centrifuge Machine ( 6 Tube ) | Model Not Available | KGLC-2726 | Not in use | Others
32255 | Railmagra Chc | Semi Automated Chemistry Analyzer | 3300 | 3000262567 | Functional | Others
32256 | Tal Phc | Incubator | MODEL NOT AVAILABLE | 3000262699 | Functional | Others
32257 | Jethana Phc | Freezes | MODEL NOT AVAILABLE | 2000033164 | Functional | Others
32258 | Pisangan Chc | Glucometer | Model not available | 2000032679 | Functional | Others
32259 | Railmagra Chc | FOOT OPERATED SUCTION MACHINE | SU-101 | 3000262558 | Functional | Others
32260 | Lambodi Phc | Baby Weighing Machine | Model Not Available | 3000209602 | Functional | Others
32261 | Lakasaneeja Phc | Ice lined refrigerator | Model Not Available | 3000135499 | Functional | Others
32262 | Jawahar Hospital Jaisalmer Dh | Intensive Care Bed | Model Not Available | 3000056894 | Functional | Others
32263 | Jawahar Hospital Jaisalmer Dh | Intensive Care Bed | Model Not Available | 3000056895 | Functional | Others
32264 | Jawahar Hospital Jaisalmer Dh | Intensive Care Bed | Nuneb Pro | 2000025009 | Functional | Hemant Surgicals
32265 | Jawahar Hospital Jaisalmer Dh | Intensive Care Bed | Model Not Available | 3000056897 | Functional | Others
32266 | Jawahar Hospital Jaisalmer Dh | Intensive Care Bed | Model Not Available | 3000056898 | Functional | Others
32267 | Jawahar Hospital Jaisalmer Dh | Intensive Care Bed | Model Not Available | 3000056899 | Functional | Others
32268 | Jawahar Hospital Jaisalmer Dh | Intensive Care Bed | Model Not Available | 3000056900 | Functional | Others
32269 | Jawahar Hospital Jaisalmer Dh | Intensive Care Bed | Model Not Available | 3000056901 | Functional | Others
32270 | Jawahar Hospital Jaisalmer Dh | Intensive Care Bed | Model Not Available | 3000056902 | Functional | Others
32271 | Jalsu Chc | Ice lined refrigerator | MK-144 | 90503600 | Functional | Vestfrost Solutions
32272 | Sihod Phc | SPHYGMOMANOMETER(BP APPRATUS) | MODEL NOT AVAILABLE | 3000218691 | Non Functional Repairable | Others
32273 | Sihod Phc | SPHYGMOMANOMETER(BP APPRATUS) | MODEL NOT AVAILABLE | 3000218692 | Non Functional Repairable | Others
32274 | Sihod Phc | SPHYGMOMANOMETER(BP APPRATUS) | MODEL NOT AVAILABLE | 3000218693 | Non Functional Repairable | Others
32275 | Sms Hospital | ECG Machine (Single Channel) | BPL - Cardiart 108T | CT9J13880 | Functional | Bpl Medical Technologies
32276 | Sihod Phc | Pulse Oxymeter | Model Not Available | 3000218704 | Functional | Others
32277 | Modak Chc | Suction Machine | Model Not Available | 3000261103 | Functional | Others
32278 | M B S Hospital Kota | Defibrillator | MODEL NOT AVAILABLE | 3000121137 | Functional | Others
32279 | M B S Hospital Kota | Defibrillator | MODEL NOT AVAILABLE | 3000055828 | Functional | Others
32280 | M B S Hospital Kota | Defibrillator | MODEL NOT AVAILABLE | 3000055831 | Functional | Others
32281 | Amet Chc | Hot Air Oven | Model not available | 3000209341 | Functional | Others
32282 | Pachlangi Phc | Glucometer | Model not available | RMDB021582 | Functional | Others
32283 | Mayajlar Phc | Ice lined refrigerator | HBC-70 | 3000056091 | Functional | Others
32284 | Mandana Chc Kota | Baby Weighing Machine | Model Not Available | 3000135734 | Functional | Others
32285 | Kankroli Chc | Spot Light ( Portable ) | Model Not Available | 3000209271 | Not in use | Others
32286 | Ramganj Mandi Chc | ECG Machine (Single Channel) | Model Not Available | 3000261057 | Functional | Others
32287 | Sherpur Phc | Wax Bath Machine | Model Not Available | 3000138878 | Functional | Others
32288 | Sadas Chc Chittorgarh | Blood Bank Refrigerator | Model not available | 3000208327 | Functional | Others
32289 | Sadas Chc Chittorgarh | Blood Bank Refrigerator | Model not available | 3000208328 | Functional | Others
32290 | Suket Chc | Freezes | Kelvinator KGE 193 | 3000261014 | Functional | Others
32291 | Khamnor Chc | SPHYGMOMANOMETER(BP APPRATUS) | MODEL NOT AVAILABLE | 3000209466 | Functional | Others
32292 | Khamnor Chc | SPHYGMOMANOMETER(BP APPRATUS) | MODEL NOT AVAILABLE | 3000209467 | Functional | Others
32293 | Udaipurwati Chc | Syringe Needle Destroyer | Model not available | 3000218367 | Functional | Others
32294 | Jawaja Chc | Colorimeter | MODEL NOT AVAILABLE | 3000049070 | Functional | Others
32295 | Jawaja Chc | Colorimeter | MODEL NOT AVAILABLE | 3000049072 | Functional | Others
32296 | Suket Chc | Ice lined refrigerator | MK - 142 | 3000261027 | Functional | Others
32297 | Khamnor Chc | Freezes | MODEL NOT AVAILABLE | 3000209469 | Functional | Others
32298 | Khamnor Chc | SPHYGMOMANOMETER(BP APPRATUS) | MODEL NOT AVAILABLE | 3000209468 | Functional | Others
32299 | Zanana Hospital Ajmer Medical Collage Hospital | Binocular Microscope | Model Not Available | 2000033776 | Functional | Others
32300 | Devliya Kalan Phc | O.T. Light Single Dome | MODEL NOT AVAILABLE | 2000032955 | Functional | Others
32301 | Devliya Kalan Phc | Hydraulic Operation Table | MODEL NOT AVAILABLE | 2000032955 | Functional | Others
32302 | M B S Hospital Kota | Glucometer | Model not available | 14024 | Functional | Others
32303 | M B S Hospital Kota | Glucometer | Model not available | 3000055403 | Functional | Others
32304 | M B S Hospital Kota | Glucometer | Model not available | 3000055401 | Functional | Others
32305 | Charchoma Phc | Suction Machine | Model Not Available | 3000135252 | Functional | Panacea Engineering Medicine
32306 | Charchoma Phc | Centrifuge Machine ( 12 Tube ) | Model Not Available | 3000135255 | Functional | Others
32307 | Charchoma Phc | Centrifuge Machine ( 12 Tube ) | Model Not Available | 3000135257 | Functional | Others
32308 | Bhimganj Mandi Chc | Labour Table | Model Not Available | 3000130913 | Functional | Others
32309 | Morpa Phc Kota | SPHYGMOMANOMETER(BP APPRATUS) | MODEL NOT AVAILABLE | 3000135344 | Functional | Others
32310 | Morpa Phc Kota | SPHYGMOMANOMETER(BP APPRATUS) | MODEL NOT AVAILABLE | 3000135345 | Functional | Others
32311 | Bhandaheda Phc | SPHYGMOMANOMETER(BP APPRATUS) | MODEL NOT AVAILABLE | 3000131000 | Functional | Others
32312 | M B S Hospital Kota | Dental Drill Machine-Hand Piece | Model not available | 3000046941 | Functional | Others
32313 | New Govt Medical College Kota | Syringe Needle Destroyer | Model not available | 3000055279 | Functional | Others
32314 | Amet Chc | Labour Table | Model Not Available | 30000209324 | Functional | Others
32315 | Dhaneriya Phc | Glucometer | Model not available | 3000209498 | Functional | Others
32316 | Dhaneriya Phc | Glucometer | Model not available | 3000209499 | Functional | Others
32317 | Ramganj Mandi Chc | Labour Table | Model Not Available | 3000261066 | Functional | Others
32318 | Amet Chc | SPHYGMOMANOMETER(BP APPRATUS) | MODEL NOT AVAILABLE | 3000209352 | Functional | Others
32319 | Rasulpur Phc | FOOT OPERATED SUCTION MACHINE | MODEL NOT AVAILABLE | 3000218662 | Functional | Surgicoin Medequip Pvt Ltd
32320 | Sameecha Phc | Sahlis HB Meter | Model not available | 3000209619 | Functional | Others
32321 | Pachlangi Phc | Ice lined refrigerator | HBD-116 | 3000218237 | Functional | Haier Appliances India Pvt
32322 | Pachlangi Phc | FOOT OPERATED SUCTION MACHINE | MODEL NOT AVAILABLE | 3000218239 | Functional | Others
32323 | Sameecha Phc | Ice lined refrigerator | HBC-70 | 3000209624 | Functional | Others
32324 | Modak Ganv Phc Kota | Weighing Machine | Crown | 3000261089 | Functional | Others
32325 | Modak Ganv Phc Kota | Weighing Machine | Crown | 3000261090 | Functional | Others
32326 | Sameecha Phc | Blood Bank Refrigerator | Model not available | 3000209626 | Functional | Others
32327 | Sameecha Phc | Blood Bank Refrigerator | Model not available | 3000209627 | Functional | Others
32328 | Pachlangi Phc | Syringe Needle Destroyer | Model not available | 3000218241 | Functional | Bhasin Sons Private Limited
32329 | Banedia Phc | Labour Table | Model Not Available | 3000209548 | Functional | Others
32330 | Jln Central Store Medical College | Monocular Microscope | Model not available | 141174623 | Functional | Others
32331 | Jln Central Store Medical College | Monocular Microscope | Model not available | 141174577 | Functional | Others
32332 | Jln Central Store Medical College | Monocular Microscope | Model not available | 141174589 | Functional | Others
32333 | Jln Central Store Medical College | Monocular Microscope | Model not available | 141174618 | Functional | Others
32334 | Jln Central Store Medical College | Monocular Microscope | Model not available | 141174584 | Functional | Others
32335 | Jln Central Store Medical College | Monocular Microscope | Model not available | 141174569 | Functional | Others
32336 | Mandana Chc Kota | Freezes | MODEL NOT AVAILABLE | 3000135741 | Functional | Others
32337 | Kelwara Chc | Oxygen Hood | MODEL NOT AVAILABLE | 3000262654 | Functional | Others
32338 | Mandana Chc Kota | Binocular Microscope | Model Not Available | 3000135745 | Functional | Others
32339 | Mandana Chc Kota | Binocular Microscope | Model Not Available | 3000135748 | Functional | Others
32340 | Pisangan Chc | Nebulizer | MODEL NOT AVAILABLE | 2000032731 | Functional | Others
32341 | Karnoj Phc | Syringe Needle Destroyer | Microsil ND-60 | 2000032756 | Functional | Others
32342 | Karnoj Phc | Blood Bank Refrigerator | Model not available | 2000032758 | Functional | Others
32343 | Gangarar Chc | Hydraulic Operation Table | MODEL NOT AVAILABLE | 3000208284 | Functional | Others
32344 | Gangarar Chc | Hydraulic Operation Table | MODEL NOT AVAILABLE | 3000208285 | Functional | Others
32345 | Kharwa Phc | Blood Bank Refrigerator | Model not available | 2000032810 | Functional | Others
32346 | Karnoj Phc | Syringe Needle Destroyer | Model not available | 2000032760 | Functional | Others
32347 | Jethana Phc | Nebulizer | MODEL NOT AVAILABLE | 2000033165 | Functional | Others
32348 | Railmagra Chc | Freezes | MODEL NOT AVAILABLE | 3000262559 | Functional | Others
32349 | Pisangan Chc | Hemoglobin meter | Model Not Available | 2000032680 | Functional | Others
32350 | Railmagra Chc | Water Bath | Yorco - YSI-413D | 3000262561 | Functional | Others
32351 | Tal Phc | Micropipettes | MODEL NOT AVAILABLE | 3000262703 | Functional | Others
32352 | Railmagra Chc | SPHYGMOMANOMETER(BP APPRATUS) | MODEL NOT AVAILABLE | 3000262562 | Functional | Others
32353 | Jethana Phc | Ice lined refrigerator | HBC-70 | 2000033163 | Functional | Others
32354 | Jethana Phc | Ice lined refrigerator | HBC-70 | 2000033161 | Functional | Others
32355 | Tal Phc | Radiant Heat Warmer | Zeal - RHW 2101A | 3000262704 | Functional | Others
32356 | Jethana Phc | Freezes | MODEL NOT AVAILABLE | 2000033162 | Functional | Others
32357 | Jethana Phc | Freezes | MODEL NOT AVAILABLE | 2000033158 | Functional | Others
32358 | Jethana Phc | Suction Machine | Model Not Available | 2000033160 | Functional | Others
32359 | Tal Phc | Freezes | MODEL NOT AVAILABLE | 25010846 | Functional | Others
32360 | Tal Phc | Freezes | MODEL NOT AVAILABLE | 3000262712 | Functional | Others
32361 | Jethana Phc | O.T. Light Single Dome | MODEL NOT AVAILABLE | 2000033159 | Functional | Others
32362 | Khamnor Chc | Centrifuge Machine ( 8 Tube) | Model Not Available | 3000209418 | Functional | Others
32363 | Khamnor Chc | Incubator | MODEL NOT AVAILABLE | 3000209419 | Functional | Others
32364 | Khamnor Chc | Semi Automated Chemistry Analyzer | Model not Available | 3000209410 | Functional | Others
32365 | Khamnor Chc | Blood Cell Counter - 3 part | Model not available | 3000209412 | Functional | Others
32366 | Pisangan Chc | Autoclave | Model not available | 590 | Functional | Others
32367 | Amet Chc | Radiant Heat Warmer | Meditrin - Heat Warmer | 3000209330 | Functional | Others
32368 | Gilund Phc | Syringe Needle Destroyer | Model not available | 3000262618 | Functional | Others
32369 | M B S Hospital Kota | Suction Machine | Model Not Available | 3000046940 | Functional | Others
32370 | Dadabari Chc | O.T. Light Single Dome | MODEL NOT AVAILABLE | 3000135221 | Functional | Others
32371 | Dadabari Chc | O.T. Light Single Dome | MODEL NOT AVAILABLE | 3000135215 | Functional | Others
32372 | M B S Hospital Kota | Ventilator | Model Not Available | 3000046937 | Functional | Others
32373 | M B S Hospital Kota | SPHYGMOMANOMETER(BP APPRATUS) | MODEL NOT AVAILABLE | 3000055371 | Functional | Others
32374 | M B S Hospital Kota | SPHYGMOMANOMETER(BP APPRATUS) | MODEL NOT AVAILABLE | 3000055376 | Functional | Others
32375 | Pachlangi Phc | Binocular Microscope | Model Not Available | 3000218247 | Functional | Alco Medical Microscopes
32376 | Kelwara Chc | ECG Machine (Single Channel) | BPL - Cardiart 108T | 3000262639 | Functional | Others
32377 | Banedia Phc | Syringe Needle Destroyer | Model not available | 3000209547 | Functional | Others
32378 | Itawa Chc | Blood Bank Refrigerator | Model not available | 3000135668 | Functional | Others
32379 | Mandana Chc Kota | Radiant Heat Warmer | Model Not Available | 3000135736 | Functional | Others
32380 | Satal Khedi Phc | Ice lined refrigerator | HBC-70 | 3000261005 | Functional | Others
32381 | M B S Hospital Kota | Centrifuge Machine ( 8 Tube) | Model Not Available | 3000055821 | Functional | Others
32382 | Kankroli Chc | Phototherepy Unit | MODEL NOT AVAILABLE | 3000209282 | Not in use | Others
32383 | Pipalda Phc | Weighing Machine | MODEL NOT AVAILABLE | 3000135535 | Functional | Others
32384 | Pecherikalan Phc | Weighing Machine | MODEL NOT AVAILABLE | 3000218874 | Functional | Crown Digital Scales Inc
32385 | M G Hospital Banswara Dh | Nebulizer | MODEL NOT AVAILABLE | pcb105829 | Non Functional Not Repairable | Mrk Healthcare Pvt Ltd Delhi
32386 | Pecherikalan Phc | SPHYGMOMANOMETER(BP APPRATUS) | Pagoda | 3000218875 | Functional | Elite Scientific Corporation
32387 | Pecherikalan Phc | Suction Machine | Model Not Available | 3000218877 | Non Functional Repairable | Atlas Surgical Company
32388 | Pecherikalan Phc | Syringe Needle Destroyer | Nulife - Dots | NBSD0714231 | Functional | Mrk Healthcare Pvt Ltd Delhi
32389 | Pecherikalan Phc | Monocular Microscope | Model not available | 3000218882 | Functional | Others
32390 | Pecherikalan Phc | Ice lined refrigerator | HBC-70 | 0B2A9B0097 | Functional | Haier Appliances India Pvt
32391 | Pecherikalan Phc | SPHYGMOMANOMETER(BP APPRATUS-Digital) | Model Not Available | 3000218886 | Functional | Others
32392 | Pecherikalan Phc | SPHYGMOMANOMETER(BP APPRATUS) | Pagoda | 3000218887 | Non Functional Repairable | Elite Scientific Corporation
32393 | M B S Hospital Kota | Dental Drill Machine-Hand Piece | Model not available | 3000046947 | Functional | Others
32394 | M B S Hospital Kota | Dental Drill Machine-Hand Piece | Model not available | 3000046950 | Functional | Others
32395 | Dantra Phc | Freezes | VEE 184 | 2000032781 | Functional | Others
32396 | Govindgarh Phc | Freezes | MODEL NOT AVAILABLE | 2000032647 | Functional | Others
32397 | Govindgarh Phc | Blood Bank Refrigerator | Model not available | 2000032651 | Functional | Others
32398 | Kanera Chc | Suction Machine | Model Not Available | 3000208336 | Functional | Others
32399 | Mandawara Phc | Syringe Needle Destroyer | Nulife - Dots | MDSD0726033 | Functional | Mrk Healthcare Pvt Ltd Delhi
32400 | Richead Phc | Blood Bank Refrigerator | Model not available | 3000209563 | Functional | Others
32401 | Pisangan Chc | Blood Mixer ( Roller Mixer ) | Model not available | 2000032685 | Functional | Others
32402 | Richead Phc | Instrument Sterilizer | Model Not Available | 3000209566 | Functional | Others
32403 | Pisangan Chc | Centrifuge Machine ( 8 Tube) | Model Not Available | 2000032686 | Functional | Others
32404 | Richead Phc | Suction Machine | Surgicoin | 3000209569 | Functional | Others
32405 | Tihari Phc | Suction Machine | Model Not Available | 2000032424 | Functional | Others
32406 | Tihari Phc | Centrifuge Machine ( 4 Tube ) | Model not available | 2000032432 | Functional | Others
32407 | Pisangan Chc | Pulse Oxymeter | Model 900 | 2000032689 | Functional | Others
32408 | Tihari Phc | Incubator | MODEL NOT AVAILABLE | 2000032433 | Functional | Others
32409 | Pisangan Chc | Anesthesia Machine | Larsen and Tourbo | 2000032690 | Functional | Others
32410 | Leedi Phc Ajmer | Binocular Microscope | PZB 22 | 2000032906 | Functional | Others
32411 | Deogarh U Chc | Suction Machine | Model Not Available | 3000209661 | Functional | Others
32412 | Tihari Phc | Syringe Needle Destroyer | Model not available | 2000032435 | Functional | Others
32413 | Leedi Phc Ajmer | Syringe Needle Destroyer | Microsil ND 20 | 2000032907 | Functional | Others
32414 | Leedi Phc Ajmer | Radiant Heat Warmer | Zeal - RHW 2101A | 2000032908 | Not in use | Others
32415 | Leedi Phc Ajmer | Spot Light ( Portable ) | Model Not Available | 2000032909 | Functional | Others
32416 | Chanwra Phc | Pulse Oxymeter | Model Not Available | 0814E21406303226 | Functional | Others
32417 | Leedi Phc Ajmer | Syringe Needle Destroyer | Model not available | 2000032910 | Functional | Others
32418 | Chanwra Phc | SPHYGMOMANOMETER(BP APPRATUS) | MODEL NOT AVAILABLE | 141248003222108 | Functional | Others
32419 | Sms Hospital | Monocular Microscope | Model not available | 110639998 | Functional | Labomed
32420 | Sms Hospital | Monocular Microscope | Model not available | 110740209 | Functional | Labomed
32421 | Sms Hospital | Monocular Microscope | Model not available | 110740662 | Functional | Labomed
32422 | Sms Hospital | Monocular Microscope | Model not available | 110639964 | Functional | Labomed
32423 | Sms Hospital | Monocular Microscope | Model not available | 110639963 | Functional | Labomed
32424 | Sms Hospital | Monocular Microscope | Model not available | 110639968 | Functional | Labomed
32425 | City Dispensary Mahavir Nagar | Binocular Microscope | PZB 22 | 70675 | Functional | Others
32426 | Lakasaneeja Phc | Binocular Microscope | Model not available | 2000025157 | Functional | Others
32427 | Lakasaneeja Phc | Syringe Needle Destroyer | Nulife - Dots | 3000135507 | Functional | Others
32428 | Ramganj Mandi Chc | Ice lined refrigerator | HBC-70 | 3000261079 | Functional | Others
32429 | Jhalo Ki Madar Chc | Sahlis HB Meter | Model not available | 3000262465 | Functional | Others
32430 | Jhalo Ki Madar Chc | Baby Weighing Machine | Model Not Available | 3000262472 | Functional | Others
32431 | Rasulpur Phc | Ice lined refrigerator | HBC-70 | BZ97E0066 | Functional | Haier Appliances India Pvt
32432 | Rasulpur Phc | Instrument Sterilizer | Model Not Available | 3000281090 | Functional | Others
32433 | Satal Khedi Phc | Binocular Microscope | Microlux - 16 | 3000261003 | Functional | Others
32434 | Satal Khedi Phc | Weighing Machine | MODEL NOT AVAILABLE | 3000261006 | Functional | Others
32435 | Kankroli Chc | Freezes | MODEL NOT AVAILABLE | 3000262546 | Functional | Others
32436 | Satal Khedi Phc | Syringe Needle Destroyer | Nulife - Dots | 3000261007 | Functional | Others
32437 | Ramganj Mandi Chc | Incubator | MODEL NOT AVAILABLE | 3000261047 | Functional | Others
32438 | M B S Hospital Kota | Semi Automated Chemistry Analyzer | Model not Available | 3000055814 | Functional | Others
32439 | M B S Hospital Kota | C. T. Scanner | TSX-021B | 3000055822 | Functional | Others
32440 | M G Hospital Banswara Dh | Multi-Para Monitor | Star 55 | AO4550265 | Functional | Others
32441 | M B S Hospital Kota | Anesthesia Machine | MODEL NOT AVAILABLE | 3000055335 | Functional | Others
32442 | Pipali Ah Phc | Instrument Sterilizer | Model Not Available | 3000209760 | Functional | Others
32443 | Bandikui Chc | Hemoglobin meter | Model Not Available | 3000081240 | Functional | Others
32444 | Bhim Chc | Micropipettes | MODEL NOT AVAILABLE | 3000262740 | Functional | Others
32445 | Bhim Chc | Micropipettes | MODEL NOT AVAILABLE | 3000262737 | Functional | Others
32446 | Y N Hospital Kishangarh Sdh | BLOOD DONOR COUCH | MODEL NOT AVAILABLE | 3000047484 | Functional | Others
32447 | Singhana Chc | Syringe Needle Destroyer | Model not available | 3000218910 | Functional | Bhasin Sons Private Limited
32448 | Pisangan Chc | Incubator | MODEL NOT AVAILABLE | 2000032662 | Functional | Others
32449 | Pisangan Chc | Hot Air Oven | Model not available | 2000032663 | Functional | Others
32450 | Kundwa Phc | Syringe Needle Destroyer | Nulife - Dots | NBSD0716697 | Functional | Others
32451 | Kundwa Phc | Syringe Needle Destroyer | Nulife - Dots | NBSD0716698 | Functional | Others
32452 | Kundwa Phc | Syringe Needle Destroyer | Nulife - Dots | 04/200 | Functional | Others
32453 | Pisangan Chc | Colorimeter | MODEL NOT AVAILABLE | 2000032664 | Functional | Others
32454 | Railmagra Chc | Spot Light ( Portable ) | Model Not Available | 3000262583 | Functional | Others
32455 | Pisangan Chc | Binocular Microscope | Model Not Available | 86696 | Functional | Others
32456 | Kundwa Phc | Instrument Sterilizer | Model Not Available | 3000209707 | Functional | Others
32457 | Railmagra Chc | Suction Machine | Model Not Available | 3000262584 | Functional | Others
32458 | Railmagra Chc | FOGGING MACHINE | MODEL NOT AVAILABLE | 3000262585 | Functional | Others
32459 | Railmagra Chc | Pulse Oxymeter | Model 900 | 3000262586 | Functional | Others
32460 | Pisangan Chc | Binocular Microscope | Model Not Available | 2000032667 | Functional | Others
32461 | Kundwa Phc | Radiant Heat Warmer | Meditrin - Heat Warmer | 3000209708 | Functional | Others
32462 | Lassani Phc | Binocular Microscope | Model Not Available | 3000262685 | Functional | Others
32463 | Kundwa Phc | Freezes | MODEL NOT AVAILABLE | 3000209715 | Functional | Others
32464 | Railmagra Chc | Blood Bank Refrigerator | Model not available | 3000262578 | Functional | Others
32465 | Railmagra Chc | Multi-Para Monitor | INNOAVA | 3000262579 | Functional | Others
32466 | Lassani Phc | Labour Table | Model Not Available | 3000262690 | Functional | Others
32467 | Kundwa Phc | Baby Weighing Machine | Model Not Available | 3000209721 | Functional | Others
32468 | Pisangan Chc | Glucometer | Model not available | 9326455 | Not in use | Others
32469 | Railmagra Chc | Boyles Apparatus | MODEL NOT AVAILABLE | 3000262580 | Functional | Others
32470 | Railmagra Chc | ELECTRIC OT TABLE | MODEL NOT AVAILABLE | 3000262581 | Functional | Others
32471 | Bada Bhanuja Phc | Baby Weighing Machine | SUVARANA | 3000209487 | Functional | Others
32472 | Lassani Phc | Spot Light ( Portable ) | Model Not Available | 3000262690 | Functional | Others
32473 | M B S Hospital Kota | Hydraulic Operation Table | MODEL NOT AVAILABLE | 3000046944 | Functional | Others
32474 | M B S Hospital Kota | Hydraulic Operation Table | MODEL NOT AVAILABLE | 3000046351 | Functional | Others
32475 | M B S Hospital Kota | Hydraulic Operation Table | Model not available | 70008 | Non Functional Repairable | Others
32476 | Baar Phc | Radiant Heat Warmer | Meditrin - Heat Warmer | 3000209785 | Functional | Others
32477 | Zilola Phc | Freezes | MODEL NOT AVAILABLE | 3000209366 | Functional | Others
32478 | Dadabari Chc | Fetal Doppler | MODEL NOT AVAILABLE | 3000135207 | Functional | Others
32479 | Kelwara Chc | VDRL Rotator (Rotor and Shaker) | Model Not Available | 3000262633 | Functional | Others
32480 | Pachlangi Phc | SPHYGMOMANOMETER(BP APPRATUS) | MODEL NOT AVAILABLE | 3000218243 | Functional | Others
32481 | Pachlangi Phc | Syringe Needle Destroyer | Model not available | 3000218244 | Functional | Others
32482 | Pachlangi Phc | Glucometer | Easy Touch ET-101 | 3000218251 | Functional | Bio Laboratories Pvt Ltd
32483 | Mayajlar Phc | Freezes | MODEL NOT AVAILABLE | 3000056092 | Functional | Others
32484 | Mandana Chc Kota | Syringe Needle Destroyer | Model not available | 3000135732 | Functional | Others
32485 | Mandana Chc Kota | Syringe Needle Destroyer | Model not available | 3000135744 | Functional | Others
32486 | Mandana Chc Kota | Syringe Needle Destroyer | Model not available | 3000135749 | Functional | Others
32487 | Pachlangi Phc | FOGGING MACHINE | MODEL NOT AVAILABLE | 3000218257 | Functional | Others
32488 | Mandana Chc Kota | SPHYGMOMANOMETER(BP APPRATUS) | MODEL NOT AVAILABLE | 3000135733 | Functional | Others
32489 | Itawa Chc | Defibrillator | MODEL NOT AVAILABLE | 3000135663 | Functional | Others
32490 | Itawa Chc | 100mA X-Ray Machine | Model not available | 3000135665 | Functional | Others
32491 | Mandana Chc Kota | Autoclave | Model not available | 3000259270 | Functional | Others
32492 | Mandana Chc Kota | Autoclave | Model not available | 3000135746 | Functional | Others
32493 | Pecherikalan Phc | SPHYGMOMANOMETER(BP APPRATUS) | Pagoda | 294784 | Functional | Elite Scientific Corporation
32494 | Pecherikalan Phc | Suction Machine | Model Not Available | 3000218889 | Non Functional Repairable | Atlas Surgical Company
32495 | Pecherikalan Phc | Spot Light ( Portable ) | Model Not Available | 3000218891 | Functional | Others
32496 | Pecherikalan Phc | Autoclave | Model not available | 3000218892 | Non Functional Repairable | Others
32497 | Tiba Basai Phc | Weighing Machine | MODEL NOT AVAILABLE | 3000218718 | Functional | Crown Digital Scales Inc
32498 | Tiba Basai Phc | Baby Weighing Machine | Model Not Available | 3000218719 | Functional | Crown Digital Scales Inc
32499 | Tiba Basai Phc | Ice lined refrigerator | HBC-70 | 3000218723 | Functional | Haier Appliances India Pvt
32500 | Savlod Phc | SPHYGMOMANOMETER(BP APPRATUS) | MODEL NOT AVAILABLE | 3000216077 | Non Functional Repairable | Others
32501 | Mandphiya Chc | Syringe Needle Destroyer | Model not available | 3000208205 | Functional | Others
32502 | Mandphiya Chc | Syringe Needle Destroyer | Model not available | 3000203395 | Functional | Others
32503 | Mandphiya Chc | Syringe Needle Destroyer | Model not available | 3000203386 | Functional | Others
32504 | Mandphiya Chc | Syringe Needle Destroyer | Model not available | 3000203392 | Functional | Others
32505 | Mandphiya Chc | O.T. Light Double Dome | MODEL NOT AVAILABLE | 3000208213 | Functional | Others
32506 | Y N Hospital Kishangarh Sdh | Centrifuge Machine ( 4 Tube ) | Model not available | 3000047483 | Functional | Others
32507 | Buhana Chc | Anesthesia Machine | Jupiter 200 | 2001935 | Functional | Alleid Medical Limited
32508 | Singhana Chc | Syringe Needle Destroyer | Nulife - Dots | 3000218926 | Functional | Mrk Healthcare Pvt Ltd Delhi
32509 | Buhana Chc | SPHYGMOMANOMETER(BP APPRATUS) | MODEL NOT AVAILABLE | 99123374 | Functional | Ajay Optical India
32510 | Buhana Chc | SPHYGMOMANOMETER(BP APPRATUS) | MODEL NOT AVAILABLE | 3000216141 | Functional | Ajay Optical India
32511 | Buhana Chc | SPHYGMOMANOMETER(BP APPRATUS) | MODEL NOT AVAILABLE | 3000216142 | Functional | Ajay Optical India
32512 | Buhana Chc | Syringe Needle Destroyer | Model not available | 3000216143 | Functional | Others
32513 | Udaipurwati Chc | Baby Weighing Machine | Model Not Available | 3000218268 | Functional | Crown Digital Scales Inc
32514 | Chirawa Chc | Radiant Heat Warmer | Zeal - RHW 2101A | 3000218302 | Functional | Zeal Medical Pvt Ltd
32515 | Chirawa Chc | Defibrillator | DEFIGARD 4000 | 3000218315 | Functional | Schiller Healthcare India Pvt Ltd
32516 | Deogarh U Chc | Pulse Oxymeter | Comet - P (L and T) | 3000209675 | Functional | Others
32517 | Gothiyana Phc | Syringe Needle Destroyer | Nulife - Dots | 29100 | Functional | Others
32518 | Gothiyana Phc | Blood Bank Refrigerator | Model not available | 91007725 | Not in use | Others
32519 | Gothiyana Phc | Blood Bank Refrigerator | Model not available | 2000032619 | Not in use | Others
32520 | Gothiyana Phc | Blood Bank Refrigerator | Model not available | 2000032620 | Not in use | Others
32521 | Chanwra Phc | Radiant Heat Warmer | Meditrin - Heat Warmer | NRHM/WM09/133 | Non Functional Repairable | Meditrin Instruments
32522 | Chanwra Phc | Suction Machine | Model Not Available | 115315 | Non Functional Repairable | Anand Medicaids Pvt Ltd
32523 | Dariba Chc | Micropipettes | MODEL NOT AVAILABLE | 3000209508 | Functional | Others
32524 | Dariba Chc | Micropipettes | MODEL NOT AVAILABLE | 3000209509 | Functional | Others
32525 | Dariba Chc | Micropipettes | MODEL NOT AVAILABLE | 3000209510 | Functional | Others
32526 | Padampura Phc Jhunjhunu | Blood Bank Refrigerator | Model not available | 3000218536 | Functional | Cmho Supply
32527 | Tyonda Phc | Syringe Needle Destroyer | Model not available | 3000218852 | Functional | Others
32528 | Tyonda Phc | Fetal Doppler | MODEL NOT AVAILABLE | 3000218859 | Functional | Others
32529 | Bhim Chc | Micropipettes | Model not available | 304ES0H05544 | Functional | Others
32530 | Bhim Chc | Micropipettes | MODEL NOT AVAILABLE | 3000262739 | Functional | Others
32531 | Bhim Chc | Binocular Microscope | Model Not Available | 3000262733 | Functional | Others
32532 | M B S Hospital Kota | ECG Machine (Twelve Channel ) | Model Not Available | 3000055421 | Functional | Others
32533 | Kunwathal Phc | Blood Bank Refrigerator | Model not available | 3000209649 | Functional | Others
32534 | Kunwathal Phc | FOOT OPERATED SUCTION MACHINE | MODEL NOT AVAILABLE | 3000209653 | Functional | Others
32535 | Kunwathal Phc | FOOT OPERATED SUCTION MACHINE | MODEL NOT AVAILABLE | 3000209657 | Functional | Others
32536 | Deogarh U Chc | SPHYGMOMANOMETER(BP APPRATUS) | MODEL NOT AVAILABLE | 6808 | Functional | Others
32537 | Kunwathal Phc | Labour Table | Model Not Available | 3000209654 | Functional | Others
32538 | Kunwathal Phc | SPHYGMOMANOMETER(BP APPRATUS) | MODEL NOT AVAILABLE | 3000209658 | Functional | Others
32539 | Kadel Phc | Incubator | MODEL NOT AVAILABLE | 2000034353 | Functional | Others
32540 | Kadel Phc | Freezes | MODEL NOT AVAILABLE | 2000034354 | Functional | Others
32541 | Bandikui Chc | Instrument Sterilizer | Model Not Available | 3000081236 | Functional | Cmho Supply
32542 | Bandikui Chc | Instrument Sterilizer | Model Not Available | 3000081237 | Functional | Cmho Supply
32543 | Bandikui Chc | Instrument Sterilizer | Model Not Available | 3000081238 | Functional | Cmho Supply
32544 | M B S Hospital Kota | ELISA Washer | Model not available | 3000055848 | Functional | Others
32545 | M B S Hospital Kota | Laminar Flow | KCH-B | 3000055792 | Functional | Others
32546 | M B S Hospital Kota | Binocular Microscope | Labomed - Vision 2000 | 3000055780 | Functional | Others
32547 | M B S Hospital Kota | Binocular Microscope | Labomed - Vision 2000 | 3000055781 | Functional | Others
32548 | Savlod Phc | SPHYGMOMANOMETER(BP APPRATUS) | MODEL NOT AVAILABLE | 3000216096 | Non Functional Repairable | Others
32549 | Rampura District Hospitalkota Dh | Oxygen Concentrator | Model Not Available | 3000055970 | Functional | Others
32550 | Rampura District Hospitalkota Dh | Oxygen Concentrator | Model Not Available | 3000055971 | Functional | Others
32551 | Rampura District Hospitalkota Dh | Oxygen Concentrator | Model Not Available | 3000055972 | Functional | Others
32552 | Rampura District Hospitalkota Dh | Oxygen Concentrator | Model Not Available | 3000055973 | Functional | Others
32553 | Jln Central Store Medical College | Pulse Oxymeter | Model Not Available | 2000033635 | Functional | Others
32554 | Jln Central Store Medical College | Pulse Oxymeter | Model Not Available | 2000033636 | Functional | Others
32555 | Jln Central Store Medical College | Pulse Oxymeter | Model Not Available | 2000033645 | Functional | Others
32556 | Pipali Ah Phc | Centrifuge Machine ( 4 Tube ) | Model not available | 3000262440 | Functional | Others
32557 | Savlod Phc | Weighing Machine | MODEL NOT AVAILABLE | 3000216078 | Non Functional Repairable | Others
32558 | Pipali Ah Phc | Baby Weighing Machine | Model Not Available | 3000262447 | Functional | Others
32559 | Pipali Ah Phc | Baby Weighing Machine | Model Not Available | 9076 | Non Functional Not Repairable | Zeal Medical Pvt Ltd
32560 | Y N Hospital Kishangarh Sdh | Defibrillator | MODEL NOT AVAILABLE | 3000047501 | Functional | Others
32561 | Mandphiya Chc | ECG Machine (Single Channel) | Model Not Available | 3000208218 | Functional | Others
32562 | Mandphiya Chc | ECG Machine (Single Channel) | Model Not Available | 3000208221 | Functional | Others
32563 | Ramsar Phc | Freezes | MODEL NOT AVAILABLE | 2000032607 | Functional | Others
32564 | Pisangan Chc | Centrifuge Machine ( 8 Tube) | Model Not Available | 2000032677 | Functional | Others
32565 | Railmagra Chc | Baby Weighing Machine | Model Not Available | 3000262560 | Functional | Others
32566 | Lambodi Phc | SPHYGMOMANOMETER(BP APPRATUS) | MODEL NOT AVAILABLE | 14B404 | Functional | Others
32567 | Pisangan Chc | Binocular Microscope | M L W Intermed | 2000032666 | Functional | Others
32568 | Railmagra Chc | Hot Air Oven | Model not available | 3000262587 | Functional | Others
32569 | Pisangan Chc | Binocular Microscope | Model Not Available | 957176 | Functional | Others
32570 | Pisangan Chc | Monocular Microscope | Model not available | 3355 | Not in use | Others
32571 | Railmagra Chc | ELECTRIC OT TABLE | MODEL NOT AVAILABLE | 3000262582 | Functional | Others
32572 | Lassani Phc | Freezes | MODEL NOT AVAILABLE | 3000262698 | Functional | Others
32573 | Lassani Phc | SPHYGMOMANOMETER(BP APPRATUS) | MODEL NOT AVAILABLE | 3000262695 | Functional | Others
32574 | Y N Hospital Kishangarh Sdh | ECG Machine (Single Channel) | Model Not Available | 3000047453 | Functional | Others
32575 | Y N Hospital Kishangarh Sdh | ECG Machine (Single Channel) | Model Not Available | 3000047452 | Functional | Others
32576 | Y N Hospital Kishangarh Sdh | ECG Machine (Single Channel) | Model Not Available | 3000047457 | Functional | Others
32577 | Y N Hospital Kishangarh Sdh | Slit Lamp | Model Not Available | 3000047451 | Functional | Others
32578 | Y N Hospital Kishangarh Sdh | Slit Lamp | Model Not Available | 3000047450 | Functional | Others
32579 | M G Hospital Banswara Dh | Suction Machine | Model Not Available | 3000207009 | Functional | Others
32580 | Tiba Basai Phc | Nebulizer | MODEL NOT AVAILABLE | 155303 | Non Functional Repairable | Others
32581 | Tiba Basai Phc | Incubator | MODEL NOT AVAILABLE | 3000218727 | Functional | Others
32582 | Tiba Basai Phc | Monocular Microscope | Model not available | 3000218729 | Functional | Olympus Diagnostic Systems
32583 | Tiba Basai Phc | Syringe Needle Destroyer | Nulife - Dots | 3000218738 | Non Functional Repairable | Mrk Healthcare Pvt Ltd Delhi
32584 | Tiba Basai Phc | Instrument Sterilizer | Model Not Available | 3000218739 | Functional | Others
32585 | Tiba Basai Phc | Syringe Needle Destroyer | Model not available | 3000218740 | Functional | Bhasin Sons Private Limited
32586 | Tiba Basai Phc | Syringe Needle Destroyer | Model not available | 3000218741 | Functional | Bhasin Sons Private Limited
32587 | Kankroli Chc | Spot Light ( Portable ) | Model Not Available | 3000209276 | Functional | Others
32588 | Chanana Phc | Ice lined refrigerator | MK - 142 | 15100165 | Functional | Vestfrost Solutions
32589 | Bhim Chc | ECG Machine (Single Channel) | Model Not Available | 3000262754 | Functional | Others
32590 | Chanana Phc | Syringe Needle Destroyer | Model not available | 3000218499 | Functional | Others
32591 | Chanana Phc | Syringe Needle Destroyer | Model not available | 3000218500 | Functional | Others
32592 | Bhim Chc | SPHYGMOMANOMETER(BP APPRATUS) | MODEL NOT AVAILABLE | 3000262745 | Functional | Others
32593 | Bhim Chc | SPHYGMOMANOMETER(BP APPRATUS) | MODEL NOT AVAILABLE | 3000262722 | Functional | Others
32594 | Chanana Phc | SPHYGMOMANOMETER(BP APPRATUS) | MODEL NOT AVAILABLE | 120jun1421108 | Functional | Others
32595 | Chanana Phc | SPHYGMOMANOMETER(BP APPRATUS-Digital) | Model Not Available | 20140502031VGI | Functional | Omron Health Care
32596 | Chanana Phc | Syringe Needle Destroyer | Model not available | 3000218458 | Functional | Others
32597 | Shimla Phc | FOOT OPERATED SUCTION MACHINE | MODEL NOT AVAILABLE | 3000218839 | Functional | Others
32598 | Chanana Phc | Binocular Microscope | Model Not Available | 3000218461 | Functional | Others
32599 | Chanana Phc | Glucometer | Model not available | A103B10K012400 | Functional | Others
32600 | Shimla Phc | Centrifuge Machine ( 6 Tube ) | Model Not Available | 3000218832 | Functional | Others
32601 | Chanana Phc | Spot Light ( Portable ) | Model Not Available | 3000218466 | Functional | Others
32602 | Shimla Phc | Baby Weighing Machine | Model Not Available | 3000218828 | Functional | Crown Digital Scales Inc
32603 | Shimla Phc | Syringe Needle Destroyer | Nulife - Dots | 3000218825 | Functional | Mrk Healthcare Pvt Ltd Delhi
32604 | Shimla Phc | Syringe Needle Destroyer | Nulife - Dots | 3000218824 | Functional | Mrk Healthcare Pvt Ltd Delhi
32605 | Savlod Phc | SPHYGMOMANOMETER(BP APPRATUS) | MODEL NOT AVAILABLE | 3000216076 | Non Functional Repairable | Others
32606 | Arandkhera Phc | Monocular Microscope | Model not available | 3000130988 | Functional | Others
32607 | Savlod Phc | Weighing Machine | MODEL NOT AVAILABLE | 3000216070 | Functional | Others
32608 | Pipali Ah Phc | Blood Bank Refrigerator | Model not available | 3000262450 | Functional | Others
32609 | Pipali Ah Phc | Blood Bank Refrigerator | Model not available | 3000262451 | Functional | Others
32610 | Khedarasulpur Phc | Autoclave | Model not available | 3000135342 | Functional | Others
32611 | Kuraj Phc | Binocular Microscope | Model Not Available | 3000262591 | Functional | Others
32612 | Kuraj Phc | Sahlis HB Meter | Model not available | 30002625592 | Functional | Others
32613 | Diver Phc | Instrument Sterilizer | Model Not Available | 3000209724 | Functional | Others
32614 | Kishanpura Phc | Instrument Sterilizer | Model Not Available | 3000049085 | Functional | Others
32615 | M B S Hospital Kota | Blood Bank Refrigerator | Model not available | 3000055856 | Functional | Others
32616 | Jln Central Store Medical College | Ventilator | Model Not Available | 2000033670 | Functional | Others
32617 | Jln Central Store Medical College | Ventilator | Model Not Available | 2000033632 | Functional | Others
32618 | Jln Central Store Medical College | Ventilator | Model Not Available | 2000033661 | Functional | Others
32619 | Kuraj Phc | Instrument Sterilizer | Model Not Available | 3000262598 | Functional | Others
32620 | Nagolla Phc | Glucometer | Model not available | 2000032932 | Functional | Others
32621 | Awan Phc | Freezes | Kelvinator KGE 193 | 3000135638 | Functional | Others
32622 | Awan Phc | Centrifuge Machine ( 8 Tube) | Model Not Available | 3000135640 | Functional | Others
32623 | M B S Hospital Kota | ELISA Reader | Model not available | 3000055847 | Functional | Others
32624 | M B S Hospital Kota | Hot Air Oven | Model not available | 3000046613 | Functional | Others
32625 | Ayana Phc | Baby Weighing Machine | Crown | 3000135397 | Functional | Others
32626 | Y N Hospital Kishangarh Sdh | Water Bath | Model not available | 3000047492 | Functional | Others
32627 | M B S Hospital Kota | Vessel Sealing System With Bipolar Plasma Resection | MODEL NOT AVAILABLE | 3000046615 | Functional | Others
32628 | Delwara Chc | O.T. Light Single Dome | MODEL NOT AVAILABLE | 3000262526 | Functional | Others
32629 | Mandphiya Chc | Autoclave | Model not available | 3000208215 | Functional | Others
32630 | Singhana Chc | 100mA X-Ray Machine | Allengers - MARS-6R | 2K130706378-X/HF | Functional | Allengers Medical Systems Ltd
32631 | Buhana Chc | Fetal Doppler | FD 101 | 12514 | Functional | Others
32632 | Bhiluda Phc | Binocular Microscope | Model Not Available | 3700 | Functional | Labomed
32633 | Sangod Chc | Hot Air Oven | Model not available | 3000135569 | Functional | Others
32634 | Sangod Chc | Hot Air Oven | Model not available | 3000135553 | Functional | Others
32635 | Baluhed Phc | Weighing Machine | Crown | 3000135704 | Functional | Others
32636 | Nokh Phc | SPHYGMOMANOMETER(BP APPRATUS) | MODEL NOT AVAILABLE | 3000047851 | Functional | Others
32637 | Nokh Phc | SPHYGMOMANOMETER(BP APPRATUS) | MODEL NOT AVAILABLE | 3000047852 | Functional | Others
32638 | City Dispensary Chhawani Kota | Blood Bank Refrigerator | Model not available | 3000130154 | Functional | Others
32639 | City Dispensary Chhawani Kota | Blood Bank Refrigerator | Model Not Available | 3 | Functional | Others
32640 | M B S Hospital Kota | Freezes | MODEL NOT AVAILABLE | 3000055777 | Functional | Others
32641 | M B S Hospital Kota | Freezes | MODEL NOT AVAILABLE | 3000055778 | Functional | Others
32642 | M B S Hospital Kota | Freezes | MODEL NOT AVAILABLE | 3000055779 | Functional | Others
32643 | Baluhed Phc | Syringe Needle Destroyer | Microsil ND 20 | 3000135710 | Functional | Others
32644 | Baluhed Phc | Syringe Needle Destroyer | Microsil ND 20 | 3000135715 | Functional | Others
32645 | City Dispensary Chhawani Kota | Glucometer | Model not available | 3000130150 | Functional | Others
32646 | Bankora Phc | Centrifuge Machine ( 4 Tube ) | Model not available | 3000207990 | Functional | Remi Electrotechnik Ltd
32647 | Sangod Chc | Water Bath | Model not available | 3000135561 | Functional | Others
32648 | Baluhed Phc | Autoclave | Model not available | 3000135711 | Functional | Others
32649 | M B S Hospital Kota | Cautry Machine | Model Not Available | 3000055364 | Functional | Others
32650 | M B S Hospital Kota | Cautry Machine | Model Not Available | 3000055368 | Functional | Others
32651 | M B S Hospital Kota | O.T. Light Double Dome | MODEL NOT AVAILABLE | 3000055362 | Functional | Others
32652 | M B S Hospital Kota | Monocular Microscope | Model not available | 3000055366 | Functional | Others
32653 | Chadoli Phc | Binocular Microscope | Model Not Available | 3000260239 | Functional | Others
32654 | Simliya Phc | Ice lined refrigerator | Model Not Available | 3000135259 | Functional | Others
32655 | Sangod Chc | Radiant Heat Warmer | Model Not Available | 3000135578 | Functional | Others
32656 | Sangod Chc | Radiant Heat Warmer | Model Not Available | 3000135579 | Functional | Others
32657 | Sangod Chc | Radiant Heat Warmer | Model Not Available | 3000135585 | Functional | Others
32658 | M B S Hospital Kota | Phototherepy Unit | MODEL NOT AVAILABLE | 3000055406 | Functional | Others
32659 | Chanderiya Phc | Syringe Needle Destroyer | Model not available | 300019904 | Functional | Others
32660 | Chanderiya Phc | Syringe Needle Destroyer | Model not available | 3000199108 | Functional | Others
32661 | Chanderiya Phc | Centrifuge Machine ( 12 Tube ) | Model Not Available | 3000199107 | Functional | Others
32662 | Jhirota Phc | Incubator | MODEL NOT AVAILABLE | 2000032625 | Functional | Others
32663 | Chikarda Phc | VDRL Rotator (Rotor and Shaker) | Model Not Available | 3000199087 | Functional | Others
32664 | Parsoli Phc Badisardi | Ice lined refrigerator | MK - 142 | 3000199078 | Functional | Others
32665 | Chikarda Phc | Suction Machine | Model Not Available | 3000199094 | Functional | Others
32666 | Chikarda Phc | Weighing Machine | MODEL NOT AVAILABLE | 30000199096 | Functional | Others
32667 | Bhadsora Phc | Syringe Needle Destroyer | Model not available | 3000199022 | Functional | Others
32668 | Pahuna Phc | Baby Weighing Machine | Model Not Available | 3000199133 | Functional | Others
32669 | Akola Chc Chittorgarh | Blood Bank Refrigerator | MF114 | 91401408 | Functional | Others
32670 | Pahuna Phc | Freezes | MODEL NOT AVAILABLE | 3000199141 | Functional | Others
32671 | Borda Phc Chittorgarh | Weighing Machine | MODEL NOT AVAILABLE | 3000199121 | Functional | Others
32672 | Y N Hospital Kishangarh Sdh | Multi-Para Monitor | Model not available | 3000047377 | Functional | Others
32673 | Meghpur Phc | Ice lined refrigerator | MF - 144 | 3000199262 | Functional | Others
32674 | Y N Hospital Kishangarh Sdh | Suction Machine | Model Not Available | 3000047375 | Functional | Others
32675 | Meghpur Phc | TRACTION SYSTEM | MODEL NOT AVAILABLE | 3000199264 | Functional | Others
32676 | Shahbad Chc | O.T. Light Single Dome | MODEL NOT AVAILABLE | 3000208589 | Functional | Others
32677 | Binota Chc Chittorgarh | Syringe Needle Destroyer | Model not available | 3000203066 | Functional | Others
32678 | Binota Chc Chittorgarh | Syringe Needle Destroyer | Model not available | 3000203068 | Functional | Others
32679 | Binota Chc Chittorgarh | Syringe Needle Destroyer | Model not available | 2000029636 | Functional | Mrk Healthcare Pvt Ltd Delhi
32680 | Tanwari Phc | Sahlis HB Meter | Model not available | 3000042570 | Functional | Others
32681 | Varada Phc | Syringe Needle Destroyer | Model not available | 3000045418 | Functional | Others
32682 | Tanwari Phc | Incubator | MODEL NOT AVAILABLE | 3000042571 | Not in use | Others
32683 | Varada Phc | SPHYGMOMANOMETER(BP APPRATUS) | MODEL NOT AVAILABLE | 3000045417 | Functional | Others
32684 | Mandari Phc Jhunjhunu | Baby Weighing Machine | Model Not Available | 3000218847 | Functional | Others
32685 | General Hospital Sirohi Dh | Radiant Heat Warmer | Meditrin - Heat Warmer | 2000035332 | Functional | Others
32686 | Kalandari Chc | Freezes | MODEL NOT AVAILABLE | 3000042521 | Functional | Others
32687 | Singhana Chc | Syringe Needle Destroyer | NSD100 | 15C1245 | Functional | Others
32688 | Singhana Chc | Syringe Needle Destroyer | NSD100 | 15C1243 | Functional | Others
32689 | Singhana Chc | Syringe Needle Destroyer | NSD100 | 15C2244 | Functional | Others
32690 | Gangori Hospital | Syringe Needle Destroyer | Model not available | 3000139853 | Functional | Others
32691 | Kishanganj Chc | Baby Weighing Machine | Model Not Available | 3000208454 | Functional | Others
32692 | Savlod Phc | Autoclave | Model not available | 3000216086 | Functional | Others
32693 | Savlod Phc | Autoclave | Model not available | 3000216085 | Functional | Others
32694 | Sarupganj Chc | Blood Bank Refrigerator | Model not available | BE04GE2600B2A8B0120 | Functional | Others
32695 | Savlod Phc | Syringe Needle Destroyer | Model not available | 3000216082 | Non Functional Repairable | Bhasin Sons Private Limited
32696 | Savlod Phc | Syringe Needle Destroyer | Model not available | 3000216080 | Non Functional Repairable | Bhasin Sons Private Limited
32697 | Pipali Ah Phc | Baby Weighing Machine | Model Not Available | 2000020990 | Functional | Others
32698 | Kishanganj Chc | Radiant Heat Warmer | Model Not Available | 3000208441 | Functional | Others
32699 | Kishanganj Chc | Nebulizer | MODEL NOT AVAILABLE | 3000208444 | Functional | Others
32700 | Kishanganj Chc | Nebulizer | MODEL NOT AVAILABLE | 3000208450 | Functional | Others
32701 | Malarna Station Phc | SPHYGMOMANOMETER(BP APPRATUS) | MODEL NOT AVAILABLE | 8120215 | Functional | Ajay Optical India
32702 | Kishanganj Chc | Blood Bank Refrigerator | Model not available | 3000208429 | Functional | Others
32703 | Kishanganj Chc | Blood Bank Refrigerator | Model not available | 3000208430 | Functional | Others
32704 | Kishanganj Chc | Blood Bank Refrigerator | Model not available | 3000208431 | Functional | Others
32705 | Malarna Station Phc | Weighing Machine | MODEL NOT AVAILABLE | 2000020949 | Functional | Cmho Supply
32706 | Kishanganj Chc | Incubator | MODEL NOT AVAILABLE | 3000208427 | Functional | Others
32707 | Khud Phc | Centrifuge Machine ( 8 Tube) | REMI - R 8C | HGLC-9316 | Functional | Remi Electrotechnik Ltd
32708 | Kalandari Chc | Semi Automated Chemistry Analyzer | Model not Available | 3000042527 | Functional | Others
32709 | Khud Phc | Syringe Needle Destroyer | Microsil ND 20 | 2000031411 | Functional | Linco Scientific Instruments And Chemicals (P) Ltd
32710 | General Hospital Sirohi Dh | Hydraulic Operation Table | MODEL NOT AVAILABLE | 2000035303 | Functional | Others
32711 | General Hospital Sirohi Dh | Hydraulic Operation Table | MODEL NOT AVAILABLE | 2000035298 | Functional | Others
32712 | Kadel Phc | Blood Bank Refrigerator | Model not available | 2000033411 | Functional | Others
32713 | Kadel Phc | Syringe Needle Destroyer | Nulife - Dots | 2000033414 | Functional | Others
32714 | Govt Hospital Nasirabad Sdh | Freezes | MODEL NOT AVAILABLE | 3000047713 | Functional | Others
32715 | Chapaneri Phc Ajmer | SPHYGMOMANOMETER(BP APPRATUS) | MODEL NOT AVAILABLE | 2000032922 | Not in use | Others
32716 | Pisangan Chc | Monocular Microscope | Model not available | 2000032672 | Not in use | Others
32717 | Chapaneri Phc Ajmer | SPHYGMOMANOMETER(BP APPRATUS) | MODEL NOT AVAILABLE | 2000032923 | Not in use | Others
32718 | Govt Hospital Nasirabad Sdh | Micropipettes | MODEL NOT AVAILABLE | 3000047702 | Functional | Others
32719 | Chapaneri Phc Ajmer | Blood Bank Refrigerator | Model not available | 2000032926 | Functional | Others
32720 | Govt Hospital Nasirabad Sdh | Semi Automated Chemistry Analyzer | Model not Available | 3000047690 | Functional | Others
32721 | A K Hospital Beawar Ajmer Dh | ELISA Reader | Model not available | 2000034728 | Functional | Others
32722 | A K Hospital Beawar Ajmer Dh | Endoscope | MODEL NOT AVAILABLE | 2000034574 | Functional | Others
32723 | Y N Hospital Kishangarh Sdh | Anesthesia Machine | MODEL NOT AVAILABLE | 3000047425 | Functional | Others
32724 | Jln Central Store Medical College | Multi-Para Monitor | Model not available | 2000032503 | Functional | Others
32725 | Y N Hospital Kishangarh Sdh | Slit Lamp | Model Not Available | 3000047410 | Functional | Others
32726 | Jln Central Store Medical College | Ventilator | Model Not Available | 2000032504 | Functional | Others
32727 | Y N Hospital Kishangarh Sdh | Fetal Monitor | MODEL NOT AVAILABLE | 3000047430 | Functional | Others
32728 | Y N Hospital Kishangarh Sdh | Fetal Monitor | MODEL NOT AVAILABLE | 3000047429 | Functional | Others
32729 | Y N Hospital Kishangarh Sdh | Fetal Monitor | MODEL NOT AVAILABLE | 3000047428 | Functional | Others
32730 | Y N Hospital Kishangarh Sdh | Defibrillator | MODEL NOT AVAILABLE | 3000047407 | Functional | Others
32731 | Y N Hospital Kishangarh Sdh | Binocular Microscope | Model Not Available | 3000047406 | Functional | Others
32732 | Baghsuri Phc | Suction Machine | Model Not Available | 2000032487 | Functional | Others
32733 | Y N Hospital Kishangarh Sdh | Multi-Para Monitor | Model not available | 3000047401 | Functional | Others
32734 | Kirap Phc | Freezes | Kelvinator KGE 193 | 2000032862 | Functional | Others
32735 | Jln Central Store Medical College | Nebulizer | MODEL NOT AVAILABLE | 2000034207 | Functional | Others
32736 | Baghsuri Phc | Radiant Heat Warmer | Zeal - RHW 2101A | 2000032489 | Functional | Others
32737 | Jln Central Store Medical College | Radiant Heat Warmer | Meditrin - Heat Warmer | 670910001 | Functional | Others
32738 | Jln Central Store Medical College | MECHANISED LAUNDRY MACHINE | MODEL NOT AVAILABLE | 204 | Functional | Others
32739 | Dindoli Phc | Instrument Sterilizer | Model Not Available | 3000199157 | Functional | Others
32740 | Mandlacharan Phc | Syringe Needle Destroyer | Model not available | 3000203086 | Functional | Others
32741 | Mandlacharan Phc | Syringe Needle Destroyer | Model not available | 3000203087 | Functional | Others
32742 | Mandlacharan Phc | Syringe Needle Destroyer | Model not available | 3000203091 | Functional | Others
32743 | Mandesar Phc | Instrument Sterilizer | Model Not Available | 3000199419 | Functional | Others
32744 | Singhpur Phc | Instrument Sterilizer | Model Not Available | 3000199185 | Functional | Others
32745 | Chirawa Chc | Cautry Machine | Model Not Available | 3000218598 | Functional | Others
32746 | Chopoli Phc | Monocular Microscope | Model not available | 3000218197 | Non Functional Repairable | Others
32747 | Dindoli Phc | Blood Bank Refrigerator | Model not available | 3000199154 | Functional | Others
32748 | Loharki Phc | Syringe Needle Destroyer | Model not available | 3000056981 | Functional | Others
32749 | Jotaya Phc Ajmer | Weighing Machine | MODEL NOT AVAILABLE | 3000047197 | Functional | Others
32750 | Loharki Phc | Centrifuge Machine ( 4 Tube ) | Model not available | 3000056983 | Functional | Others
32751 | Dindoli Phc | Weighing Machine | MODEL NOT AVAILABLE | 3000199159 | Functional | Others
32752 | Kannoj Phc | Glucometer | Model not available | 3000199374 | Functional | Others
32753 | Vijypur Chc | Blood Cell Counter - 3 part | Horiba - ABX Micros ES 60 | 3000208178 | Functional | Others
32754 | Kannoj Phc | Ice lined refrigerator | Model Not Available | 3000199378 | Functional | Others
32755 | Kannoj Phc | Ice lined refrigerator | Model Not Available | 3000199379 | Functional | Others
32756 | Chopoli Phc | Weighing Machine | MODEL NOT AVAILABLE | 3000218201 | Functional | Others
32757 | Chopoli Phc | Nebulizer | Nuneb Pro | NGM51200 | Functional | Mrk Healthcare Pvt Ltd Delhi
32758 | Chopoli Phc | Syringe Needle Destroyer | Model not available | 3000218205 | Functional | Bhasin Sons Private Limited
32759 | Shahbad Chc | Blood Bank Refrigerator | Model not available | 3000208574 | Functional | Others
32760 | Bera Chc | Micropipettes | MODEL NOT AVAILABLE | 3000197321 | Functional | Others
32761 | Bera Chc | Micropipettes | MODEL NOT AVAILABLE | 290601 | Functional | Others
32762 | Shahbad Chc | Blood Cell Counter - 3 part | Horiba - ABX Micros ES 60 | 3000208568 | Functional | Others
32763 | Khuri Phc | Centrifuge Machine ( 4 Tube ) | Model not available | 3000056603 | Functional | Others
32764 | Khuri Phc | Binocular Microscope | Model Not Available | 6174 | Functional | Others
32765 | Putholi Phc | Binocular Microscope | Model Not Available | 3000199292 | Functional | Others
32766 | Putholi Phc | Binocular Microscope | Model Not Available | 3000199293 | Functional | Others
32767 | Ashawara Phc Chittorgarh | Weighing Machine | MODEL NOT AVAILABLE | 3000199084 | Not in use | Others
32768 | Chikarda Phc | FOOT OPERATED SUCTION MACHINE | MODEL NOT AVAILABLE | 3000199097 | Functional | Others
32769 | Jhirota Phc | Blood Bank Refrigerator | Model not available | 2000032631 | Functional | Others
32770 | Parsoli Phc Badisardi | Binocular Microscope | Model Not Available | 3000199076 | Functional | Others
32771 | Bhadsora Phc | ECG Machine (Single Channel) | BPL - Cardiart 108T | 3000199024 | Functional | Others
32772 | Bhaisroardgarh Phc | Blood Bank Refrigerator | Model not available | 3000203148 | Functional | Others
32773 | Bhaisroardgarh Phc | Blood Bank Refrigerator | Model not available | 3000203158 | Functional | Others
32774 | Bhaisroardgarh Phc | Blood Bank Refrigerator | Model not available | 3000203159 | Functional | Others
32775 | Shanimaharaj Phc Chittorgarh | Radiant Heat Warmer | Model not available | 2000029638 | Functional | Mrk Healthcare Pvt Ltd Delhi
32776 | Kapasan Chc | Binocular Microscope | Microlux - 16 | 3000203169 | Functional | Others
32777 | Kapasan Chc | Autoclave | Model not available | 3000203200 | Functional | Others
32778 | Vijaynagar Chc | Centrifuge Machine ( 4 Tube ) | Model not available | 3000047761 | Functional | Others
32779 | Gura Phc Jhunjhunu | Weighing Machine | MODEL NOT AVAILABLE | 2000046902 | Functional | Others
32780 | Bassi Chc Chittorgarh | Nebulizer | MODEL NOT AVAILABLE | 3000208147 | Functional | Others
32781 | Dungla Chc | Semi Automated Chemistry Analyzer | 3300 | 3300-6772 | Functional | Others
32782 | Bassi Chc Chittorgarh | FOGGING MACHINE | MODEL NOT AVAILABLE | 3000208168 | Functional | Others
32783 | Tana Phc Chittorgarh | Baby Weighing Machine | Model Not Available | 3000199331 | Functional | Others
32784 | Lathi Phc | Binocular Microscope | Model Not Available | 3000056267 | Functional | Others
32785 | Dungla Chc | Syringe Needle Destroyer | Model not available | 3000208009 | Functional | Others
32786 | Bassi Chc Chittorgarh | Instrument Sterilizer | Model Not Available | 3000208156 | Functional | Others
32787 | Tiba Basai Phc | Syringe Needle Destroyer | Model not available | 3000218725 | Functional | Others
32788 | Borav Phc | Centrifuge Machine ( 4 Tube ) | Model not available | 3000199396 | Functional | Others
32789 | Borav Phc | Colorimeter | MODEL NOT AVAILABLE | 3000199397 | Functional | Others
32790 | Borav Phc | Syringe Needle Destroyer | Model not available | 3000199399 | Functional | Others
32791 | Devikot Phc | STABILIZER | MODEL NOT AVAILABLE | 3000047581 | Functional | Others
32792 | Kalandari Chc | SPHYGMOMANOMETER(BP APPRATUS) | MODEL NOT AVAILABLE | 3000042534 | Functional | Others
32793 | Kalandari Chc | SPHYGMOMANOMETER(BP APPRATUS) | MODEL NOT AVAILABLE | 3000042545 | Functional | Others
32794 | Kalandari Chc | SPHYGMOMANOMETER(BP APPRATUS) | MODEL NOT AVAILABLE | 3000042551 | Functional | Others
32795 | Khud Phc | Binocular Microscope | Model Not Available | 2000031413 | Functional | Others
32796 | Veerwada Phc | FOOT OPERATED SUCTION MACHINE | SU-101 | 3000119085 | Functional | Others
32797 | Khud Phc | Glucometer | Model not available | 4231111290002700 | Functional | Others
32798 | Kishanganj Chc | Blood Cell Counter - 3 part | Model not available | 3000208419 | Functional | Others
32799 | Kishanganj Chc | Syringe Needle Destroyer | Model not available | 3000208423 | Functional | Others
32800 | Devikot Phc | Glucometer | Model not available | 3000047586 | Functional | Others
32801 | Chirawa Chc | Weighing Machine | MODEL NOT AVAILABLE | 3000218310 | Non Functional Repairable | Others
32802 | Kalandari Chc | Blood Bank Refrigerator | Model not available | 3000042554 | Functional | Others
32803 | Kalandari Chc | Blood Bank Refrigerator | Model Not Available | 3000197501 | Functional | Others
32804 | Kalandari Chc | Blood Bank Refrigerator | Model not available | 3000042556 | Functional | Others
32805 | Kalandari Chc | Blood Bank Refrigerator | Model not available | 3000042558 | Functional | Others
32806 | Andor Phc | SPHYGMOMANOMETER(BP APPRATUS) | MODEL NOT AVAILABLE | 3000042622 | Functional | Others
32807 | Varada Phc | Sahlis HB Meter | Model not available | 3000045411 | Functional | Others
32808 | Sarupganj Chc | Freezes | Kelvinator KGE 193 | 2000035501 | Functional | Others
32809 | Khud Phc | Syringe Needle Destroyer | Model not available | 2000031417 | Functional | Others
32810 | Naner Phc | Freezes | MODEL NOT AVAILABLE | 3000080188 | Functional | Others
32811 | Khud Phc | SPHYGMOMANOMETER(BP APPRATUS) | MODEL NOT AVAILABLE | 2000031418 | Functional | Others
32812 | Gangori Hospital | Syringe Needle Destroyer | Model not available | 300139885 | Functional | Others
32813 | Kishanganj Chc | VDRL Rotator (Rotor and Shaker) | Model Not Available | 3000208433 | Functional | Others
32814 | Sarupganj Chc | Dental Chair Unit | Model Not Available | 010001201403A | Functional | Others
32815 | Kishanganj Chc | Baby Weighing Machine | Model Not Available | 3000208439 | Functional | Others
32816 | Kishanganj Chc | FOOT OPERATED SUCTION MACHINE | MODEL NOT AVAILABLE | 3000208440 | Functional | Others
32817 | Y N Hospital Kishangarh Sdh | Syringe Needle Destroyer | Model not available | 3000047383 | Functional | Others
32818 | Y N Hospital Kishangarh Sdh | Syringe Infusion Pump | Model not available | 3000047385 | Functional | Others
32819 | Y N Hospital Kishangarh Sdh | Syringe Infusion Pump | Model not available | 3000047386 | Functional | Others
32820 | Vijaynagar Chc | Boyles Apparatus | MODEL NOT AVAILABLE | 4421 | Functional | Others
32821 | Y N Hospital Kishangarh Sdh | Hot Air Oven | Model not available | 3000047504 | Functional | Others
32822 | Y N Hospital Kishangarh Sdh | Centrifuge Machine ( 8 Tube) | Model Not Available | 3000047505 | Functional | Others
32823 | Baghera Phc | Blood Bank Refrigerator | Model not available | 2000033060 | Functional | Others
32824 | Vijaynagar Chc | Syringe Infusion Pump | SIMTEK - Infutek 405 | 30CI455513 | Functional | Others
32825 | Y N Hospital Kishangarh Sdh | Sahlis HB Meter | Model not available | 3000047514 | Functional | Others
32826 | Y N Hospital Kishangarh Sdh | Semi Automated Chemistry Analyzer | Model not Available | 3000047515 | Functional | Others
32827 | Vijaynagar Chc | Autoclave | Model not available | V321 | Functional | Others
32828 | Vijaynagar Chc | Autoclave | Model not available | V322 | Functional | Others
32829 | Vijaynagar Chc | Autoclave | Model not available | 3111-1013 | Functional | Others
32830 | Vijaynagar Chc | Autoclave | Model not available | V323 | Functional | Others
32831 | Vijaynagar Chc | Autoclave | Model not available | V324 | Functional | Others
32832 | Vijaynagar Chc | Autoclave | Model not available | V325 | Functional | Others
32833 | Vijaynagar Chc | Autoclave | Model not available | V326 | Functional | Others
32834 | Vijaynagar Chc | Autoclave | Model not available | V327 | Functional | Others
32835 | Vijaynagar Chc | Autoclave | Model not available | V328 | Functional | Others
32836 | Y N Hospital Kishangarh Sdh | Centrifuge Machine ( 16 Tube ) | REMI (R8C + R83) | 3000047522 | Functional | Others
32837 | Sub District Hospital Kekri | O.T. Light Single Dome | MODEL NOT AVAILABLE | 2000034552 | Functional | Others
32838 | Bidkchiyavas Phc | Glucometer | Model not available | 2000032826 | Functional | Others
32839 | Bidkchiyavas Phc | Blood Bank Refrigerator | Model not available | 2000032830 | Functional | Others
32840 | Bidkchiyavas Phc | Syringe Needle Destroyer | Model not available | 2000032832 | Functional | Others
32841 | Kadera Chc | Blood Cell Counter - 3 part | Horiba - ABX Micros ES 60 | 2000034895 | Functional | Others
32842 | Kadera Chc | Colorimeter | MODEL NOT AVAILABLE | 2000034900 | Functional | Others
32843 | Shrinagar Chc | Semi Automated Chemistry Analyzer | CPC - STAT FAX 3300 | 2000032177 | Functional | Others
32844 | Khuri Phc | Syringe Needle Destroyer | Model not available | 3000056610 | Functional | Others
32845 | Khuri Phc | Weighing Machine | MODEL NOT AVAILABLE | 3000056611 | Functional | Others
32846 | Anta Chc | Incubator | MODEL NOT AVAILABLE | 3000199490 | Functional | Others
32847 | Phalsund Chc | Suction Machine | Model Not Available | 3000056622 | Functional | Others
32848 | Phalsund Chc | Radiant Heat Warmer | Model Not Available | 3000056623 | Functional | Others
32849 | Udaipurwati Chc | Syringe Needle Destroyer | Model not available | 3000218420 | Functional | Others
32850 | Udaipurwati Chc | Syringe Needle Destroyer | Model not available | 3000218282 | Functional | Others
32851 | Udaipurwati Chc | Syringe Needle Destroyer | Model not available | 3000218283 | Functional | Others
32852 | Anta Chc | SPHYGMOMANOMETER(BP APPRATUS) | MODEL NOT AVAILABLE | 3000199530 | Functional | Others
32853 | Anta Chc | SPHYGMOMANOMETER(BP APPRATUS) | MODEL NOT AVAILABLE | 3000199531 | Functional | Others
32854 | Anta Chc | SPHYGMOMANOMETER(BP APPRATUS) | MODEL NOT AVAILABLE | 3000199532 | Functional | Others
32855 | Loyl Phc | Centrifuge Machine ( 4 Tube ) | Model not available | 3000218478 | Functional | Others
32856 | Bansain Phc | Freezes | MODEL NOT AVAILABLE | 3000199009 | Functional | Others
32857 | Udaipurwati Chc | Glucometer | Model not available | 3000218291 | Functional | Others
32858 | Bangu Ka Gaon Phc | SPHYGMOMANOMETER(BP APPRATUS) | MODEL NOT AVAILABLE | 3000056209 | Functional | Others
32859 | Kewalpura Phc | Blood Bank Refrigerator | Model not available | 3000199071 | Functional | Others
32860 | Lasdawana Phc | Ice lined refrigerator | HBC-70 | 3000199366 | Functional | Others
32861 | Bhadesar Chc | Emergeny First Aid Kit | Medisys | 3000203214 | Functional | Others
32862 | Sarana Phc | Freezes | MODEL NOT AVAILABLE | 2000034255 | Functional | Others
32863 | Sarana Phc | Freezes | MODEL NOT AVAILABLE | 2000034260 | Functional | Others
32864 | Buhana Chc | Emergeny First Aid Kit | Medisys | 3000216146 | Functional | Others
32865 | Badi Phc Chittorgarh | SPHYGMOMANOMETER(BP APPRATUS) | MODEL NOT AVAILABLE | 3000199466 | Functional | Others
32866 | Sawa Chc | Radiant Heat Warmer | Meditrin - Heat Warmer | 3000203355 | Functional | Others
32867 | Sarana Phc | Centrifuge Machine ( 4 Tube ) | Model not available | 2000034257 | Functional | Others
32868 | Badi Phc Chittorgarh | Syringe Needle Destroyer | Model not available | 3000199467 | Functional | Others
32869 | Mirjapur Chc Baran | Blood Bank Refrigerator | Model not available | 3000203620 | Functional | Others
32870 | Rasulpur Phc | Syringe Needle Destroyer | Model not available | 3000218666 | Functional | Others
32871 | Rasulpur Phc | Syringe Needle Destroyer | Model not available | 3000218668 | Functional | Others
32872 | Tb Clinic Dausa | Centrifuge Machine ( 8 Tube) | Model Not Available | 3000081291 | Functional | Others
32873 | Borav Phc | Ice lined refrigerator | Model Not Available | 3000199401 | Functional | Others
32874 | General Hospital Sirohi Dh | Syringe Needle Destroyer | Nulife - Dots | 2000035322 | Functional | Others
32875 | Savlod Phc | Centrifuge Machine ( 4 Tube ) | Model not available | 3000216094 | Functional | Others
32876 | Savlod Phc | Monocular Microscope | Model not available | 890254 | Functional | Others
32877 | Savlod Phc | Spot Light ( Portable ) | Model Not Available | 3000216091 | Functional | Others
32878 | Veerwada Phc | Syringe Needle Destroyer | Nulife - Dots | 3000119079 | Functional | Others
32879 | General Hospital Sirohi Dh | Radiant Heat Warmer | Meditrin - Heat Warmer | 2000035333 | Functional | Others
32880 | General Hospital Sirohi Dh | Radiant Heat Warmer | Meditrin - Heat Warmer | 2000035334 | Functional | Others
32881 | General Hospital Sirohi Dh | Radiant Heat Warmer | Meditrin - Heat Warmer | 2000035335 | Functional | Others
32882 | Tanwari Phc | Freezes | Kelvinator KGE 193 | 3000042573 | Functional | Others
32883 | Paldi M Phc | Blood Bank Refrigerator | Model not available | 3000042599 | Functional | Others
32884 | Paldi M Phc | Blood Bank Refrigerator | Model not available | 3000042600 | Functional | Others
32885 | Paldi M Phc | Blood Bank Refrigerator | Model not available | 3000040602 | Functional | Others
32886 | Paldi M Phc | Blood Bank Refrigerator | Model not available | 3000042606 | Functional | Others
32887 | Mandari Phc Jhunjhunu | Weighing Machine | MODEL NOT AVAILABLE | 3000218846 | Functional | Others
32888 | Tanwari Phc | SPHYGMOMANOMETER(BP APPRATUS) | MODEL NOT AVAILABLE | 3000042574 | Functional | Others
32889 | Bansawta Phc Jhunjunu | Baby Weighing Machine | Model Not Available | 3000218778 | Functional | Crown Digital Scales Inc
32890 | Mandari Phc Jhunjhunu | SPHYGMOMANOMETER(BP APPRATUS) | MODEL NOT AVAILABLE | 3000218844 | Functional | Others
32891 | Bansawta Phc Jhunjunu | Instrument Sterilizer | Model Not Available | 3000218779 | Non Functional Repairable | Others
32892 | Bansawta Phc Jhunjunu | SPHYGMOMANOMETER(BP APPRATUS) | Pagoda | 3000218780 | Functional | Others
32893 | Paldi M Phc | SPHYGMOMANOMETER(BP APPRATUS) | MODEL NOT AVAILABLE | 3000042611 | Functional | Others
32894 | Bansawta Phc Jhunjunu | SPHYGMOMANOMETER(BP APPRATUS) | MODEL NOT AVAILABLE | 3000218781 | Functional | Others
32895 | General Hospital Sirohi Dh | Phototherepy Unit | MODEL NOT AVAILABLE | 2000035327 | Functional | Others
32896 | Devikot Phc | Autoclave | Model not available | 3000047593 | Functional | Others
32897 | Kishanganj Chc | Baby Weighing Machine | Model Not Available | 3000208432 | Functional | Others
32898 | Khud Phc | Suction Machine | Model Not Available | 2000031419 | Functional | Others
32899 | Kishanganj Chc | Radiant Heat Warmer | Model Not Available | 3000208436 | Functional | Others
32900 | Sirodi Phc | SPHYGMOMANOMETER(BP APPRATUS) | MODEL NOT AVAILABLE | 3000045455 | Functional | Others
32901 | Sirodi Phc | SPHYGMOMANOMETER(BP APPRATUS) | MODEL NOT AVAILABLE | 33138 | Functional | Others
32902 | Kakod Phc | Centrifuge Machine ( 4 Tube ) | Model not available | 3000088427 | Functional | Others
32903 | Devikot Phc | SPHYGMOMANOMETER(BP APPRATUS) | MODEL NOT AVAILABLE | 3000056009 | Functional | Others
32904 | Kishanganj Chc | Hot Air Oven | Model not available | 3000208433 | Functional | Others
32905 | Sildar Phc | Suction Machine | Model Not Available | 3000042080 | Functional | Others
32906 | Sildar Phc | Suction Machine | Model Not Available | 10116 | Functional | Others
32907 | Sildar Phc | Blood Bank Refrigerator | MF114 | 3000042083 | Functional | Others
32908 | Sildar Phc | Blood Bank Refrigerator | MF114 | 3000042084 | Functional | Others
32909 | Mandar Phc | Blood Bank Refrigerator | Model not available | 2000035468 | Functional | Others
32910 | Gangori Hospital | ECG Machine (Twelve Channel ) | Model Not Available | 3000139789 | Functional | Others
32911 | Padeev Phc | Syringe Needle Destroyer | Model not available | 2000035405 | Functional | Others
32912 | Gangori Hospital | ECG Machine (Twelve Channel ) | Model Not Available | 3000139795 | Functional | Others
32913 | Padeev Phc | Spot Light ( Portable ) | Model Not Available | 2000035406 | Functional | Others
32914 | Hanspur Phc Sikar | SPHYGMOMANOMETER(BP APPRATUS-Digital) | Model Not Available | 2000029003 | Functional | Others
32915 | Chhipabarod Chc | SPHYGMOMANOMETER(BP APPRATUS) | MODEL NOT AVAILABLE | 3000199735 | Functional | Others
32916 | Chhipabarod Chc | 100mA X-Ray Machine | Model not available | 3000199736 | Functional | Others
32917 | Ghardana Khurd Phc | SPHYGMOMANOMETER(BP APPRATUS) | MODEL NOT AVAILABLE | 3000218762 | Functional | Others
32918 | Ramgarh Pachwara Chc | Centrifuge Machine ( 8 Tube) | Model Not Available | 3100 | Functional | Metro Traiding Corporation
32919 | Charawas Phc Jhunjhunu | Weighing Machine | MODEL NOT AVAILABLE | 3000218474 | Functional | Others
32920 | Devrod Phc | Suction Machine | Model Not Available | 3000218645 | Functional | Surgitech
32921 | Devrod Phc | Baby Weighing Machine | Model Not Available | 3000218646 | Functional | Crown Digital Scales Inc
32922 | Shrinagar Chc | Syringe Needle Destroyer | Nulife - Dots | 27017 | Functional | Others
32923 | Y N Hospital Kishangarh Sdh | Defibrillator | DF 2509 | 3000047459 | Functional | Others
32924 | Guda Phc Ajmer | SPHYGMOMANOMETER(BP APPRATUS) | MODEL NOT AVAILABLE | 3000047912 | Functional | Others
32925 | Zanana Hospital Ajmer Medical Collage Hospital | Radiant Heat Warmer | Meditrin - Heat Warmer | 2000034816 | Functional | Others
32926 | Bhawnta Phc Ajmer | SPHYGMOMANOMETER(BP APPRATUS) | MODEL NOT AVAILABLE | 3000047302 | Functional | Others
32927 | Zanana Hospital Ajmer Medical Collage Hospital | Defibrillator | MODEL NOT AVAILABLE | 2000034811 | Functional | Others
32928 | Sawar Chc | Centrifuge Machine ( 8 Tube) | REMI - R4C | 2000034841 | Functional | Others
32929 | Sawar Chc | Incubator | MODEL NOT AVAILABLE | 2000034844 | Functional | Others
32930 | Chanderiya Phc | Freezes | MODEL NOT AVAILABLE | 3000199101 | Functional | Others
32931 | Chanderiya Phc | Freezes | MODEL NOT AVAILABLE | 3000199111 | Functional | Others
32932 | Chanderiya Phc | Blood Bank Refrigerator | Model not available | 3000199109 | Functional | Others
32933 | Chanderiya Phc | Blood Bank Refrigerator | Model not available | 3000199110 | Functional | Others
32934 | Chikarda Phc | Ice lined refrigerator | MK - 142 | 25116414 | Functional | Others
32935 | Chirawa Chc | Blood Cell Counter - 3 part | Horiba - ABX Micros ES 60 | 3000218347 | Functional | Horiba India Pvt Ltd
32936 | Chikarda Phc | Syringe Needle Destroyer | Model not available | 3000199095 | Functional | Others
32937 | Pahuna Phc | Centrifuge Machine ( 6 Tube ) | Model Not Available | 3000199125 | Functional | Others
32938 | Parsoli Phc Badisardi | Instrument Sterilizer | Model Not Available | 3000199075 | Functional | Others
32939 | Bhadsora Phc | Radiant Heat Warmer | Meditrin - Heat Warmer | 3000199021 | Functional | Others
32940 | Parsoli Phc Badisardi | Blood Bank Refrigerator | Model not available | 3000199077 | Functional | Others
32941 | Pahuna Phc | Radiant Heat Warmer | Meditrin - Heat Warmer | 3000199131 | Functional | Others
32942 | Pahuna Phc | Radiant Heat Warmer | Meditrin - Heat Warmer | 3000199135 | Functional | Others
32943 | Ghatiyawali Chc Chittorgarh | SPHYGMOMANOMETER(BP APPRATUS) | MODEL NOT AVAILABLE | 3000203423 | Functional | Others
32944 | Ghatiyawali Chc Chittorgarh | SPHYGMOMANOMETER(BP APPRATUS) | MODEL NOT AVAILABLE | 3000203424 | Functional | Others
32945 | Pookh Chc | Binocular Microscope | Model Not Available | 2000046885 | Functional | Mlw Intermed
32946 | Ghatiyawali Chc Chittorgarh | Binocular Microscope | Model Not Available | 3000203427 | Functional | Others
32947 | Ghatiyawali Chc Chittorgarh | Binocular Microscope | Model Not Available | 3000203410 | Functional | Others
32948 | Tyonda Phc | Suction Machine | HI VAC | 3000218860 | Non Functional Repairable | Others
32949 | Chadhan Phc | Binocular Microscope | BLS 116 | 6199 | Functional | Others
32950 | Chadhan Phc | Freezes | MODEL NOT AVAILABLE | 3000056184 | Functional | Others
32951 | Chadhan Phc | Ice lined refrigerator | MK-144 | 3000056183 | Functional | Others
32952 | Chadhan Phc | Blood Bank Refrigerator | Model not available | 3000056181 | Functional | Others
32953 | Jakhora Phc | Monocular Microscope | Model not available | 3000218627 | Functional | Others
32954 | Mirjapur Chc Baran | Instrument Sterilizer | Model Not Available | 3000203629 | Functional | Others
32955 | Mirjapur Chc Baran | Autoclave | Model not available | 3000203630 | Functional | Others
32956 | Mirjapur Chc Baran | Ice lined refrigerator | Model Not Available | 3000203631 | Functional | Others
32957 | Mirjapur Chc Baran | Blood Bank Refrigerator | Model not available | 3000203632 | Functional | Others
32958 | Jashma Phc | Ice lined refrigerator | HBC-70 | 3000199182 | Functional | Others
32959 | Mirjapur Chc Baran | Weighing Machine | MODEL NOT AVAILABLE | 3000203635 | Functional | Others
32960 | Nokh Phc | Hemoglobin meter | Model Not Available | 3000047854 | Functional | Others
32961 | Nokh Phc | Suction Machine | Model Not Available | 3000047855 | Functional | Others
32962 | Nokh Phc | Suction Machine | Model Not Available | 3000047857 | Functional | Others
32963 | Kithana Phc | SPHYGMOMANOMETER(BP APPRATUS-Digital) | Model Not Available | 20130811054VGI | Functional | Omron Health Care
32964 | Sarana Phc | Blood Bank Refrigerator | Model not available | 2000034231 | Functional | Others
32965 | Sarana Phc | Blood Bank Refrigerator | Model not available | 2000034262 | Functional | Others
32966 | Sarana Phc | Ice lined refrigerator | Model Not Available | 2000034264 | Functional | Others
32967 | Sarana Phc | Suction Machine | Model Not Available | 2000034265 | Functional | Others
32968 | Govt Hospital Nasirabad Sdh | Suction Machine | Model Not Available | 3000047597 | Functional | Others
32969 | Govt Hospital Nasirabad Sdh | Cautry Machine | Model Not Available | 3000047598 | Functional | Others
32970 | Jashma Phc | Syringe Needle Destroyer | Model not available | 3000199176 | Functional | Others
32971 | Jashma Phc | Binocular Microscope | Microlux - 16 | 3000199177 | Functional | Others
32972 | Bakhtawarpura Phc | Autoclave | Model not available | 3000218579 | Functional | Others
32973 | Atru Chc | Blood Bank Refrigerator | Model not available | 3000199676 | Functional | Others
32974 | Pookh Chc | Radiant Heat Warmer | Zeal - RHW 2101A | RHW2101A/0913/2006 | Functional | Zeal Medical Pvt Ltd
32975 | Pookh Chc | Suction Machine | HI VAC | 6J6431 | Functional | Anand Medicaids Pvt Ltd
32976 | Chirawa Chc | Suction Machine | Model Not Available | 3000218336 | Functional | Others
32977 | Chirawa Chc | Urine Test Strip Analyzer | Model Not Available | 197AU0023AC | Functional | Acon Laboratories
32978 | Bera Chc | Baby Weighing Machine | Crown | 3000197302 | Functional | Others
32979 | Bera Chc | Suction Machine | Model Not Available | 3000197303 | Functional | Others
32980 | Velangari Phc | Syringe Needle Destroyer | Model not available | 3000042505 | Functional | Others
32981 | Sildar Phc | Spot Light ( Portable ) | Model Not Available | 3000042075 | Functional | Others
32982 | Velangari Phc | Glucometer | Model not available | 3000042509 | Functional | Others
32983 | Velangari Phc | Glucometer | Model not available | 3000042519 | Functional | Others
32984 | Velangari Phc | Glucometer | Model not available | 3000042520 | Functional | Others
32985 | Padeev Phc | Syringe Needle Destroyer | Nulife - Dots | NBSD0726233 | Functional | Others
32986 | Heerawa Phc | SPHYGMOMANOMETER(BP APPRATUS) | MODEL NOT AVAILABLE | 3000218774 | Non Functional Repairable | Others
32987 | Sildar Phc | SPHYGMOMANOMETER(BP APPRATUS) | MODEL NOT AVAILABLE | 692 | Functional | Others
32988 | Sildar Phc | SPHYGMOMANOMETER(BP APPRATUS) | MODEL NOT AVAILABLE | 290 | Functional | Others
32989 | Mandar Phc | Incubator | MODEL NOT AVAILABLE | 2000035465 | Functional | Others
32990 | Gangori Hospital | Spot Light ( Portable ) | Model Not Available | 3000139787 | Functional | Others
32991 | Nrhar Phc | Baby Weighing Machine | Model Not Available | 3000218621 | Functional | Crown Digital Scales Inc
32992 | Sildar Phc | Binocular Microscope | Microlux - 16 | 3000042087 | Functional | Others
32993 | Jawal Phc | Baby Weighing Machine | Docbel Braun | 2000035354 | Functional | Others
32994 | Sildar Phc | Colorimeter | MODEL NOT AVAILABLE | 3000042089 | Functional | Others
32995 | Gangori Hospital | SPHYGMOMANOMETER(BP APPRATUS) | MODEL NOT AVAILABLE | 3000139817 | Functional | Others
32996 | Jawal Phc | Syringe Needle Destroyer | NSD100 | 2000035370 | Functional | Others
32997 | Gangori Hospital | SPHYGMOMANOMETER(BP APPRATUS) | MODEL NOT AVAILABLE | 3000139818 | Functional | Others
32998 | Jawal Phc | Binocular Microscope | MLW Lab | 2000035363 | Functional | Others
32999 | Devrod Phc | Fetal Doppler | MODEL NOT AVAILABLE | 3000218648 | Functional | Bpl Medical Technologies
33000 | Jawal Phc | Syringe Needle Destroyer | Nulife - Dots | 2000035368 | Functional | Others
33001 | Chhipabarod Chc | Semi Automated Chemistry Analyzer | Model not Available | 3000199751 | Functional | Others
33002 | Hanspur Phc Sikar | Hemoglobin meter | Model Not Available | 2000029004 | Non Functional Not Repairable | Others
33003 | Chhipabarod Chc | Syringe Needle Destroyer | Model not available | 3000199756 | Functional | Others
33004 | Chhipabarod Chc | Incubator | MODEL NOT AVAILABLE | 3000199757 | Functional | Others
33005 | Gangori Hospital | Syringe Needle Destroyer | Model not available | 3000139883 | Functional | Others
33006 | Chhipabarod Chc | Autoclave | Model not available | 3000199765 | Functional | Others
33007 | Dhuankalan Phc | Centrifuge Machine ( 8 Tube) | Model Not Available | 3000088553 | Functional | Others
33008 | Tanwari Phc | Binocular Microscope | Labomed - Vision 2000 | 3000042566 | Functional | Others
33009 | Paldi M Phc | Radiant Heat Warmer | Model Not Available | 3000042597 | Functional | Others
33010 | Jhinjhiniyali Phc | Syringe Needle Destroyer | Model not available | 3000056192 | Functional | Others
33011 | Varada Phc | Syringe Needle Destroyer | Model not available | 3000045422 | Functional | Others
33012 | Jhinjhiniyali Phc | Syringe Needle Destroyer | Model not available | 3000056193 | Functional | Others
33013 | Jhinjhiniyali Phc | Syringe Needle Destroyer | Model not available | 3000056194 | Functional | Others
33014 | Chhabra Chc | Incubator | MODEL NOT AVAILABLE | 3000199594 | Functional | Others
33015 | Naroli Chor Phc Sawaimadhopur | SPHYGMOMANOMETER(BP APPRATUS) | MODEL NOT AVAILABLE | 20130506840 | Functional | Cmho Supply
33016 | Kustala Phc Sawaimadhopur | Radiant Heat Warmer | Zeal - RHW 2101A | RHW2101/A0713/807 | Functional | Zeal Medical Pvt Ltd
33017 | Amar Garh Choki Phc Sawai Madhopur | Radiant Heat Warmer | Zeal - RHW 2101A | 2101A107131801 | Functional | Others
33018 | Amar Garh Choki Phc Sawai Madhopur | SPHYGMOMANOMETER(BP APPRATUS) | MODEL NOT AVAILABLE | 3000084221 | Functional | Others
33019 | Amar Garh Choki Phc Sawai Madhopur | Ice lined refrigerator | HBD-116 | 3000084212 | Functional | Others
33020 | Amar Garh Choki Phc Sawai Madhopur | Ice lined refrigerator | HBD-116 | 3000084211 | Functional | Others
33021 | Amar Garh Choki Phc Sawai Madhopur | Instrument Sterilizer | Model Not Available | 3000084218 | Functional | Cmho Supply
33022 | Kotri Chc | Water Bath | Model not available | 3000125598 | Functional | Others
33023 | Vallabhunagar Chc | SPHYGMOMANOMETER(BP APPRATUS) | MODEL NOT AVAILABLE | 3000205294 | Functional | Others
33024 | Chhabra Chc | Hemoglobin meter | Model Not Available | 3000199603 | Functional | Others
33025 | Vallabhunagar Chc | FOOT OPERATED SUCTION MACHINE | SU-101 | 3000205297 | Functional | Niscomed Electro Medical Devices
33026 | Ghatiyawali Chc Chittorgarh | Centrifuge Machine ( 12 Tube ) | Model Not Available | 3000203411 | Functional | Others
33027 | Ghatiyawali Chc Chittorgarh | Centrifuge Machine ( 12 Tube ) | Model Not Available | 3000203412 | Functional | Others
33028 | Ghatiyawali Chc Chittorgarh | Centrifuge Machine ( 12 Tube ) | Model Not Available | 3000203413 | Functional | Others
33029 | Ghatiyawali Chc Chittorgarh | Baby Weighing Machine | Model Not Available | 3000203418 | Functional | Others
33030 | Ghatiyawali Chc Chittorgarh | Baby Weighing Machine | Model Not Available | 3000203419 | Functional | Others
33031 | Pahuna Phc | Instrument Sterilizer | Model Not Available | 3000199139 | Functional | Others
33032 | Meghpur Phc | Glucometer | Model not available | 3000199259 | Functional | Others
33033 | Shahbad Chc | Baby Weighing Machine | Model Not Available | 3000208576 | Functional | Others
33034 | Pookh Chc | Spot Light ( Portable ) | Model Not Available | 2000046896 | Non Functional Repairable | Others
33035 | Chinoo Phc | Binocular Microscope | Model Not Available | 6208 | Functional | Others
33036 | Bhaisroardgarh Phc | Colorimeter | MODEL NOT AVAILABLE | 3000203146 | Functional | Others
33037 | Bhaisroardgarh Phc | ECG Machine (Single Channel) | Model Not Available | 300020148 | Functional | Others
33038 | Chinoo Phc | STABILIZER | MODEL NOT AVAILABLE | 3000056572 | Functional | Others
33039 | Umand Phc | Centrifuge Machine ( 4 Tube ) | Model not available | 3000199332 | Functional | Others
33040 | Chinoo Phc | Syringe Needle Destroyer | Nulife - Dots | 3000056576 | Functional | Others
33041 | Umand Phc | Nebulizer | MODEL NOT AVAILABLE | 3000199338 | Not in use | Others
33042 | Binota Chc Chittorgarh | SPHYGMOMANOMETER(BP APPRATUS) | MODEL NOT AVAILABLE | 3000203067 | Functional | Others
33043 | Kapasan Chc | Glucometer | Model not available | 3000203171 | Functional | Others
33044 | Bera Chc | Spot Light ( Portable ) | Model Not Available | 3000197307 | Functional | Others
33045 | Nandwai Phc | Weighing Machine | MODEL NOT AVAILABLE | 3000199251 | Functional | Others
33046 | Nandwai Phc | SPHYGMOMANOMETER(BP APPRATUS) | MODEL NOT AVAILABLE | 3000199255 | Functional | Others
33047 | Nandwai Phc | Blood Bank Refrigerator | Model not available | 3000199252 | Functional | Others
33048 | Ladpura Phc | Syringe Needle Destroyer | Model not available | 3000199443 | Functional | Others
33049 | Ladpura Phc | Syringe Needle Destroyer | Model not available | 3000199445 | Functional | Others
33050 | Ladpura Phc | Syringe Needle Destroyer | Model not available | 3000199455 | Functional | Others
33051 | Ladpura Phc | Instrument Sterilizer | Model Not Available | 3000199446 | Functional | Others
33052 | Deogaon Chc Ajmer | SPHYGMOMANOMETER(BP APPRATUS) | MODEL NOT AVAILABLE | 3000047198 | Functional | Others
33053 | Atru Chc | Glucometer | Model not available | 3000199679 | Functional | Others
33054 | Atru Chc | Blood Bank Refrigerator | Model not available | 3000199681 | Functional | Others
33055 | Deva Phc | Freezes | MODEL NOT AVAILABLE | 3000056016 | Functional | Others
33056 | Atru Chc | Baby Weighing Machine | Model Not Available | 3000199683 | Functional | Others
33057 | Sawa Chc | Binocular Microscope | Model Not Available | 30002003370 | Functional | Others
33058 | Bakhtawarpura Phc | Monocular Microscope | Model not available | 3000218587 | Functional | Radical Scientific Instruments Pvt Ltd
33059 | Shimla Phc | Spot Light ( Portable ) | Model Not Available | 3000218823 | Functional | Others
33060 | Atru Chc | SPHYGMOMANOMETER(BP APPRATUS) | MODEL NOT AVAILABLE | 3000199685 | Functional | Others
33061 | Deva Phc | Radiant Heat Warmer | Zeal - RHW 2101A | 3000056018 | Functional | Others
33062 | Shimla Phc | Autoclave | Model not available | 3000218822 | Non Functional Repairable | Others
33063 | Deva Phc | Baby Weighing Machine | Model Not Available | 3000056019 | Functional | Others
33064 | Shimla Phc | Weighing Machine | MODEL NOT AVAILABLE | 3000218821 | Functional | Others
33065 | Deva Phc | STABILIZER | MODEL NOT AVAILABLE | 3000056186 | Functional | Others
33066 | Deva Phc | Syringe Needle Destroyer | Model not available | 3000056187 | Functional | Others
33067 | Nimbahera Dh Chittorgarh | ECG Machine (Single Channel) | Model Not Available | 3000203011 | Functional | Others
33068 | Nimbahera Dh Chittorgarh | Sahlis HB Meter | Model not available | 3000203013 | Functional | Others
33069 | Deva Phc | Syringe Needle Destroyer | Model not available | 3000056189 | Functional | Others
33070 | Deva Phc | Syringe Needle Destroyer | Model not available | 3000056190 | Functional | Others
33071 | Nimbahera Dh Chittorgarh | Blood Bank Refrigerator | Model not available | 3000203017 | Functional | Others
33072 | Nimbahera Dh Chittorgarh | Ultra Sonography (USG) & Colour Dopler Machine | Model not available | 3000203023 | Functional | Others
33073 | Begun Chc | Syringe Needle Destroyer | Microsil ND-60 | 3000203328 | Functional | Others
33074 | Begun Chc | Syringe Needle Destroyer | Microsil ND-60 | 3000203335 | Functional | Others
33075 | Begun Chc | Nebulizer | MODEL NOT AVAILABLE | 3000203333 | Functional | Others
33076 | Ardawata Phc | SPHYGMOMANOMETER(BP APPRATUS) | MODEL NOT AVAILABLE | 3000218555 | Functional | Others
33077 | Singnor Phc Jhunjunu | Syringe Needle Destroyer | Model not available | 3000218434 | Functional | Others
33078 | Bangu Ka Gaon Phc | Binocular Microscope | BLS 116 | 6201 | Functional | Others
33079 | Bangu Ka Gaon Phc | Weighing Machine | MODEL NOT AVAILABLE | 3000056206 | Functional | Others
33080 | Bangu Ka Gaon Phc | Baby Weighing Machine | Model Not Available | 3000056207 | Functional | Others
33081 | Buhana Chc | Instrument Sterilizer | Model Not Available | 3000216147 | Functional | Others
33082 | Chadhan Phc | SPHYGMOMANOMETER(BP APPRATUS) | MODEL NOT AVAILABLE | 3000056182 | Functional | Others
33083 | Sultana Phc | Glucometer | Accu Chek Performa | 3000218521 | Functional | Roche Digital Pvt Ltd
33084 | Sultana Phc | Monocular Microscope | Model not available | 3000218528 | Non Functional Repairable | Others
33085 | Nokh Phc | Binocular Microscope | BLS 116 | 3000047853 | Functional | Others
33086 | Nokh Phc | Centrifuge Machine ( 6 Tube ) | Model Not Available | 3000047858 | Functional | Others
33087 | Atru Chc | Anesthesia Machine | MODEL NOT AVAILABLE | 3000199693 | Functional | Others
33088 | Atru Chc | Mobile ( Portable ) X-Ray Machine | Model not available | 3000199702 | Functional | Others
33089 | Ahmadpura Chokki Phc | Binocular Microscope | Model Not Available | 3000088417 | Functional | Others
33090 | Shyampur Phc | Weighing Machine | MODEL NOT AVAILABLE | 2000020412 | Functional | Cmho Supply
33091 | Devrod Phc | Ice lined refrigerator | HBD-116 | 3000218820 | Functional | Haier Appliances India Pvt
33092 | Jhinjhiniyali Phc | SPHYGMOMANOMETER(BP APPRATUS) | MODEL NOT AVAILABLE | 3000056258 | Functional | Others
33093 | Sildar Phc | SPHYGMOMANOMETER(BP APPRATUS) | MODEL NOT AVAILABLE | 3000042095 | Functional | Others
33094 | Devrod Phc | Blood Bank Refrigerator | Model not available | 3000218819 | Functional | Vestfrost Solutions
33095 | Tanwari Phc | Blood Bank Refrigerator | Model not available | 3000042565 | Functional | Others
33096 | Paldi M Phc | Spot Light ( Portable ) | Model Not Available | 3000042594 | Functional | Others
33097 | Paldi M Phc | Spot Light ( Portable ) | Model Not Available | 3000042598 | Functional | Others
33098 | Tanwari Phc | Sahlis HB Meter | Model not available | 3000042569 | Functional | Others
33099 | Paldi M Phc | Baby Weighing Machine | Model Not Available | 3000042595 | Functional | Others
33100 | Paldi M Phc | Baby Weighing Machine | Model Not Available | 3000042596 | Functional | Others
33101 | Paldi M Phc | Baby Weighing Machine | Model Not Available | 3000042608 | Functional | Others
33102 | Tanwari Phc | Labour Table | Model Not Available | 3000042572 | Functional | Others
33103 | Jhinjhiniyali Phc | Syringe Needle Destroyer | Model not available | 3000056191 | Functional | Others
33104 | Ramgarh Chc Jaisalmer | ECG Machine (Single Channel) | Medicaid - Cardio Fax | 3000056873 | Functional | Others
33105 | Vallabhunagar Chc | Instrument Sterilizer | Model Not Available | 3000205298 | Functional | Others
33106 | Chhabra Chc | Baby Weighing Machine | Model Not Available | 3000199610 | Functional | Others
33107 | Bay Phc Sikar | Freezes | MODEL NOT AVAILABLE | 3.9101e+17 | Functional | Others
33108 | Chhabra Chc | SPHYGMOMANOMETER(BP APPRATUS) | MODEL NOT AVAILABLE | 3000199618 | Functional | Others
33109 | Amar Garh Choki Phc Sawai Madhopur | Baby Weighing Machine | Model Not Available | 3000084208 | Functional | Others
33110 | Chhabra Chc | FOGGING MACHINE | MODEL NOT AVAILABLE | 3000199623 | Functional | Others
33111 | Dada Fatehpura Phc Jhunjhunu | Weighing Machine | MODEL NOT AVAILABLE | 3000218849 | Functional | Crown Digital Scales Inc
33112 | Jakhora Phc | Syringe Needle Destroyer | Model not available | 3000218630 | Functional | Others
33113 | Jakhora Phc | Syringe Needle Destroyer | Model not available | 3000218636 | Functional | Others
33114 | Khirni Phc | Ice lined refrigerator | Model Not Available | 11101116 | Functional | Cmho Supply
33115 | Deori Phc | Binocular Microscope | Microlux - 16 | 3000208597 | Functional | Others
33116 | Deori Phc | Centrifuge Machine ( 6 Tube ) | Model Not Available | 3000208599 | Functional | Others
33117 | Duni Chc | Blood Mixer ( Roller Mixer ) | Model not available | 06/0625 | Functional | Yorco Sales Pvt Ltd
33118 | Bharaja Phc | FOOT OPERATED SUCTION MACHINE | MODEL NOT AVAILABLE | 2000035536 | Functional | Others
33119 | Bharaja Phc | Fetal Doppler | MODEL NOT AVAILABLE | 2000035537 | Functional | Others
33120 | Bharaja Phc | Radiant Heat Warmer | Zeal - RHW 2101A | 2000035535 | Functional | Others
33121 | Bharaja Phc | SPHYGMOMANOMETER(BP APPRATUS) | MODEL NOT AVAILABLE | 2000035538 | Functional | Others
33122 | Sheoganj Chc | Incubator | MODEL NOT AVAILABLE | 3000119136 | Functional | Others
33123 | Bhinder Chc | Phototherepy Unit | MODEL NOT AVAILABLE | NRHM/PT0940 | Functional | Meditrin Instruments
33124 | Bhttana Phc | Weighing Machine | MODEL NOT AVAILABLE | 3000119018 | Functional | Others
33125 | Sheoganj Chc | Micropipettes | MODEL NOT AVAILABLE | 3000119146 | Functional | Others
33126 | Sata Phc | Suction Machine | Model Not Available | 3000214412 | Functional | Others
33127 | Bhttana Phc | Ice lined refrigerator | Model Not Available | 300011019 | Functional | Others
33128 | Bhttana Phc | Blood Bank Refrigerator | Model not available | 3000119020 | Functional | Others
33129 | Bhinder Chc | O.T. Light Single Dome | MODEL NOT AVAILABLE | 3000204299 | Functional | Surgicoin Medequip Pvt Ltd
33130 | Bhimra Phc | Suction Machine | Model Not Available | 300017882 | Functional | Others
33131 | Ladpura Phc | Colorimeter | MODEL NOT AVAILABLE | 3000199440 | Not in use | Others
33132 | Mangalwad Chhoraya Phc | Glucometer | Model not available | 3000199031 | Functional | Others
33133 | Nikumbh Chc Chittorgarh | Suction Machine | Model Not Available | 3000208117 | Functional | Others
33134 | Bera Chc | Syringe Needle Destroyer | Microsil - ND350 | 300019314 | Functional | Others
33135 | Ladpura Phc | Fetal Doppler | MODEL NOT AVAILABLE | 3000199451 | Functional | Others
33136 | Mandesar Phc | Centrifuge Machine ( 4 Tube ) | Model not available | 3000199412 | Functional | Others
33137 | Jawada Phc | Weighing Machine | MODEL NOT AVAILABLE | 3000199425 | Functional | Others
33138 | Jawada Phc | Blood Bank Refrigerator | Model not available | 3000199427 | Functional | Others
33139 | Parsoli Phc Begun | Syringe Needle Destroyer | Model not available | 3000199220 | Functional | Others
33140 | Mandesar Phc | Radiant Heat Warmer | Zeal - RHW 2101A | 3000199417 | Functional | Others
33141 | Chopoli Phc | Instrument Sterilizer | Model Not Available | 3000218194 | Functional | Atlas Surgical Company
33142 | Mandlacharan Phc | SPHYGMOMANOMETER(BP APPRATUS) | MODEL NOT AVAILABLE | 3000203088 | Functional | Others
33143 | Mandlacharan Phc | SPHYGMOMANOMETER(BP APPRATUS) | MODEL NOT AVAILABLE | 3000203094 | Functional | Others
33144 | Mandlacharan Phc | SPHYGMOMANOMETER(BP APPRATUS) | MODEL NOT AVAILABLE | 3000203097 | Functional | Others
33145 | Chopoli Phc | Instrument Sterilizer | Model Not Available | 3000218195 | Functional | Atlas Surgical Company
33146 | Chechi Phc | Blood Bank Refrigerator | Model not available | 3000199269 | Functional | Others
33147 | Chechi Phc | Blood Bank Refrigerator | Model not available | 3000199271 | Functional | Others
33148 | Dindoli Phc | Ice lined refrigerator | MK - 142 | 25112244 | Functional | Others
33149 | Kannoj Phc | Binocular Microscope | Microlux - 16 | 3000199373 | Functional | Others
33150 | Kannoj Phc | Binocular Microscope | Microlux - 16 | 3000199376 | Functional | Others
33151 | Dugar Phc Chittorgarh | Weighing Machine | MODEL NOT AVAILABLE | 3000199286 | Functional | Others
33152 | Dugar Phc Chittorgarh | Baby Weighing Machine | Model Not Available | 3000199287 | Functional | Others
33153 | Kannoj Phc | Freezes | GL-185 | 3000199375 | Functional | Others
33154 | Bhoodki Phc | Binocular Microscope | PZB 22 | 67141 | Functional | Quality Scientific And Mechanical Works Pvt Ltd
33155 | Bhoodki Phc | Glucometer | Accu Chek Performa | GS01380998 | Functional | Roche Digital Pvt Ltd
33156 | Anta Chc | Centrifuge Machine ( 4 Tube ) | Model not available | 3000199495 | Functional | Others
33157 | Ardawata Phc | SPHYGMOMANOMETER(BP APPRATUS) | Pagoda | 3000218560 | Functional | Elite Scientific Corporation
33158 | Begun Chc | Hot Air Oven | Model not available | 3000203330 | Functional | Others
33159 | Ardawata Phc | Syringe Needle Destroyer | Nulife - Dots | 3000218565 | Functional | Mrk Healthcare Pvt Ltd Delhi
33160 | Ramdevra Phc | Suction Machine | Model Not Available | 3000056972 | Functional | Others
33161 | Begun Chc | Instrument Sterilizer | Model Not Available | 3000203293 | Functional | Others
33162 | Ardawata Phc | Centrifuge Machine ( 8 Tube) | Model Not Available | 3000218566 | Functional | Others
33163 | Begun Chc | Boyles Apparatus | MODEL NOT AVAILABLE | 3000203297 | Functional | Others
33164 | Katunda Chc | 100mA X-Ray Machine | Model not available | 3000203269 | Functional | Others
33165 | Katunda Chc | Syringe Needle Destroyer | Model not available | 3000203272 | Functional | Others
33166 | Ramdevra Phc | Baby Weighing Machine | Model Not Available | 3000056977 | Functional | Others
33167 | Shuklawas Phc | Baby Weighing Machine | Model Not Available | 1380 | Functional | Others
33168 | Ramdevra Phc | SPHYGMOMANOMETER(BP APPRATUS) | MODEL NOT AVAILABLE | 3000056989 | Functional | Others
33169 | Ramdevra Phc | SPHYGMOMANOMETER(BP APPRATUS) | MODEL NOT AVAILABLE | 3000056985 | Functional | Others
33170 | Abhaypura Phc Chittorgarh | Ice lined refrigerator | HBC-70 | 3000199202 | Functional | Others
33171 | Abhaypura Phc Chittorgarh | Blood Bank Refrigerator | Model not available | 3000199203 | Functional | Others
33172 | Abhaypura Phc Chittorgarh | Weighing Machine | MODEL NOT AVAILABLE | 3000199204 | Functional | Others
33173 | Ramdevra Phc | SPHYGMOMANOMETER(BP APPRATUS) | MODEL NOT AVAILABLE | 3000056987 | Functional | Others
33174 | Abhaypura Phc Chittorgarh | SPHYGMOMANOMETER(BP APPRATUS) | MODEL NOT AVAILABLE | 3000199205 | Functional | Others
33175 | Ramdevra Phc | SPHYGMOMANOMETER(BP APPRATUS) | MODEL NOT AVAILABLE | 3000056988 | Functional | Others
33176 | Gura Phc Jhunjhunu | SPHYGMOMANOMETER(BP APPRATUS) | MODEL NOT AVAILABLE | 2000046904 | Functional | Others
33177 | Atru Chc | Defibrillator with Cardiac Monitor | Model Not Available | 3000199694 | Functional | Others
33178 | Gura Phc Jhunjhunu | Syringe Needle Destroyer | Model not available | 2000046903 | Functional | Others
33179 | Police Dispensary Chittorgarh | SPHYGMOMANOMETER(BP APPRATUS) | MODEL NOT AVAILABLE | 471 | Functional | Others
33180 | Bassi Chc Chittorgarh | Syringe Needle Destroyer | Model not available | 3000208146 | Functional | Others
33181 | Bassi Chc Chittorgarh | Syringe Needle Destroyer | Model not available | 3000208148 | Functional | Others
33182 | Police Dispensary Chittorgarh | Weighing Machine | MODEL NOT AVAILABLE | 514 | Functional | Others
33183 | Sefaraganwar Phc Jhunjhunu | SPHYGMOMANOMETER(BP APPRATUS) | MODEL NOT AVAILABLE | 3000218683 | Functional | Unique Power Technologies
33184 | Sefaraganwar Phc Jhunjhunu | Weighing Machine | MODEL NOT AVAILABLE | 3000218684 | Functional | Others
33185 | Sefaraganwar Phc Jhunjhunu | SPHYGMOMANOMETER(BP APPRATUS) | MODEL NOT AVAILABLE | 3000218686 | Functional | Others
33186 | Sefaraganwar Phc Jhunjhunu | Baby Weighing Machine | Model Not Available | 3000218685 | Functional | Others
33187 | Naroli Chor Phc Sawaimadhopur | SPHYGMOMANOMETER(BP APPRATUS) | MODEL NOT AVAILABLE | 306960 | Functional | Cmho Supply
33188 | Kotri Chc | Hot Air Oven | Model not available | 3000125599 | Functional | Others
33189 | Kotri Chc | Binocular Microscope | Model Not Available | 3000125597 | Functional | Others
33190 | Ked Phc Jhunjhunu | Baby Weighing Machine | Model Not Available | 2000046933 | Non Functional Not Repairable | Crown Digital Scales Inc
33191 | Kotri Chc | Blood Cell Counter - 3 part | Model not available | 3000125596 | Functional | Others
33192 | Jk Lone Hospital Jaipur | ECG Machine (Twelve Channel ) | Model Not Available | 3000085581 | Functional | Others
33193 | Chhabra Chc | Binocular Microscope | Model Not Available | 3000199598 | Functional | Others
33194 | Chhabra Chc | Hot Air Oven | Model not available | 3000199599 | Functional | Others
33195 | Ked Phc Jhunjhunu | Glucometer | Model not available | SADBLOB8 | Functional | Others
33196 | Chhabra Chc | Blood Bank Refrigerator | Model not available | 3000199600 | Functional | Others
33197 | Chhabra Chc | Blood Bank Refrigerator | Model not available | 3000199601 | Functional | Others
33198 | Chhabra Chc | Ice lined refrigerator | Model Not Available | 3000199602 | Functional | Others
33199 | Vallabhunagar Chc | Syringe Needle Destroyer | Model not available | 3000205296 | Functional | Others
33200 | Rohida Chc | Micropipettes | MODEL NOT AVAILABLE | 2000035511 | Functional | Others
33201 | Bhimra Phc | Centrifuge Machine ( 8 Tube) | Model Not Available | 3000117886 | Functional | Others
33202 | Bhimra Phc | Freezes | MODEL NOT AVAILABLE | 3000117890 | Functional | Others
33203 | Abu Road Chc | O.T. Light Single Dome | MODEL NOT AVAILABLE | 3000045500 | Functional | Others
33204 | Jhadoli Phc Sirohi | Syringe Needle Destroyer | Model not available | 3000119064 | Functional | Others
33205 | Chanar Phc | Radiant Heat Warmer | Zeal - RHW 2101A | 3000119049 | Functional | Others
33206 | Mt Abu Chc | FOGGING MACHINE | MODEL NOT AVAILABLE | 3000042581 | Functional | Others
33207 | Jhadoli Phc Sirohi | Labour Table | Model Not Available | 3000119066 | Functional | Others
33208 | Mt Abu Chc | Boyles Apparatus | MODEL NOT AVAILABLE | 3000042586 | Functional | Others
33209 | Jk Lone Hospital Jaipur | Pulse Oxymeter | Model Not Available | 3000085587 | Functional | Others
33210 | General Hospital Sirohi Dh | Photoelectric Calorimeter | Calorimeter - 1312 | 3000042449 | Functional | Others
33211 | General Hospital Sirohi Dh | Photoelectric Calorimeter | Calorimeter - 1312 | 3000042491 | Functional | Others
33212 | General Hospital Sirohi Dh | Photoelectric Calorimeter | Calorimeter - 1312 | 3000042466 | Functional | Others
33213 | General Hospital Sirohi Dh | Photoelectric Calorimeter | Calorimeter - 1312 | 3000042458 | Functional | Others
33214 | General Hospital Sirohi Dh | Photoelectric Calorimeter | Calorimeter - 1312 | 3000042459 | Functional | Others
33215 | General Hospital Sirohi Dh | Photoelectric Calorimeter | Calorimeter - 1312 | 3000042460 | Functional | Others
33216 | Krishanganj Chc Sirohi | SPHYGMOMANOMETER(BP APPRATUS) | MODEL NOT AVAILABLE | 2000035341 | Functional | Others
33217 | Vallabhunagar Chc | Centrifuge Machine ( 16 Tube ) | Model not available | DPLO2649 | Functional | Remi Electrotechnik Ltd
33218 | Mandalgarh Chc | Glucometer | Model not available | 3000042854 | Functional | Others
33219 | Jk Lone Hospital Jaipur | Ventilator | AVEA | BBV03136 | Functional | Others
33220 | Vallabhunagar Chc | Ophthalmoscope | Heine Beta - 200 S | 3000205332 | Functional | National Industrial Company
33221 | General Hospital Sirohi Dh | Blood Cell Counter - 3 part | Model not available | 3000042441 | Functional | Others
33222 | General Hospital Sirohi Dh | Blood Cell Counter - 3 part | Model not available | 3000042445 | Functional | Others
33223 | General Hospital Sirohi Dh | Blood Cell Counter - 3 part | Model not available | 3000040444 | Functional | Others
33224 | Mandalgarh Chc | Incubator | MODEL NOT AVAILABLE | 3000042859 | Functional | Others
33225 | Jk Lone Hospital Jaipur | Syringe Infusion Pump | Model not available | 3000085594 | Functional | Others
33226 | Jk Lone Hospital Jaipur | Multi-Para Monitor | Star 50 ( L and T ) | 3000085627 | Functional | Others
33227 | Posaliya Phc | Nebulizer | MODEL NOT AVAILABLE | 2000035562 | Functional | Others
33228 | Krishanganj Chc Sirohi | Micropipettes | MODEL NOT AVAILABLE | 2000035347 | Functional | Others
33229 | Krishanganj Chc Sirohi | Micropipettes | MODEL NOT AVAILABLE | 2000035348 | Functional | Others
33230 | General Hospital Sirohi Dh | Indirect Ophthalmoscope | Model Not Available | 2000035314 | Functional | Others
33231 | General Hospital Sirohi Dh | Indirect Ophthalmoscope | Model Not Available | 3000035315 | Functional | Others
33232 | General Hospital Sirohi Dh | Semi Automated Chemistry Analyzer | Model not Available | 2000035289 | Functional | Others
33233 | General Hospital Sirohi Dh | Semi Automated Chemistry Analyzer | Model not Available | 20000352920 | Functional | Others
33234 | General Hospital Sirohi Dh | Centrifuge Machine (24 Tubes) | R-8C DX | 2000035282 | Functional | Others
33235 | Chirawa Chc | Binocular Microscope | Model Not Available | 81555 | Functional | Labovision India
33236 | Pookh Chc | Instrument Sterilizer | Model Not Available | 2000046875 | Functional | Paras Enterprises
33237 | Bera Chc | Syringe Needle Destroyer | Model not available | 3000197305 | Functional | Others
33238 | Pookh Chc | Syringe Needle Destroyer | Nulife - Dots | 2000046890 | Functional | Mrk Healthcare Pvt Ltd Delhi
33239 | Pookh Chc | ECG Machine (Single Channel) | Medicaid - Cardio Fax | C613420 | Functional | Medicaid Systems
33240 | Pookh Chc | Weighing Machine | MODEL NOT AVAILABLE | 2000046892 | Functional | Others
33241 | Bhoodki Phc | Baby Weighing Machine | Model Not Available | 3000218446 | Functional | Others
33242 | Anta Chc | Baby Weighing Machine | Model Not Available | 3000199513 | Functional | Others
33243 | Anta Chc | Ventilator | Model Not Available | 3000199523 | Functional | Others
33244 | Kakarwa Phc | Centrifuge Machine ( 4 Tube ) | Model not available | 3000199317 | Functional | Others
33245 | Kakarwa Phc | Syringe Needle Destroyer | Model not available | 3000199325 | Functional | Others
33246 | Lasdawana Phc | Centrifuge Machine ( 6 Tube ) | Model Not Available | 3000199355 | Functional | Others
33247 | Bhadesar Chc | Freezes | MODEL NOT AVAILABLE | 3000208091 | Functional | Others
33248 | Anta Chc | Monocular Microscope | Model not available | 3000199484 | Functional | Others
33249 | Anta Chc | Monocular Microscope | Model not available | 3000199485 | Functional | Others
33250 | Anta Chc | Monocular Microscope | Model not available | 3000199486 | Functional | Others
33251 | Anta Chc | Monocular Microscope | Model not available | 3000199487 | Functional | Others
33252 | Badi Phc Chittorgarh | Nebulizer | MODEL NOT AVAILABLE | 3000199462 | Functional | Others
33253 | Lasdawana Phc | Autoclave | Model not available | 3000199363 | Functional | Others
33254 | Arandkhera Phc | Centrifuge Machine ( 12 Tube ) | Model Not Available | 3000203350 | Functional | Others
33255 | Kewalpura Phc | Baby Weighing Machine | Model Not Available | 3000199070 | Functional | Others
33256 | Lasdawana Phc | Fetal Doppler | MODEL NOT AVAILABLE | 3000199365 | Functional | Others
33257 | Badi Phc Chittorgarh | Autoclave | Model not available | 3000199464 | Functional | Others
33258 | Kewalpura Phc | Ice lined refrigerator | HBC-70 | 3000199072 | Functional | Others
33259 | Lasdawana Phc | SPHYGMOMANOMETER(BP APPRATUS) | MODEL NOT AVAILABLE | 3000199369 | Functional | Others
33260 | Undamandi Phc | Binocular Microscope | Model Not Available | 22030 | Functional | Radical Scientific Instruments Pvt Ltd
33261 | Pachlangi Phc | Autoclave | Model not available | 3000218235 | Functional | Others
33262 | Gura Phc Jhunjhunu | Baby Weighing Machine | Model Not Available | 2000046901 | Functional | Others
33263 | Atru Chc | Suction Machine | Model Not Available | 3000199697 | Functional | Others
33264 | Pachlangi Phc | Centrifuge Machine ( 4 Tube ) | Model not available | 3000218245 | Functional | Others
33265 | Dungla Chc | Centrifuge Machine ( 4 Tube ) | Model Not Available | 3000259044 | Functional | Others
33266 | Bassi Chc Chittorgarh | Syringe Needle Destroyer | Model not available | 3000208170 | Functional | Others
33267 | Pachlangi Phc | Monocular Microscope | Model not available | 890241 | Functional | Others
33268 | Bassi Chc Chittorgarh | Ice lined refrigerator | Model Not Available | 3000208173 | Functional | Others
33269 | Lathi Phc | Freezes | MODEL NOT AVAILABLE | 3000056231 | Functional | Others
33270 | Atru Chc | Ice lined refrigerator | Model Not Available | 3000199703 | Functional | Others
33271 | Lathi Phc | Suction Machine | Model Not Available | 3000056234 | Functional | Others
33272 | Tana Phc Chittorgarh | Syringe Needle Destroyer | Model not available | 30000199330 | Functional | Others
33273 | Dungla Chc | Freezes | MODEL NOT AVAILABLE | 3000208005 | Functional | Others
33274 | Thathwadi Phc Jhunjhunu | SPHYGMOMANOMETER(BP APPRATUS) | MODEL NOT AVAILABLE | 1200vt1450283 | Functional | Others
33275 | Bassi Chc Chittorgarh | Syringe Needle Destroyer | Model not available | 3000208150 | Functional | Others
33276 | Shuklawas Phc | Syringe Needle Destroyer | Nulife - Dots | 2000022252 | Functional | Others
33277 | Bassi Chc Chittorgarh | ECG Machine (Single Channel) | Model Not Available | 3000208151 | Functional | Others
33278 | Bassi Chc Chittorgarh | ECG Machine (Single Channel) | Model Not Available | 3000208152 | Functional | Others
33279 | Bassi Chc Chittorgarh | Instrument Sterilizer | Model Not Available | 3000208169 | Functional | Others
33280 | Lathi Phc | Nebulizer | MODEL NOT AVAILABLE | 3000056266 | Functional | Others
33281 | Dungla Chc | Binocular Microscope | Model Not Available | 69871 | Functional | Others
33282 | Lathi Phc | Centrifuge Machine ( 4 Tube ) | Model not available | 3000056268 | Functional | Others
33283 | Shuklawas Phc | Blood Bank Refrigerator | Model not available | 2000022256 | Functional | Others
33284 | Nimbahera Dh Chittorgarh | Defibrillator | DEFIGARD 4000 | JO98105 | Functional | Schiller Healthcare India Pvt Ltd
33285 | Chanana Phc | Instrument Sterilizer | Model Not Available | 3000218498 | Functional | Paras Enterprises
33286 | Bassi Chc Chittorgarh | Radiant Heat Warmer | Model Not Available | 3000208153 | Functional | Others
33287 | Bansawta Phc Jhunjunu | SPHYGMOMANOMETER(BP APPRATUS) | MODEL NOT AVAILABLE | 3000218775 | Functional | Ajay Optical India
33288 | Bansawta Phc Jhunjunu | Syringe Needle Destroyer | Model not available | 3000218776 | Functional | Others
33289 | Paldi M Phc | Syringe Needle Destroyer | Model not available | 3000042601 | Functional | Others
33290 | Paldi M Phc | Syringe Needle Destroyer | Model not available | 3000042612 | Functional | Others
33291 | Tanwari Phc | Baby Weighing Machine | Crown | 3000042575 | Functional | Others
33292 | Bansawta Phc Jhunjunu | Weighing Machine | MODEL NOT AVAILABLE | 3000218777 | Functional | Others
33293 | Tanwari Phc | Weighing Machine | MODEL NOT AVAILABLE | 3000042576 | Not in use | Others
33294 | General Hospital Sirohi Dh | Multi-Para Monitor | Model not available | 2000035331 | Functional | Others
33295 | Varada Phc | Freezes | MODEL NOT AVAILABLE | 3000045424 | Functional | Others
33296 | Varada Phc | Weighing Machine | MODEL NOT AVAILABLE | 3000045425 | Functional | Others
33297 | Jk Lone Hospital Jaipur | Ventilator | Model Not Available | 133123 | Functional | Others
33298 | Jk Lone Hospital Jaipur | Suction Machine | Model Not Available | 3000085646 | Functional | Others
33299 | Amar Garh Choki Phc Sawai Madhopur | Weighing Machine | MODEL NOT AVAILABLE | 3000084213 | Functional | Cmho Supply
33300 | Dundlath Phc | Monocular Microscope | Model not available | 66805 | Functional | Others
33301 | Amar Garh Choki Phc Sawai Madhopur | Weighing Machine | MODEL NOT AVAILABLE | 3000084214 | Functional | Cmho Supply
33302 | Dundlath Phc | Binocular Microscope | PZB 22 | 67160 | Functional | Quality Scientific And Mechanical Works Pvt Ltd
33303 | City Dispensary Kali Palton Tonk | STABILIZER | MODEL NOT AVAILABLE | 3000088143 | Functional | Others
33304 | City Dispensary Kali Palton Tonk | Syringe Needle Destroyer | Model not available | 3000088144 | Functional | Others
33305 | Khirni Phc | Ice lined refrigerator | Model Not Available | 11101153 | Functional | Cmho Supply
33306 | Deori Phc | Radiant Heat Warmer | Model Not Available | 3000208604 | Functional | Others
33307 | Deori Phc | Radiant Heat Warmer | Model Not Available | 3000208605 | Functional | Others
33308 | Deori Phc | Blood Bank Refrigerator | Model not available | 3000208610 | Functional | Others
33309 | Jk Lone Hospital Jaipur | Syringe Infusion Pump | Model not available | 3000085590 | Functional | Others
33310 | Barloot Phc | Weighing Machine | MODEL NOT AVAILABLE | 2000035384 | Functional | Others
33311 | Sheoganj Chc | Blood Bank Refrigerator | Model not available | 3000119116 | Functional | Others
33312 | Pachewar Phc | FOOT OPERATED SUCTION MACHINE | MODEL NOT AVAILABLE | 3000088500 | Functional | Others
33313 | Vallabhunagar Chc | Radiant Heat Warmer | Zeal - RHW 2101A | 3000205300 | Functional | Zeal Medical Pvt Ltd
33314 | Chanar Phc | Sahlis HB Meter | Model not available | 3000119043 | Functional | Others
33315 | Chanar Phc | Baby Weighing Machine | Model Not Available | 3000119046 | Functional | Others
33316 | Chanar Phc | Baby Weighing Machine | Model Not Available | 3000119053 | Functional | Others
33317 | Jk Lone Hospital Jaipur | Multi-Para Monitor | Model not available | F125M1810 | Functional | Others
33318 | Jawal Phc | Instrument Sterilizer | Model Not Available | 2000035356 | Functional | Others
33319 | Jk Lone Hospital Jaipur | Ventilator | Model Not Available | 20135I21322 | Functional | Others
33320 | Jk Lone Hospital Jaipur | Ventilator | Model Not Available | 20135I21335 | Functional | Others
33321 | Vallabhunagar Chc | Phototherepy Unit | Fenam, Bilitron Sky 5006 | 3000205327 | Functional | Fanem
33322 | Jk Lone Hospital Jaipur | Ventilator | AVEA | BBU01132 | Functional | Others
33323 | Mandalgarh Chc | Centrifuge Machine ( 8 Tube) | Model Not Available | 3000042855 | Functional | Others
33324 | General Hospital Sirohi Dh | FOOT OPERATED SUCTION MACHINE | MODEL NOT AVAILABLE | 3000042494 | Functional | Others
33325 | General Hospital Sirohi Dh | FOOT OPERATED SUCTION MACHINE | MODEL NOT AVAILABLE | 3000042468 | Functional | Others
33326 | Posaliya Phc | Spot Light ( Portable ) | Model Not Available | 2000035553 | Functional | Others
33327 | Posaliya Phc | Spot Light ( Portable ) | Model Not Available | 2000035554 | Functional | Others
33328 | Kailash Nagar Phc | Radiant Heat Warmer | Zeal - RHW 2101A | 3000042629 | Functional | Others
33329 | Posaliya Phc | Blood Bank Refrigerator | Model not available | 2000035561 | Functional | Others
33330 | Krishanganj Chc Sirohi | Semi Automated Chemistry Analyzer | Model not Available | 2000035349 | Functional | Others
33331 | Posaliya Phc | Binocular Microscope | BLS 116 | 2000035565 | Functional | Others
33332 | Kailash Nagar Phc | Micropipettes | MODEL NOT AVAILABLE | 3000042638 | Functional | Others
33333 | Barloot Phc | Freezes | MODEL NOT AVAILABLE | 2000035381 | Functional | Others
33334 | Barloot Phc | Freezes | MODEL NOT AVAILABLE | 2000035386 | Functional | Others
33335 | General Hospital Sirohi Dh | Dental X-ray unit | Model Not Available | 2000035292 | Functional | Others
33336 | General Hospital Sirohi Dh | Dental X-ray unit | Model Not Available | 2000035293 | Functional | Others
33337 | General Hospital Sirohi Dh | Dental X-ray unit | Model Not Available | 2000035294 | Functional | Others
33338 | General Hospital Sirohi Dh | C R System | Model not available | 2000035307 | Functional | Others
33339 | General Hospital Sirohi Dh | C R System | Model not available | 2000035311 | Functional | Others
33340 | Budhwara Phc | Freezes | MODEL NOT AVAILABLE | 2000033403 | Functional | Others
33341 | Govt Hospital Nasirabad Sdh | Hot Air Oven | Model not available | 2000029129 | Non Functional Not Repairable | Paras Enterprises
33342 | Govt Hospital Nasirabad Sdh | Hot Air Oven | Model not available | 3000047697 | Functional | Others
33343 | Govt Hospital Nasirabad Sdh | Freezes | MODEL NOT AVAILABLE | 3000047695 | Functional | Others
33344 | Kadel Phc | Instrument Sterilizer | Model Not Available | 2000033416 | Not in use | Others
33345 | A K Hospital Beawar Ajmer Dh | Endoscope | MODEL NOT AVAILABLE | 2000034570 | Functional | Others
33346 | Baghsuri Phc | Colorimeter | MODEL NOT AVAILABLE | 2000032485 | Functional | Others
33347 | Govt Hospital Nasirabad Sdh | Syringe Needle Destroyer | Model not available | 3000047424 | Functional | Others
33348 | Baghsuri Phc | Suction Machine | Model Not Available | 2000032486 | Functional | Others
33349 | Govt Hospital Nasirabad Sdh | Fetal Monitor | MODEL NOT AVAILABLE | 3000047622 | Functional | Others
33350 | Govt Hospital Nasirabad Sdh | Fetal Monitor | MODEL NOT AVAILABLE | 3000047623 | Functional | Others
33351 | Govt Hospital Nasirabad Sdh | Suction Machine | Model Not Available | 3000047625 | Functional | Others
33352 | Sawar Chc | 100mA X-Ray Machine | Siemens 100mA | 1647 | Functional | Others
33353 | Sawar Chc | Suction Machine | Model Not Available | 2000034850 | Functional | Others
33354 | Sawar Chc | Freezes | Kelvinator KGE 193 | 2000034858 | Functional | Others
33355 | Pushkar Chc | Hemoglobin meter | HB 301 | 2000033483 | Functional | Others
33356 | Niyara Phc Ajmer | Syringe Needle Destroyer | Model not available | 2000032918 | Functional | Others
33357 | Rawla Ki Badiya Phc Ajmer | Ice lined refrigerator | MK-144 | 2000034558 | Functional | Others
33358 | City Dispensary Srinagar Road | ESR Stand | Model not available | 34835 | Functional | Others
33359 | City Dispensary Srinagar Road | Micropipettes | MODEL NOT AVAILABLE | 34837 | Functional | Others
33360 | Pushkar Chc | ECG Machine (Single Channel) | BPL - Cardiart 108T | 2000033464 | Functional | Others
33361 | Pushkar Chc | Suction Machine | Model Not Available | 2000033467 | Functional | Others
33362 | Zanana Hospital Ajmer Medical Collage Hospital | ELISA READR WITH WASHER | RT 2100C AND RT 2600C | 3000047082 | Functional | Others
33363 | Pushkar Chc | Centrifuge Machine ( 4 Tube ) | Model not available | 2000033473 | Functional | Others
33364 | Pushkar Chc | Centrifuge Machine ( 4 Tube ) | Model not available | 2000033474 | Functional | Others
33365 | Pushkar Chc | Centrifuge Machine ( 4 Tube ) | Model not available | 2000033489 | Functional | Others
33366 | Chanana Phc | FOOT OPERATED SUCTION MACHINE | MODEL NOT AVAILABLE | 3000218501 | Non Functional Repairable | Others
33367 | Tiba Basai Phc | Spot Light ( Portable ) | Model Not Available | 3000218734 | Functional | Others
33368 | Devda Phc | SPHYGMOMANOMETER(BP APPRATUS) | MODEL NOT AVAILABLE | 3000199316 | Functional | Others
33369 | Chanana Phc | Autoclave | Model not available | 2952 | Functional | Others
33370 | Lathi Phc | Glucometer | Model not available | 3000056210 | Functional | Others
33371 | Nimbahera Dh Chittorgarh | Syringe Needle Destroyer | Model not available | 3000203035 | Functional | Others
33372 | Lathi Phc | Freezes | MODEL NOT AVAILABLE | 3000056212 | Functional | Others
33373 | Dungla Chc | 100mA X-Ray Machine | Model not available | 3000208011 | Functional | Others
33374 | Lathi Phc | SPHYGMOMANOMETER(BP APPRATUS) | MODEL NOT AVAILABLE | 3000056213 | Functional | Others
33375 | Dungla Chc | Water Bath | Model not available | 3000208012 | Functional | Others
33376 | Gangori Hospital | SPHYGMOMANOMETER(BP APPRATUS) | MODEL NOT AVAILABLE | 3000139835 | Functional | Others
33377 | Ranoli Phc Sikar | Glucometer | Model not available | MT0000-1621 | Functional | Accurex Biomedicals Pvt Ltd
33378 | Keli Phc | Baby Weighing Machine | Model Not Available | 3000199478 | Functional | Others
33379 | Borav Phc | Freezes | MODEL NOT AVAILABLE | 3000199400 | Functional | Others
33380 | Singhana Chc | Incubator | MODEL NOT AVAILABLE | 3000218904 | Functional | Others
33381 | Borav Phc | Radiant Heat Warmer | Model Not Available | 3000199402 | Functional | Others
33382 | Gangori Hospital | Spot Light ( Portable ) | Model Not Available | 3000139837 | Functional | Others
33383 | Dungla Chc | ECG Machine (Single Channel) | Model Not Available | 3000208032 | Functional | Others
33384 | Keli Phc | Centrifuge Machine ( 16 Tube ) | Model not available | 3000199470 | Functional | Others
33385 | Savlod Phc | Blood Bank Refrigerator | Model not available | 3000216097 | Functional | Vestfrost Solutions
33386 | Singhana Chc | Blood Cell Counter - 3 part | Horiba - ABX Micros ES 60 | 306ES0H05825 | Functional | Horiba India Pvt Ltd
33387 | Borav Phc | Freezes | MODEL NOT AVAILABLE | 3000199406 | Functional | Others
33388 | Ahmadpura Chokki Phc | Syringe Needle Destroyer | Model not available | 3000088419 | Functional | Others
33389 | Singhana Chc | Nebulizer | MODEL NOT AVAILABLE | 4054714 | Functional | Others
33390 | Borav Phc | FOOT OPERATED SUCTION MACHINE | MODEL NOT AVAILABLE | 3000199407 | Functional | Others
33391 | Gangori Hospital | Autoclave | Model not available | 3000139926 | Functional | Others
33392 | Mangalwad Chhoraya Phc | Freezes | Kelvinator KGE 193 | 3000199026 | Functional | Others
33393 | Mangalwad Chhoraya Phc | Baby Weighing Machine | Model Not Available | 3000199036 | Functional | Others
33394 | Mangalwad Chhoraya Phc | Blood Bank Refrigerator | Model not available | 3000199039 | Functional | Others
33395 | Bera Chc | 150 mA X-Ray Machine | MARS 6R | 2K130606245XLHF | Functional | Others
33396 | Dhamana Phc | Colorimeter | MODEL NOT AVAILABLE | 3000199165 | Functional | Others
33397 | Mandesar Phc | Ice lined refrigerator | HBC-70 | 3000199414 | Functional | Others
33398 | Singhpur Phc | Centrifuge Machine ( 4 Tube ) | Remi 4C | 3000199193 | Functional | Others
33399 | Bera Chc | Radiant Heat Warmer | Zeal - RHW 2101A | 3000197325 | Functional | Others
33400 | Bhoodki Phc | Syringe Needle Destroyer | Model not available | 3000218443 | Functional | Others
33401 | Anta Chc | Hot Air Oven | Model not available | 3000199492 | Functional | Others
33402 | Anta Chc | Blood Bank Refrigerator | Model not available | 3000199493 | Functional | Others
33403 | Bhoodki Phc | Suction Machine | Model Not Available | 3000218447 | Functional | Atlas Surgical Company
33404 | Bhoodki Phc | FOOT OPERATED SUCTION MACHINE | MODEL NOT AVAILABLE | 3000218448 | Functional | Others
33405 | Anta Chc | Baby Weighing Machine | Model Not Available | 3000199511 | Functional | Others
33406 | Anta Chc | Pulse Oxymeter | Model Not Available | 3000199519 | Functional | Others
33407 | Loyl Phc | Syringe Needle Destroyer | Model not available | 13H0063 | Functional | Others
33408 | Bansain Phc | Centrifuge Machine ( 4 Tube ) | Model not available | GGLC-8615 | Functional | Others
33409 | Arandkhera Phc | Syringe Needle Destroyer | Model not available | 3000203344 | Functional | Others
33410 | Arandkhera Phc | Syringe Needle Destroyer | Model not available | 3000203345 | Functional | Others
33411 | Bera Chc | Radiant Heat Warmer | Model Not Available | 3000197329 | Functional | Others
33412 | Kannoj Phc | Instrument Sterilizer | Model Not Available | 3000199386 | Functional | Others
33413 | Kannoj Phc | Instrument Sterilizer | Model Not Available | 3000199387 | Functional | Others
33414 | City Dispensary Anderkot | Centrifuge Machine ( 4 Tube ) | Model not available | 3000047136 | Functional | Others
33415 | Tyonda Phc | Monocular Microscope | Model not available | 3000218854 | Functional | Olympus Diagnostic Systems
33416 | Jakhora Phc | Instrument Sterilizer | Model Not Available | 3000218623 | Functional | Others
33417 | Mirjapur Chc Baran | FOOT OPERATED SUCTION MACHINE | MODEL NOT AVAILABLE | 3000203627 | Functional | Others
33418 | General Hospital Sirohi Dh | Phototherepy Unit | MODEL NOT AVAILABLE | 2000035328 | Functional | Others
33419 | General Hospital Sirohi Dh | Phototherepy Unit | MODEL NOT AVAILABLE | 2000035329 | Functional | Others
33420 | General Hospital Sirohi Dh | Phototherepy Unit | MODEL NOT AVAILABLE | 2000035330 | Functional | Others
33421 | Varada Phc | Ice lined refrigerator | Model Not Available | 3000045420 | Functional | Others
33422 | Varada Phc | Nebulizer | MODEL NOT AVAILABLE | 3000045423 | Functional | Others
33423 | Vallabhunagar Chc | Instrument Sterilizer | Model Not Available | 3000205303 | Functional | Bhasin Sons Private Limited
33424 | Mt Abu Chc | Radiant Heat Warmer | Model Not Available | 3000045516 | Functional | Others
33425 | Sanwada Phc | Binocular Microscope | Microlux - 16 | 3000045426 | Not in use | Others
33426 | Dhorimanna Chc | Semi Automated Chemistry Analyzer | CPC - STAT FAX 3300 | 3000210002 | Functional | Others
33427 | Sanwada Phc | Glucometer | Model not available | 3000045427 | Functional | Others
33428 | Jhadoli Phc Sirohi | SPHYGMOMANOMETER(BP APPRATUS) | MODEL NOT AVAILABLE | 3000119071 | Not in use | Others
33429 | Jhadoli Phc Sirohi | SPHYGMOMANOMETER(BP APPRATUS) | MODEL NOT AVAILABLE | 3000119072 | Not in use | Others
33430 | Sanwada Phc | Centrifuge Machine ( 8 Tube) | Model Not Available | 3000045429 | Functional | Others
33431 | Salumber Satellite Hospital | Syringe Needle Destroyer | Model not available | 3000052912 | Functional | Linco Scientific Instruments And Chemicals (P) Ltd
33432 | Salumber Satellite Hospital | Instrument Sterilizer | Model Not Available | 3000052915 | Functional | Others
33433 | Sanwada Phc | SPHYGMOMANOMETER(BP APPRATUS) | MODEL NOT AVAILABLE | 3000045432 | Functional | Others
33434 | Mt Abu Chc | Semi Automated Chemistry Analyzer | CPC - STAT FAX 3300 | 3000045526 | Functional | Others
33435 | Sanwada Phc | Freezes | Kelvinator KGE 193 | 3000045433 | Functional | Others
33436 | Sanwada Phc | Ice lined refrigerator | MK - 142 | 3000045434 | Functional | Others
33437 | Dhorimanna Chc | Blood Mixer ( Roller Mixer ) | Model not available | 3000210006 | Functional | Others
33438 | Sanwada Phc | Blood Bank Refrigerator | Model not available | 3000045435 | Functional | Others
33439 | Mt Abu Chc | Micropipettes | MODEL NOT AVAILABLE | 3000045531 | Functional | Others
33440 | Mt Abu Chc | Micropipettes | MODEL NOT AVAILABLE | 3000045532 | Functional | Others
33441 | Mt Abu Chc | Micropipettes | MODEL NOT AVAILABLE | 3000045533 | Functional | Others
33442 | Sanwada Phc | Radiant Heat Warmer | Meditrin - Heat Warmer | 3000045436 | Functional | Others
33443 | Sanwada Phc | FOOT OPERATED SUCTION MACHINE | MODEL NOT AVAILABLE | 3000045437 | Functional | Others
33444 | Budhwara Phc | Ice lined refrigerator | Model Not Available | 2000033399 | Functional | Others
33445 | Govt Hospital Nasirabad Sdh | Centrifuge Machine ( 8 Tube) | Model Not Available | 3000047698 | Functional | Others
33446 | Govt Hospital Nasirabad Sdh | Centrifuge Machine ( 8 Tube) | Model Not Available | 3000047699 | Functional | Others
33447 | Pisangan Chc | Monocular Microscope | Model not available | 184552 | Not in use | Others
33448 | Chapaneri Phc Ajmer | Baby Weighing Machine | Model Not Available | 2000032925 | Functional | Others
33449 | Pisangan Chc | Binocular Microscope | PZB 22 | 2948 | Not in use | Others
33450 | A K Hospital Beawar Ajmer Dh | ELISA Washer | Multiskan well wash 4 MK 2 | 2000034729 | Functional | Others
33451 | Y N Hospital Kishangarh Sdh | Freezes | MODEL NOT AVAILABLE | 3000047421 | Functional | Others
33452 | Narwar Phc Ajmer | Ice lined refrigerator | MK - 142 | 2000034368 | Functional | Others
33453 | Govt Hospital Nasirabad Sdh | Semi Automated Chemistry Analyzer | CPC - STAT FAX 3300 | 3000047706 | Functional | Others
33454 | Y N Hospital Kishangarh Sdh | Monocular Microscope | Model not available | 3000047423 | Functional | Others
33455 | Y N Hospital Kishangarh Sdh | Autoclave | Model not available | 590824 | Functional | Others
33456 | Govt Hospital Nasirabad Sdh | FLAME PHOTOMETER | 1381 | 3000047707 | Functional | Others
33457 | Govt Hospital Nasirabad Sdh | Water Bath | Model not available | 3000047708 | Functional | Others
33458 | Jln Central Store Medical College | Perforator | Model Not Available | 33203 | Functional | Others
33459 | Jln Central Store Medical College | Perforator | Model Not Available | 26776C | Functional | Others
33460 | Jln Central Store Medical College | Perforator | Model Not Available | 26475 | Functional | Others
33461 | Jln Central Store Medical College | Perforator | Model Not Available | 33196 | Functional | Others
33462 | Jln Central Store Medical College | Perforator | Model Not Available | 185762 | Functional | Others
33463 | Jln Central Store Medical College | Perforator | Model Not Available | 185759 | Functional | Others
33464 | Jln Central Store Medical College | Suction Machine | Model Not Available | 2000034205 | Functional | Others
33465 | Y N Hospital Kishangarh Sdh | Radiant Heat Warmer | Model Not Available | 3000047400 | Functional | Others
33466 | Baghsuri Phc | Spot Light ( Portable ) | Model Not Available | 2000032488 | Functional | Others
33467 | Kirap Phc | Syringe Needle Destroyer | Model not available | 2000032863 | Functional | Others
33468 | Kirap Phc | Colorimeter | MODEL NOT AVAILABLE | 2000032864 | Functional | Others
33469 | Jln Central Store Medical College | Freezes | MODEL NOT AVAILABLE | GL365/2009 | Functional | Others
33470 | Baghsuri Phc | Freezes | MODEL NOT AVAILABLE | 2000032495 | Functional | Others
33471 | Dungla Chc | Boyles Apparatus | MODEL NOT AVAILABLE | 3000208023 | Not in use | Others
33472 | Dungla Chc | SPHYGMOMANOMETER(BP APPRATUS) | MODEL NOT AVAILABLE | 3000208027 | Functional | Others
33473 | Ahmadpura Chokki Phc | STABILIZER | MODEL NOT AVAILABLE | 3000088415 | Functional | Others
33474 | Shyampur Phc | Stethoscope | Model Not Available | 2000020413 | Functional | Cmho Supply
33475 | Nimbahera Dh Chittorgarh | Hydraulic Operation Table | MODEL NOT AVAILABLE | 3000203084 | Functional | Others
33476 | Nimbahera Dh Chittorgarh | Autoclave | Model not available | 3000203085 | Functional | Others
33477 | Dungla Chc | Multi-Para Monitor | Model not available | 3000208020 | Functional | Others
33478 | Ahmadpura Chokki Phc | Glucometer | Model not available | 3000088418 | Functional | Others
33479 | Pratappura Phc Dausa | Centrifuge Machine ( 8 Tube) | Model Not Available | 3000081317 | Functional | Unique Power Technologies
33480 | Shyampur Phc | Syringe Needle Destroyer | Microsil ND 20 | 2000020415 | Functional | Cmho Supply
33481 | Sarupganj Chc | Radiant Heat Warmer | Meditrin - Heat Warmer | 2000035479 | Functional | Others
33482 | Sarupganj Chc | Radiant Heat Warmer | Meditrin - Heat Warmer | NRHM/WM09/57 | Functional | Others
33483 | Gangori Hospital | Slit Lamp | Model Not Available | 3000139849 | Functional | Others
33484 | Kishanganj Chc | Blood Bank Refrigerator | Model not available | 3000208453 | Functional | Others
33485 | Savlod Phc | Baby Weighing Machine | Model Not Available | 3000216090 | Functional | Crown Digital Scales Inc
33486 | Savlod Phc | FOOT OPERATED SUCTION MACHINE | MODEL NOT AVAILABLE | 3000216089 | Functional | Others
33487 | Sarupganj Chc | Ice lined refrigerator | HBC-70 | BE07F4E0N00B2A6H0072 | Functional | Others
33488 | Gangori Hospital | Semi Automated Chemistry Analyzer | Model not Available | 3000139854 | Functional | Others
33489 | Pilani Phc Jhunjunu | Syringe Needle Destroyer | Model not available | 3000218749 | Functional | Others
33490 | Pilani Phc Jhunjunu | Nebulizer | Aero | 1101537 | Functional | Hemant Surgicals
33491 | Sarupganj Chc | 100mA X-Ray Machine | Allengers - MARS-6R | 2K130606271-X/HF | Functional | Others
33492 | Pilani Phc Jhunjunu | Suction Machine | Model Not Available | 3000218753 | Functional | Others
33493 | Gangori Hospital | Weighing Machine | MODEL NOT AVAILABLE | 3000139855 | Functional | Others
33494 | Padampura Phc Jhunjhunu | Centrifuge Machine ( 4 Tube ) | Model not available | 3000218544 | Functional | Others
33495 | Kishanganj Chc | Syringe Needle Destroyer | Model not available | 3000208447 | Functional | Others
33496 | Batoda Phc Sawaimadhopur | SPHYGMOMANOMETER(BP APPRATUS) | MODEL NOT AVAILABLE | 9813451 | Functional | Cmho Supply
33497 | Mirjapur Chc Baran | FOOT OPERATED SUCTION MACHINE | MODEL NOT AVAILABLE | 3000203628 | Functional | Others
33498 | Jashma Phc | Centrifuge Machine ( 4 Tube ) | Model not available | 3000199175 | Functional | Others
33499 | Mirjapur Chc Baran | Syringe Needle Destroyer | Model not available | 3000203638 | Functional | Others
33500 | Atru Chc | SPHYGMOMANOMETER(BP APPRATUS) | MODEL NOT AVAILABLE | 3000199672 | Functional | Others
33501 | Bakhtawarpura Phc | Autoclave | Model not available | 3000218578 | Functional | Others
33502 | Atru Chc | Centrifuge Machine ( 4 Tube ) | Model not available | 3000199677 | Functional | Others
33503 | Sarana Phc | Blood Bank Refrigerator | Model not available | 2000034255 | Functional | Others
33504 | Sarana Phc | Blood Bank Refrigerator | Model not available | 2000034260 | Functional | Others
33505 | Atru Chc | Incubator | MODEL NOT AVAILABLE | 3000199678 | Functional | Others
33506 | Shimla Phc | Nebulizer | MODEL NOT AVAILABLE | 3000218841 | Functional | Others
33507 | Shimla Phc | Radiant Heat Warmer | Meditrin - Heat Warmer | 3000218837 | Functional | Meditrin Instruments
33508 | Bakhtawarpura Phc | Blood Bank Refrigerator | Model not available | 24813642 | Functional | Vestfrost Solutions
33509 | Deva Phc | Centrifuge Machine ( 8 Tube) | REMI - R 8C | 3000056013 | Functional | Others
33510 | Begun Chc | Blood Bank Refrigerator | Model not available | 3000203322 | Functional | Others
33511 | Begun Chc | Syringe Needle Destroyer | Model not available | 3000203335 | Functional | Others
33512 | Ardawata Phc | Syringe Needle Destroyer | Nulife - Dots | 3000218556 | Functional | Mrk Healthcare Pvt Ltd Delhi
33513 | Ramdevra Phc | Syringe Needle Destroyer | Model not available | 3000056973 | Functional | Others
33514 | Katunda Chc | Fetal Doppler | MODEL NOT AVAILABLE | 3000203270 | Functional | Others
33515 | Begun Chc | Syringe Needle Destroyer | Model not available | 3000203301 | Functional | Others
33516 | Katunda Chc | SPHYGMOMANOMETER(BP APPRATUS) | MODEL NOT AVAILABLE | 3000203276 | Functional | Others
33517 | Ramdevra Phc | SPHYGMOMANOMETER(BP APPRATUS) | MODEL NOT AVAILABLE | 3000056986 | Functional | Others
33518 | Shuklawas Phc | Baby Weighing Machine | Model Not Available | 2000022261 | Functional | Others
33519 | Pachlangi Phc | Weighing Machine | Victoria DX | 3000218255 | Non Functional Repairable | Crown Digital Scales Inc
33520 | Bassi Chc Chittorgarh | Baby Weighing Machine | Model Not Available | 3000208163 | Functional | Others
33521 | Dungla Chc | Glucometer | Model not available | 3000208010 | Functional | Others
33522 | Lathi Phc | Syringe Needle Destroyer | Model not available | 3000056271 | Functional | Others
33523 | Jawal Phc | Freezes | MODEL NOT AVAILABLE | 2000035359 | Functional | Others
33524 | Jk Lone Hospital Jaipur | Multi-Para Monitor | Model not available | 3000085633 | Functional | Others
33525 | Chanar Phc | SPHYGMOMANOMETER(BP APPRATUS) | MODEL NOT AVAILABLE | 3000119048 | Functional | Others
33526 | Jk Lone Hospital Jaipur | Ventilator | Model Not Available | 20135I21336 | Functional | Others
33527 | Vallabhunagar Chc | Ice lined refrigerator | HBC-70 | 3000205324 | Functional | Haier Appliances India Pvt
33528 | Vallabhunagar Chc | O.T. Light Single Dome | MODEL NOT AVAILABLE | 3000205335 | Functional | Others
33529 | Kailash Nagar Phc | Ice lined refrigerator | MK-144 | 2003150-2044 | Functional | Others
33530 | Kailash Nagar Phc | Autoclave | Model not available | 2595 | Functional | Others
33531 | Sheoganj Chc | SPHYGMOMANOMETER(BP APPRATUS) | MODEL NOT AVAILABLE | 3000119097 | Functional | Others
33532 | Jk Lone Hospital Jaipur | Syringe Infusion Pump | Model not available | 3000085591 | Functional | Others
33533 | Barloot Phc | Instrument Sterilizer | Model Not Available | 2000035381 | Functional | Others
33534 | Sarla Phc | Ice lined refrigerator | HBD-116 | 3000214438 | Functional | Others
33535 | Bharaja Phc | SPHYGMOMANOMETER(BP APPRATUS) | MODEL NOT AVAILABLE | 2000035534 | Functional | Others
33536 | Sheoganj Chc | Autoclave | Model not available | 1989 | Functional | Others
33537 | Sata Phc | Monocular Microscope | Model not available | 3000214423 | Functional | Others
33538 | Bhimra Phc | Baby Weighing Machine | Model Not Available | 3000117883 | Functional | Others
33539 | Bhttana Phc | Labour Table | Model Not Available | 3000119012 | Functional | Others
33540 | Abu Road Chc | Glucometer | Model not available | 3000045490 | Functional | Others
33541 | Bhttana Phc | Syringe Needle Destroyer | Model not available | 572 | Functional | Others
33542 | Abu Road Chc | Micropipettes | MODEL NOT AVAILABLE | 3000045482 | Functional | Others
33543 | Abu Road Chc | Micropipettes | MODEL NOT AVAILABLE | 3000045483 | Functional | Others
33544 | Jhadoli Phc Sirohi | Baby Weighing Machine | Model Not Available | 3000119065 | Functional | Others
33545 | Jhadoli Phc Sirohi | Syringe Needle Destroyer | Model not available | 3000119070 | Not in use | Others
33546 | Sanwada Phc | Incubator | MODEL NOT AVAILABLE | 3000045430 | Functional | Others
33547 | Sanwada Phc | Syringe Needle Destroyer | Nulife - Dots | 3000045431 | Functional | Others
33548 | Salumber Satellite Hospital | Radiant Heat Warmer | Meditrin - Heat Warmer | 3000052913 | Functional | Meditrin Instruments
33549 | Koyla Phc | Ice lined refrigerator | Model Not Available | 3000203542 | Functional | Others
33550 | Baghsuri Phc | Nebulizer | MODEL NOT AVAILABLE | 2000032496 | Functional | Others
33551 | Kirap Phc | Monocular Microscope | Model not available | 2000032865 | Functional | Others
33552 | Kirap Phc | Incubator | MODEL NOT AVAILABLE | 2000032866 | Functional | Others
33553 | Y N Hospital Kishangarh Sdh | Endoscope | MODEL NOT AVAILABLE | 3000047392 | Functional | Others
33554 | Kirap Phc | Spot Light ( Portable ) | Model Not Available | 3000047023 | Functional | Others
33555 | Y N Hospital Kishangarh Sdh | Colorimeter | MODEL NOT AVAILABLE | 3000047393 | Functional | Others
33556 | Jln Central Store Medical College | Plasma low HB Photometer | Model Not Available | 3103 | Functional | Others
33557 | Govt Hospital Nasirabad Sdh | Anesthesia Machine | MODEL NOT AVAILABLE | 2012060630 | Functional | Others
33558 | Kirap Phc | Syringe Needle Destroyer | Model not available | 3000047024 | Functional | Others
33559 | Baghsuri Phc | Autoclave | Model not available | 2000032499 | Functional | Others
33560 | Kirap Phc | Weighing Machine | MODEL NOT AVAILABLE | 3000047032 | Functional | Others
33561 | Kirap Phc | Freezes | MODEL NOT AVAILABLE | 3000047038 | Functional | Others
33562 | Baghera Phc | Colorimeter | MODEL NOT AVAILABLE | 2000033055 | Functional | Others
33563 | Baghera Phc | Incubator | MODEL NOT AVAILABLE | 2000033058 | Functional | Others
33564 | Y N Hospital Kishangarh Sdh | Semi Automated Chemistry Analyzer | Model not Available | 3000047506 | Functional | Others
33565 | Y N Hospital Kishangarh Sdh | Pulse Oxymeter | Model Not Available | 3000047395 | Functional | Others
33566 | Baghera Phc | Nebulizer | MODEL NOT AVAILABLE | 2000033188 | Functional | Others
33567 | Y N Hospital Kishangarh Sdh | Anesthesia Machine | MODEL NOT AVAILABLE | 3000047394 | Functional | Others
33568 | Y N Hospital Kishangarh Sdh | Semi Automated Chemistry Analyzer | Model not Available | 3000049355 | Functional | Others
33569 | Y N Hospital Kishangarh Sdh | Binocular Microscope | Microlux - 16 | 3000047510 | Functional | Others
33570 | Rupangarh Chc | Instrument Sterilizer | Model Not Available | 3000049011 | Functional | Others
33571 | Rupangarh Chc | 100mA X-Ray Machine | GME - GMHF-6 | 3000049015 | Functional | Others
33572 | Rupangarh Chc | Blood Bank Refrigerator | Model not available | 3000049017 | Functional | Others
33573 | Hatundi Phc Ajmer | Instrument Sterilizer | Model Not Available | 3000047042 | Functional | Others
33574 | Shrinagar Chc | 100mA X-Ray Machine | Model not available | 2000032190 | Functional | Others
33575 | Hatundi Phc Ajmer | Suction Machine | Model Not Available | 3000047043 | Not in use | Others
33576 | Shrinagar Chc | Semi Automated Chemistry Analyzer | CHEM 5 PLUS | 2000034526 | Functional | Others
33577 | Pilani Phc Jhunjunu | FOOT OPERATED SUCTION MACHINE | MODEL NOT AVAILABLE | 3000218756 | Functional | Others
33578 | Sarupganj Chc | Syringe Needle Destroyer | Model not available | 210516 | Functional | Others
33579 | Sarupganj Chc | Blood Cell Counter - 3 part | Horiba - ABX Micros ES 60 | 305E50H05702 | Functional | Others
33580 | Pilani Phc Jhunjunu | Ice lined refrigerator | MK-144 | BE04G4E2600B2A7V0042 | Functional | Vestfrost Solutions
33581 | Kalandari Chc | Centrifuge Machine ( 12 Tube ) | Model Not Available | 3000425222 | Functional | Others
33582 | Sarupganj Chc | Semi Automated Chemistry Analyzer | Model not Available | AT0750613RBK | Functional | Others
33583 | Kishanganj Chc | Syringe Needle Destroyer | Model not available | 3000208428 | Functional | Others
33584 | Kalandari Chc | Binocular Microscope | Model Not Available | 3000042523 | Functional | Others
33585 | Kalandari Chc | Binocular Microscope | Model Not Available | 3000042524 | Functional | Others
33586 | Kalandari Chc | Binocular Microscope | Model Not Available | 3000042531 | Functional | Others
33587 | Kalandari Chc | Binocular Microscope | Model Not Available | 3000042532 | Functional | Others
33588 | Pilani Phc Jhunjunu | Blood Bank Refrigerator | Model not available | 3000218759 | Functional | Vestfrost Solutions
33589 | Kalandari Chc | Syringe Needle Destroyer | Model not available | 3000042526 | Functional | Others
33590 | Kalandari Chc | Syringe Needle Destroyer | Model not available | 3000042535 | Functional | Others
33591 | Pilani Phc Jhunjunu | Weighing Machine | MODEL NOT AVAILABLE | 3000218761 | Functional | Others
33592 | Veerwada Phc | SPHYGMOMANOMETER(BP APPRATUS) | MODEL NOT AVAILABLE | 3000119076 | Functional | Others
33593 | Andor Phc | Hemoglobin meter | Model Not Available | 3000042614 | Functional | Others
33594 | Veerwada Phc | Weighing Machine | MODEL NOT AVAILABLE | 3000119077 | Functional | Others
33595 | Khud Phc | Glucometer | Easy Touch ET-101 | 1013E000346 | Functional | Others
33596 | Kalandari Chc | Blood Cell Counter - 3 part | Model not available | 3000042528 | Functional | Others
33597 | Kalandari Chc | Blood Cell Counter - 3 part | Model not available | 3000042529 | Functional | Others
33598 | Veerwada Phc | Baby Weighing Machine | Model Not Available | 3000119080 | Functional | Others
33599 | Sarupganj Chc | Hemoglobin meter | Model Not Available | 1344513015 | Functional | Others
33600 | Veerwada Phc | Radiant Heat Warmer | Zeal - RHW 2101A | 3000119081 | Functional | Others
33601 | Sarupganj Chc | Centrifuge Machine ( 8 Tube) | Model Not Available | 2000035497 | Functional | Others
33602 | Kalandari Chc | Suction Machine | Model Not Available | 3000042536 | Functional | Others
33603 | Kalandari Chc | Suction Machine | Model Not Available | 3000042538 | Functional | Others
33604 | Chanderiya Phc | Binocular Microscope | Model Not Available | 3000199102 | Functional | Others
33605 | Chanderiya Phc | Binocular Microscope | Model Not Available | 3000199103 | Functional | Others
33606 | Chanderiya Phc | Binocular Microscope | Model Not Available | 3000199105 | Functional | Others
33607 | Chanderiya Phc | Glucometer | Model not available | 3000199106 | Functional | Others
33608 | Chanderiya Phc | Baby Weighing Machine | Model Not Available | 3000199112 | Functional | Others
33609 | Chanderiya Phc | Baby Weighing Machine | Model Not Available | 3000199113 | Functional | Others
33610 | Pookh Chc | SPHYGMOMANOMETER(BP APPRATUS) | MODEL NOT AVAILABLE | 98118753 | Functional | Ajay Optical India
33611 | Pookh Chc | Baby Weighing Machine | Model Not Available | 2000046869 | Functional | Ramon Surgical Company
33612 | Putholi Phc | Glucometer | Model not available | 3000199297 | Functional | Others
33613 | Parsoli Phc Badisardi | Suction Machine | Model Not Available | 3000199080 | Functional | Others
33614 | Parsoli Phc Badisardi | Centrifuge Machine ( 4 Tube ) | Model not available | 3000199073 | Functional | Others
33615 | Bera Chc | Radiant Heat Warmer | Meditrin - Heat Warmer | 3000197301 | Functional | Others
33616 | Chikarda Phc | Instrument Sterilizer | Model Not Available | 3000199099 | Functional | Others
33617 | Meghpur Phc | Syringe Needle Destroyer | Model not available | 3000199261 | Functional | Others
33618 | Chirawa Chc | Instrument Sterilizer | Model Not Available | 3000218318 | Functional | Others
33619 | Chirawa Chc | Autoclave | Model not available | 3000218321 | Functional | Others
33620 | Bhaisroardgarh Phc | Binocular Microscope | Model Not Available | 3000203145 | Functional | Others
33621 | Shahbad Chc | Syringe Needle Destroyer | Model not available | 3000208585 | Functional | Others
33622 | Bhaisroardgarh Phc | Autoclave | Model not available | 2000029637 | Functional | Mrk Healthcare Pvt Ltd Delhi
33623 | Bhaisroardgarh Phc | Suction Machine | Model Not Available | 3000203157 | Functional | Others
33624 | Umand Phc | Autoclave | Model not available | 3000199347 | Functional | Others
33625 | Kapasan Chc | Instrument Sterilizer | Model Not Available | 3000203191 | Functional | Others
33626 | Jail Dispensary Chittorgarh | Baby Weighing Machine | Model Not Available | 3000121864 | Functional | Others
33627 | Bassi Chc Chittorgarh | Baby Weighing Machine | Model Not Available | 3000208155 | Functional | Others
33628 | Nimbahera Dh Chittorgarh | Nebulizer | CN-01WB | 3000203036 | Functional | Life Medical Equipment
33629 | Nimbahera Dh Chittorgarh | Nebulizer | CN-01WB | 3000203037 | Functional | Life Medical Equipment
33630 | Vallabhunagar Chc | Phototherepy Unit | MODEL NOT AVAILABLE | 3000205299 | Functional | Others
33631 | Vallabhunagar Chc | Radiant Heat Warmer | Zeal - RHW 2101A | RHW2101A/0713/436 | Functional | Zeal Medical Pvt Ltd
33632 | Vallabhunagar Chc | Radiant Heat Warmer | Zeal - RHW 2101A | RHW2101A/0713/435 | Functional | Zeal Medical Pvt Ltd
33633 | General Hospital Sirohi Dh | Blood Cell Counter - 3 part | Model not available | 3000042440 | Functional | Others
33634 | Mandalgarh Chc | Glucometer | Model not available | 3000042850 | Functional | Others
33635 | General Hospital Sirohi Dh | Autoclave | Model not available | 3000042463 | Functional | Others
33636 | General Hospital Sirohi Dh | Autoclave | Model not available | 3000042465 | Functional | Others
33637 | General Hospital Sirohi Dh | Autoclave | Model not available | 3000042457 | Functional | Others
33638 | General Hospital Sirohi Dh | Autoclave | Model not available | 2000035295 | Functional | Others
33639 | Jk Lone Hospital Jaipur | Ventilator | Model Not Available | 20135I21330 | Functional | Others
33640 | Jk Lone Hospital Jaipur | Ventilator | AVEA | 300008504 | Functional | Others
33641 | Vallabhunagar Chc | Syringe Needle Destroyer | Model not available | 3000205321 | Functional | Others
33642 | General Hospital Sirohi Dh | Labour Table | Model Not Available | 3000042482 | Functional | Others
33643 | Jawal Phc | SPHYGMOMANOMETER(BP APPRATUS) | MODEL NOT AVAILABLE | 909 | Not in use | Others
33644 | Krishanganj Chc Sirohi | SPHYGMOMANOMETER(BP APPRATUS) | MODEL NOT AVAILABLE | 2000035344 | Functional | Others
33645 | Posaliya Phc | Radiant Heat Warmer | Zeal - RHW 2101A | 2000035551 | Functional | Others
33646 | Jk Lone Hospital Jaipur | Syringe Infusion Pump | Model not available | 3000085592 | Functional | Others
33647 | General Hospital Sirohi Dh | Suction Machine | Model Not Available | 3000042489 | Functional | Others
33648 | Posaliya Phc | Fetal Doppler | MODEL NOT AVAILABLE | 2000035559 | Functional | Others
33649 | Kailash Nagar Phc | Spot Light ( Portable ) | Model Not Available | 3000042632 | Functional | Others
33650 | Barloot Phc | Labour Table | Model Not Available | 2000035379 | Functional | Others
33651 | Jk Lone Hospital Jaipur | Multi-Para Monitor | Star 50 ( L and T ) | F125M1825 | Functional | Others
33652 | Mandalgarh Chc | Freezes | MODEL NOT AVAILABLE | 3000042862 | Functional | Others
33653 | Vallabhunagar Chc | Cautry Machine | Model Not Available | 3000205337 | Functional | Others
33654 | Mandalgarh Chc | Autoclave | Model not available | 3000042818 | Functional | Others
33655 | Kailash Nagar Phc | SPHYGMOMANOMETER(BP APPRATUS-Digital) | Model Not Available | 3000042635 | Functional | Others
33656 | Hatundi Phc Ajmer | Syringe Needle Destroyer | Model not available | 2000032867 | Functional | Others
33657 | Shrinagar Chc | Radiant Heat Warmer | Meditrin - Heat Warmer | 2000034519 | Functional | Others
33658 | Shrinagar Chc | Radiant Heat Warmer | Meditrin - Heat Warmer | 2000034515 | Functional | Others
33659 | Shrinagar Chc | Radiant Heat Warmer | Meditrin - Heat Warmer | 2000034510 | Functional | Others
33660 | Y N Hospital Kishangarh Sdh | ECG Machine (Single Channel) | BPL - Cardiart 108T | 3000047460 | Functional | Others
33661 | Y N Hospital Kishangarh Sdh | Suction Machine | Model Not Available | 3000047461 | Functional | Others
33662 | Y N Hospital Kishangarh Sdh | Syringe Needle Destroyer | Model not available | 3000047455 | Functional | Others
33663 | Guda Phc Ajmer | Monocular Microscope | Model not available | 3000047913 | Functional | Others
33664 | Zanana Hospital Ajmer Medical Collage Hospital | Defibrillator | MODEL NOT AVAILABLE | 2000034807 | Functional | Others
33665 | Guda Phc Ajmer | Weighing Machine | MODEL NOT AVAILABLE | 3000047914 | Functional | Others
33666 | Zanana Hospital Ajmer Medical Collage Hospital | Multi-Para Monitor | Model not available | 2000034808 | Functional | Others
33667 | Bhawnta Phc Ajmer | Syringe Needle Destroyer | Model not available | 3000047300 | Functional | Others
33668 | Zanana Hospital Ajmer Medical Collage Hospital | Pulse Oxymeter | Model Not Available | 2000034812 | Functional | Others
33669 | Y N Hospital Kishangarh Sdh | Suction Machine | Model Not Available | 3000047539 | Functional | Others
33670 | Madarpura Phc Ajmer | Monocular Microscope | Model not available | 96392 | Functional | Others
33671 | Sawar Chc | Freezes | MODEL NOT AVAILABLE | 2000034846 | Functional | Others
33672 | Niyara Phc Ajmer | SPHYGMOMANOMETER(BP APPRATUS) | MODEL NOT AVAILABLE | 2000032920 | Functional | Others
33673 | Rawla Ki Badiya Phc Ajmer | SPHYGMOMANOMETER(BP APPRATUS) | MODEL NOT AVAILABLE | 2000034560 | Functional | Others
33674 | Rawla Ki Badiya Phc Ajmer | Syringe Needle Destroyer | Model not available | 2000034559 | Functional | Others
33675 | Zanana Hospital Ajmer Medical Collage Hospital | Micropipettes | MODEL NOT AVAILABLE | 3000047080 | Functional | Others
33676 | Pushkar Chc | Blood Cell Counter - 3 part | Horiba - ABX Micros ES 60 | 2000033478 | Functional | Others
33677 | Zanana Hospital Ajmer Medical Collage Hospital | BLOOD DONOR COUCH | MODEL NOT AVAILABLE | 3000047101 | Functional | Others
33678 | Zanana Hospital Ajmer Medical Collage Hospital | BLOOD DONOR COUCH | MODEL NOT AVAILABLE | 3000047089 | Functional | Others
33679 | Zanana Hospital Ajmer Medical Collage Hospital | Tube Sealer for Blood bags | Model Not Available | 3000047084 | Functional | Others
33680 | Zanana Hospital Ajmer Medical Collage Hospital | Micropipettes | MODEL NOT AVAILABLE | 2000033780 | Functional | Others
33681 | Kotda Phc Ajmer | Suction Machine | Model Not Available | 3000049075 | Functional | Others
33682 | Kalandari Chc | Suction Machine | Model Not Available | 3000042546 | Functional | Others
33683 | Kalandari Chc | Suction Machine | Model Not Available | 3000042547 | Functional | Others
33684 | Naner Phc | FOOT OPERATED SUCTION MACHINE | MODEL NOT AVAILABLE | 3000080180 | Functional | Others
33685 | Udaipurwati Chc | Blood Bank Refrigerator | JAR -31 | 3000218366 | Functional | Jove Automation Ltd
33686 | Sarupganj Chc | Binocular Microscope | Model Not Available | 72 | Functional | Others
33687 | Sarupganj Chc | Glucometer | Model not available | 103L/0337F9 | Functional | Others
33688 | Veerwada Phc | Blood Bank Refrigerator | Model not available | 3000119087 | Functional | Others
33689 | Veerwada Phc | Blood Bank Refrigerator | Model not available | 3000119088 | Functional | Others
33690 | Veerwada Phc | Ice lined refrigerator | MK - 142 | 3000119089 | Functional | Others
33691 | Kalandari Chc | Radiant Heat Warmer | Model Not Available | 3000042540 | Functional | Others
33692 | Kalandari Chc | Radiant Heat Warmer | Model Not Available | 3000042541 | Functional | Others
33693 | Kalandari Chc | Radiant Heat Warmer | Model Not Available | 3000042543 | Functional | Others
33694 | Devikot Phc | FOGGING MACHINE | MODEL NOT AVAILABLE | 3000047582 | Functional | Others
33695 | Andor Phc | Labour Table | Model Not Available | 3000042617 | Functional | Others
33696 | Sirodi Phc | Incubator | MODEL NOT AVAILABLE | 3000045441 | Functional | Others
33697 | Devikot Phc | Syringe Needle Destroyer | Microsil ND 20 | 3000047583 | Functional | Others
33698 | Kalandari Chc | Photoelectric Calorimeter | Calorimeter - 1312 | 3000042542 | Functional | Others
33699 | Churina Phc | Weighing Machine | MODEL NOT AVAILABLE | 3000216171 | Functional | Others
33700 | General Hospital Sirohi Dh | SPHYGMOMANOMETER(BP APPRATUS) | MODEL NOT AVAILABLE | 20000035305 | Functional | Others
33701 | General Hospital Sirohi Dh | SPHYGMOMANOMETER(BP APPRATUS) | MODEL NOT AVAILABLE | 20000035299 | Functional | Others
33702 | Veerwada Phc | Syringe Needle Destroyer | Nulife - Dots | 3000119091 | Functional | Others
33703 | Kalandari Chc | Instrument Sterilizer | Model Not Available | 3000042544 | Functional | Others
33704 | Kalandari Chc | Instrument Sterilizer | Model Not Available | 3000042559 | Functional | Others
33705 | Naner Phc | Centrifuge Machine ( 12 Tube ) | Model Not Available | 9488 | Functional | Maharana Instruments Manufacturing Company
33706 | Kishanganj Chc | Centrifuge Machine ( 16 Tube ) | Model not available | 3000208422 | Functional | Others
33707 | Andor Phc | Ice lined refrigerator | HBC-70 | 3000042619 | Functional | Others
33708 | Bhichor Phc | Baby Weighing Machine | Model Not Available | 3000199238 | Functional | Others
33709 | Bhichor Phc | Baby Weighing Machine | Model Not Available | 3000199239 | Functional | Others
33710 | Putholi Phc | Syringe Needle Destroyer | Model not available | 3000199296 | Functional | Others
33711 | Putholi Phc | Syringe Needle Destroyer | Model not available | 3000199301 | Functional | Others
33712 | Putholi Phc | Syringe Needle Destroyer | Model not available | 3000199304 | Functional | Others
33713 | Putholi Phc | Baby Weighing Machine | Model Not Available | 3000199300 | Functional | Others
33714 | Putholi Phc | Baby Weighing Machine | Model Not Available | 3000199302 | Functional | Others
33715 | Putholi Phc | SPHYGMOMANOMETER(BP APPRATUS) | MODEL NOT AVAILABLE | 3000199306 | Functional | Others
33716 | Putholi Phc | Blood Bank Refrigerator | Model not available | 3000199307 | Functional | Others
33717 | Putholi Phc | Blood Bank Refrigerator | Model not available | 3000199308 | Functional | Others
33718 | Jhirota Phc | Radiant Heat Warmer | Zeal - RHW 2101A | 2000032628 | Functional | Others
33719 | Parsoli Phc Badisardi | Radiant Heat Warmer | Meditrin - Heat Warmer | 3000199081 | Functional | Others
33720 | Bhaisroardgarh Phc | Syringe Needle Destroyer | Microsil ND 20 | 3000203139 | Functional | Others
33721 | Bhaisroardgarh Phc | Syringe Needle Destroyer | Microsil ND 20 | 3000203140 | Functional | Others
33722 | Bhaisroardgarh Phc | Syringe Needle Destroyer | Microsil ND 20 | 3000203141 | Functional | Others
33723 | Shahbad Chc | Syringe Needle Destroyer | Model not available | 3000208578 | Functional | Others
33724 | Chinoo Phc | Centrifuge Machine ( 4 Tube ) | Model not available | 3000056567 | Functional | Others
33725 | Chinoo Phc | Spot Light ( Portable ) | Model Not Available | 3000056570 | Functional | Others
33726 | Pookh Chc | Syringe Needle Destroyer | Model not available | 2000046900 | Functional | Others
33727 | Chinoo Phc | SPHYGMOMANOMETER(BP APPRATUS) | MODEL NOT AVAILABLE | 3000056573 | Functional | Others
33728 | Kapasan Chc | Nebulizer | NE-C28 | 3000203180 | Functional | Others
33729 | Jail Dispensary Chittorgarh | SPHYGMOMANOMETER(BP APPRATUS) | CPC - STAT FAX 3300 | 3000046396 | Functional | Cpc Diagnostics Pvt Ltd
33730 | Ladpura Phc | Weighing Machine | MODEL NOT AVAILABLE | 3000199453 | Functional | Others
33731 | Dhamana Phc | Radiant Heat Warmer | Meditrin - Heat Warmer | 3000199166 | Functional | Others
33732 | Jawada Phc | Ice lined refrigerator | MK - 142 | 3000199426 | Functional | Others
33733 | Jawada Phc | Freezes | MODEL NOT AVAILABLE | 3000199436 | Functional | Others
33734 | Chanar Phc | SPHYGMOMANOMETER(BP APPRATUS) | MODEL NOT AVAILABLE | 3000119038 | Functional | Others
33735 | Vallabhunagar Chc | Blood Cell Counter - 3 part | Horiba - ABX Micros ES 60 | 3000205309 | Functional | Horiba India Pvt Ltd
33736 | Vallabhunagar Chc | Hot Air Oven | YSI-431 | 3000205312 | Functional | Yorco Sales Pvt Ltd
33737 | Posaliya Phc | Incubator | MODEL NOT AVAILABLE | 2000035567 | Functional | Others
33738 | Sheoganj Chc | Freezes | MODEL NOT AVAILABLE | 3000119117 | Functional | Others
33739 | Vallabhunagar Chc | Binocular Microscope | Microlux - 16 | 12220 | Functional | Ajay Optical India
33740 | Vallabhunagar Chc | Freezes | MODEL NOT AVAILABLE | 3000205316 | Functional | Lg
33741 | Posaliya Phc | Semi Automated Chemistry Analyzer | Model not Available | 2000035570 | Functional | Others
33742 | Jawal Phc | Ice lined refrigerator | MK - 142 | 44713579 | Functional | Others
33743 | Jawal Phc | Freezes | MODEL NOT AVAILABLE | 2000035373 | Functional | Others
33744 | Bhinder Chc | Pulse Oxymeter | Model Not Available | 3000204304 | Functional | Bpl Medical Technologies
33745 | Koyla Phc | SPHYGMOMANOMETER(BP APPRATUS) | MODEL NOT AVAILABLE | 3000203529 | Functional | Cmho Supply
33746 | Koyla Phc | Suction Machine | Model Not Available | 3000203533 | Functional | Cmho Supply
33747 | Koyla Phc | Radiant Heat Warmer | Model Not Available | 3000203535 | Functional | Cmho Supply
33748 | Dhorimanna Chc | Centrifuge Machine ( 8 Tube) | REMI - R4C | 3000210007 | Functional | Others
33749 | Dhorimanna Chc | Centrifuge Machine ( 8 Tube) | REMI - R4C | 3000210008 | Functional | Others
33750 | Sanwada Phc | Weighing Machine | MODEL NOT AVAILABLE | 3000045440 | Functional | Others
33751 | Govt Hospitls Sriganganagar Dh | Blood Cell Counter - 3 part | Model not available | RK-23104416 | Functional | Others
33752 | Jk Lone Hospital Jaipur | Multi-Para Monitor | Model not available | 3000085649 | Functional | Others
33753 | Jk Lone Hospital Jaipur | Multi-Para Monitor | Model not available | 3000085583 | Functional | Others
33754 | Gijgarh Chc | Ice lined refrigerator | MK - 142 | 35011786 | Functional | Vestfrost Solutions
33755 | Koyla Phc | Autoclave | Model not available | 3000203546 | Functional | Others
33756 | Kotri Luharwas Phc | Baby Weighing Machine | Model Not Available | 2000031802 | Functional | Others
33757 | Mandalgarh Chc | SPHYGMOMANOMETER(BP APPRATUS) | MODEL NOT AVAILABLE | 3000042820 | Functional | Others
33758 | Jk Lone Hospital Jaipur | Centrifuge Machine ( 16 Tube ) | REMI (R8C + R83) | HFLC-8664 | Functional | Others
33759 | Mandalgarh Chc | Syringe Needle Destroyer | Model not available | 25467 | Functional | Others
33760 | Pushkar Chc | Suction Machine | Model Not Available | 2000033488 | Functional | Others
33761 | Pushkar Chc | Suction Machine | Model Not Available | 2000033472 | Functional | Others
33762 | Kelu Phc Ajmer | SPHYGMOMANOMETER(BP APPRATUS) | MODEL NOT AVAILABLE | 2000033417 | Functional | Others
33763 | Kelu Phc Ajmer | SPHYGMOMANOMETER(BP APPRATUS) | MODEL NOT AVAILABLE | 2000033418 | Functional | Others
33764 | Kelu Phc Ajmer | SPHYGMOMANOMETER(BP APPRATUS) | MODEL NOT AVAILABLE | 2000033422 | Functional | Others
33765 | Kelu Phc Ajmer | SPHYGMOMANOMETER(BP APPRATUS) | MODEL NOT AVAILABLE | 2000033423 | Functional | Others
33766 | Kelu Phc Ajmer | SPHYGMOMANOMETER(BP APPRATUS) | MODEL NOT AVAILABLE | 2000033419 | Functional | Others
33767 | Pushkar Chc | Phototherepy Unit | MODEL NOT AVAILABLE | 2000033469 | Functional | Others
33768 | Kelu Phc Ajmer | Syringe Needle Destroyer | Model not available | 27358 | Functional | Others
33769 | Tantoti Chc | Ice lined refrigerator | Model Not Available | 3000047177 | Functional | Others
33770 | Jaliya Ii Phc | Blood Bank Refrigerator | Model not available | 2000034356 | Not in use | Others
33771 | Jaliya Ii Phc | Ice lined refrigerator | HBC-70 | 2000034357 | Functional | Others
33772 | Jaliya Ii Phc | Nebulizer | Nuneb Pro | 2000034361 | Functional | Others
33773 | Jaliya Ii Phc | Centrifuge Machine ( 4 Tube ) | Model not available | 2000034362 | Functional | Others
33774 | Sub District Hospital Kekri | Radiant Heat Warmer | Model Not Available | 2000033707 | Functional | Others
33775 | Bhichor Phc | Centrifuge Machine ( 12 Tube ) | Model Not Available | 3000199232 | Functional | Others
33776 | Bhichor Phc | Glucometer | Model not available | 3000199233 | Functional | Others
33777 | Bhichor Phc | Glucometer | Model not available | 3000199234 | Functional | Others
33778 | Bhichor Phc | Radiant Heat Warmer | Model Not Available | 3000199235 | Functional | Others
33779 | Bhichor Phc | Radiant Heat Warmer | Model Not Available | 3000199236 | Functional | Others
33780 | Bhichor Phc | Blood Bank Refrigerator | Model not available | 3000199240 | Functional | Others
33781 | Bhichor Phc | Blood Bank Refrigerator | Model not available | 3000199241 | Functional | Others
33782 | Bhichor Phc | Syringe Needle Destroyer | Model not available | 3000199242 | Functional | Others
33783 | Bhichor Phc | Syringe Needle Destroyer | Model not available | 3000199243 | Functional | Others
33784 | Bhichor Phc | Syringe Needle Destroyer | Model not available | 3000199244 | Functional | Others
33785 | Jhirota Phc | Syringe Needle Destroyer | Model not available | 2000032623 | Functional | Others
33786 | Chirawa Chc | SPHYGMOMANOMETER(BP APPRATUS) | MODEL NOT AVAILABLE | 3000218340 | Functional | Others
33787 | Veerwada Phc | Incubator | MODEL NOT AVAILABLE | 3000119092 | Functional | Others
33788 | Udaipurwati Chc | O.T. Light Double Dome | SCLH-4 DUO | 3000218404 | Functional | Cognate India
33789 | Churina Phc | Centrifuge Machine ( 4 Tube ) | Model not available | 3000216179 | Functional | Others
33790 | Veerwada Phc | Centrifuge Machine ( 8 Tube) | Model Not Available | 3000119093 | Functional | Others
33791 | Kalandari Chc | Labour Table | Model Not Available | 3000042550 | Functional | Others
33792 | Kalandari Chc | 100mA X-Ray Machine | Model not available | 3000042551 | Functional | Others
33793 | Veerwada Phc | Glucometer | Model not available | 3000119095 | Functional | Others
33794 | Gangori Hospital | Syringe Needle Destroyer | Nulife - Dots | 3000139883 | Functional | Others
33795 | Devikot Phc | Centrifuge Machine ( 8 Tube) | Model Not Available | 3000047587 | Functional | Others
33796 | Khedala Bujurg Phc | Binocular Microscope | MLW Lab | 3000081621 | Functional | Mlw Intermed
33797 | Varada Phc | Centrifuge Machine ( 4 Tube ) | Model not available | 3000045410 | Functional | Others
33798 | Kishanganj Chc | Colorimeter | MODEL NOT AVAILABLE | 3000208416 | Functional | Others
33799 | Devikot Phc | SPHYGMOMANOMETER(BP APPRATUS) | MODEL NOT AVAILABLE | 3000047588 | Functional | Others
33800 | Sirodi Phc | Ice lined refrigerator | MF - 144 | 20013705889 | Functional | Others
33801 | Sirodi Phc | Ice lined refrigerator | MF - 144 | 3000045449 | Functional | Others
33802 | Sarupganj Chc | Syringe Needle Destroyer | Nulife - Dots | 27134 | Functional | Others
33803 | Kishanganj Chc | Semi Automated Chemistry Analyzer | Model not Available | 3000208417 | Functional | Others
33804 | Kishanganj Chc | Blood Mixer ( Roller Mixer ) | Model not available | 3000208418 | Functional | Others
33805 | Devikot Phc | Spot Light ( Portable ) | Model Not Available | 3000047590 | Functional | Others
33806 | Kishanganj Chc | Baby Weighing Machine | Model Not Available | 3000208438 | Functional | Others
33807 | Chirawa Chc | Weighing Machine | MODEL NOT AVAILABLE | 3000218594 | Non Functional Repairable | Others
33808 | Devikot Phc | Binocular Microscope | PZB 22 | 3000047592 | Functional | Others
33809 | Devikot Phc | STABILIZER | MODEL NOT AVAILABLE | 128 | Functional | Others
33810 | Sarupganj Chc | Suction Machine | Model Not Available | 211107 | Functional | Others
33811 | Kishanganj Chc | Fetal Doppler | MODEL NOT AVAILABLE | 3000208434 | Functional | Others
33812 | Sarupganj Chc | Hydraulic Operation Table | MODEL NOT AVAILABLE | NBSD175210 | Functional | Others
33813 | Khud Phc | FOOT OPERATED SUCTION MACHINE | MODEL NOT AVAILABLE | 2000031420 | Functional | Surgicoin Medequip Pvt Ltd
33814 | Arnoda Phc | SPHYGMOMANOMETER(BP APPRATUS) | MODEL NOT AVAILABLE | 3000208361 | Functional | Others
33815 | Arnoda Phc | SPHYGMOMANOMETER(BP APPRATUS) | MODEL NOT AVAILABLE | 3000208362 | Functional | Others
33816 | Arnoda Phc | Blood Bank Refrigerator | Model not available | 3000208363 | Functional | Others
33817 | Arnoda Phc | Blood Bank Refrigerator | Model not available | 3000208364 | Functional | Others
33818 | Ladpura Phc | Autoclave | Model not available | 3000199444 | Functional | Others
33819 | Ladpura Phc | Baby Weighing Machine | Model Not Available | 3000199447 | Functional | Others
33820 | Mandesar Phc | Binocular Microscope | Microlux - 16 | 3000199410 | Functional | Others
33821 | Dhamana Phc | Suction Machine | Model Not Available | 3000199167 | Functional | Others
33822 | Ladpura Phc | Weighing Machine | MODEL NOT AVAILABLE | 3000199460 | Functional | Others
33823 | Mandesar Phc | Blood Bank Refrigerator | Model not available | 3000199413 | Functional | Others
33824 | Jawada Phc | Colorimeter | MODEL NOT AVAILABLE | 3000199422 | Functional | Others
33825 | Mandesar Phc | Baby Weighing Machine | Model Not Available | 3000199416 | Functional | Others
33826 | Netawal Maharaj Ki Phc Chittorgarh | Syringe Needle Destroyer | Model not available | 3000199201 | Functional | Others
33827 | Parsoli Phc Begun | Ice lined refrigerator | MK - 142 | 25018253 | Functional | Others
33828 | Parsoli Phc Begun | Instrument Sterilizer | Model Not Available | 3000199219 | Functional | Others
33829 | Dindoli Phc | Syringe Needle Destroyer | Model not available | 3000199145 | Functional | Others
33830 | Dindoli Phc | Syringe Needle Destroyer | Model not available | 3000199153 | Functional | Others
33831 | Dindoli Phc | Syringe Needle Destroyer | Model not available | 3000199158 | Functional | Others
33832 | Dindoli Phc | Binocular Microscope | Microlux - 16 | 3000199146 | Functional | Others
33833 | Gosunda Chc Chittorgarh | Binocular Microscope | Model Not Available | 3000208365 | Functional | Others
33834 | Mandlacharan Phc | Binocular Microscope | Model Not Available | 3000203069 | Functional | Others
33835 | Dindoli Phc | Glucometer | Model not available | 3000199148 | Functional | Others
33836 | Dindoli Phc | Glucometer | Model not available | 3000199149 | Functional | Others
33837 | Chechi Phc | Centrifuge Machine ( 4 Tube ) | Model not available | 3000199266 | Functional | Others
33838 | Dindoli Phc | Freezes | GL-185 | 3000199151 | Functional | Others
33839 | Mandlacharan Phc | Baby Weighing Machine | Model Not Available | 3000203090 | Functional | Others
33840 | Mandlacharan Phc | Baby Weighing Machine | Model Not Available | 3000203092 | Functional | Others
33841 | Chanar Phc | Sahlis HB Meter | Model not available | 3000119059 | Functional | Others
33842 | Chanar Phc | Sahlis HB Meter | Model not available | 3000119060 | Functional | Others
33843 | Chanar Phc | Sahlis HB Meter | Model not available | 3000119061 | Functional | Others
33844 | Chanar Phc | Sahlis HB Meter | Model not available | 3000119062 | Functional | Others
33845 | Jk Lone Hospital Jaipur | Multi-Para Monitor | Model not available | F125M1824 | Functional | Others
33846 | Vallabhunagar Chc | Glucometer | Model not available | 3000205319 | Functional | Others
33847 | Vallabhunagar Chc | Blood Bank Refrigerator | Model not available | 3000205323 | Functional | Haier Appliances India Pvt
33848 | Jk Lone Hospital Jaipur | Ventilator | Model Not Available | 20135I21332 | Functional | Others
33849 | Vallabhunagar Chc | Defibrillator with Cardiac Monitor | Model Not Available | 3000205330 | Functional | Concept Integration
33850 | Krishanganj Chc Sirohi | Baby Weighing Machine | SUVARANA | 2000035340 | Functional | Others
33851 | Jk Lone Hospital Jaipur | Ventilator | AVEA | BBU02628 | Functional | Others
33852 | Chanar Phc | Labour Table | Model Not Available | 3000119050 | Functional | Others
33853 | Krishanganj Chc Sirohi | Radiant Heat Warmer | Zeal - RHW 2101A | 2000035339 | Functional | Others
33854 | General Hospital Sirohi Dh | Semi Automated Chemistry Analyzer | Model not Available | 3000042442 | Functional | Others
33855 | General Hospital Sirohi Dh | Semi Automated Chemistry Analyzer | Model not Available | 3000042443 | Functional | Others
33856 | General Hospital Sirohi Dh | Semi Automated Chemistry Analyzer | Model not Available | 2000035287 | Functional | Others
33857 | Kailash Nagar Phc | SPHYGMOMANOMETER(BP APPRATUS-Digital) | Model Not Available | 2465 | Functional | Others
33858 | Barloot Phc | Radiant Heat Warmer | Meditrin - Heat Warmer | 2000035377 | Functional | Others
33859 | Posaliya Phc | Autoclave | Model not available | 2000035558 | Functional | Others
33860 | Kailash Nagar Phc | Labour Table | Model Not Available | 3000042630 | Functional | Others
33861 | Jk Lone Hospital Jaipur | Syringe Infusion Pump | Model not available | 3000085596 | Functional | Others
33862 | Barloot Phc | Spot Light ( Portable ) | Model Not Available | 2000035378 | Functional | Others
33863 | Kailash Nagar Phc | Instrument Sterilizer | Model Not Available | 3000042631 | Not in use | Others
33864 | Arniya Phc | Suction Machine | Model Not Available | 3000081310 | Functional | Surgicoin Medequip Pvt Ltd
33865 | Posaliya Phc | Ice lined refrigerator | SB 142 | 2000035560 | Functional | Others
33866 | Kailash Nagar Phc | FOOT OPERATED SUCTION MACHINE | MODEL NOT AVAILABLE | 3000042633 | Functional | Others
33867 | Posaliya Phc | Centrifuge Machine ( 4 Tube ) | Model not available | 2000035563 | Functional | Others
33868 | Jhirota Phc | Centrifuge Machine ( 4 Tube ) | REMI - C852 | 2000032624 | Functional | Others
33869 | Ashawara Phc Chittorgarh | Syringe Needle Destroyer | Microsil ND-60 | 3000199083 | Functional | Others
33870 | Chikarda Phc | Centrifuge Machine ( 4 Tube ) | Model not available | 3000199088 | Functional | Others
33871 | Putholi Phc | Radiant Heat Warmer | Model Not Available | 3000199299 | Functional | Others
33872 | Chikarda Phc | Incubator | MODEL NOT AVAILABLE | 3000199089 | Functional | Others
33873 | Putholi Phc | Instrument Sterilizer | Model Not Available | 3000199303 | Functional | Others
33874 | Chikarda Phc | Weighing Machine | MODEL NOT AVAILABLE | 3000199092 | Functional | Others
33875 | Bhadsora Phc | Freezes | MODEL NOT AVAILABLE | 3000199015 | Functional | Others
33876 | Jhirota Phc | Binocular Microscope | Model Not Available | 2000032626 | Functional | Others
33877 | Chikarda Phc | Instrument Sterilizer | Model Not Available | 3000199093 | Functional | Others
33878 | Bhadsora Phc | Binocular Microscope | Model Not Available | 3000199018 | Functional | Others
33879 | Pahuna Phc | Binocular Microscope | Model Not Available | 27401 | Functional | Others
33880 | Pahuna Phc | Binocular Microscope | Model Not Available | 3000199130 | Functional | Others
33881 | Parsoli Phc Badisardi | Blood Bank Refrigerator | Model not available | 3000199074 | Functional | Others
33882 | Chikarda Phc | Syringe Needle Destroyer | Model not available | 3000199098 | Functional | Others
33883 | Bhadsora Phc | 100mA X-Ray Machine | Model not available | 3000199019 | Functional | Others
33884 | Pahuna Phc | Glucometer | Model not available | 3000199127 | Functional | Others
33885 | Jhirota Phc | Ice lined refrigerator | HBC-70 | 2000032632 | Functional | Others
33886 | Bhadsora Phc | Baby Weighing Machine | Model Not Available | 3000199020 | Functional | Others
33887 | Jhirota Phc | Fetal Doppler | MODEL NOT AVAILABLE | 2000032633 | Functional | Others
33888 | Y N Hospital Kishangarh Sdh | Nebulizer | MODEL NOT AVAILABLE | 3000047382 | Functional | Others
33889 | Ghatiyawali Chc Chittorgarh | Syringe Needle Destroyer | Model not available | 3000203425 | Functional | Others
33890 | Ghatiyawali Chc Chittorgarh | Syringe Needle Destroyer | Model not available | 3000203414 | Functional | Others
33891 | Ghatiyawali Chc Chittorgarh | Freezes | MODEL NOT AVAILABLE | 3000203426 | Functional | Others
33892 | Ghatiyawali Chc Chittorgarh | Freezes | MODEL NOT AVAILABLE | 3000203417 | Functional | Others
33893 | Y N Hospital Kishangarh Sdh | ECG Machine (Single Channel) | BPL - Cardiart 108T | 3000047380 | Not in use | Others
33894 | Bhaisroardgarh Phc | SPHYGMOMANOMETER(BP APPRATUS) | MODEL NOT AVAILABLE | 3000203136 | Functional | Others
33895 | Devikot Phc | Baby Weighing Machine | Model Not Available | 3000056001 | Functional | Others
33896 | Sirodi Phc | Glucometer | Model not available | 3000045444 | Functional | Others
33897 | Devikot Phc | Binocular Microscope | PZB 22 | 3000056002 | Functional | Others
33898 | Gangori Hospital | SPHYGMOMANOMETER(BP APPRATUS) | MODEL NOT AVAILABLE | 3000139888 | Functional | Others
33899 | Padeev Phc | Instrument Sterilizer | Model Not Available | 774 | Functional | Others
33900 | Dispensary Topkhana Huzuri City | Monocular Microscope | Monocular - M L W | 300086783 | Functional | Others
33901 | Padeev Phc | SPHYGMOMANOMETER(BP APPRATUS) | MODEL NOT AVAILABLE | 878 | Functional | Others
33902 | Dispensary Topkhana Huzuri City | Monocular Microscope | Model not available | 300086784 | Functional | Others
33903 | Padeev Phc | Radiant Heat Warmer | Meditrin - Heat Warmer | 2000035411 | Functional | Others
33904 | Devikot Phc | STABILIZER | MODEL NOT AVAILABLE | 3000056008 | Functional | Others
33905 | Padeev Phc | Nebulizer | MODEL NOT AVAILABLE | AHTA7L5567 | Functional | Others
33906 | Heerawa Phc | SPHYGMOMANOMETER(BP APPRATUS-Digital) | Model Not Available | 3000218765 | Functional | Citizen Systems Japan Co Ltd
33907 | Kakod Phc | Monocular Microscope | Model not available | 900156 | Functional | Others
33908 | Velangari Phc | Radiant Heat Warmer | Model Not Available | 3000042502 | Functional | Others
33909 | Heerawa Phc | Ice lined refrigerator | SB 142 | 24525333 | Functional | Vestfrost Solutions
33910 | Sildar Phc | Syringe Needle Destroyer | Model not available | 3000042073 | Functional | Others
33911 | Sildar Phc | Syringe Needle Destroyer | Model not available | 3000042077 | Functional | Others
33912 | Sildar Phc | Radiant Heat Warmer | Zeal - RHW 2101A | 3000042074 | Functional | Others
33913 | Padeev Phc | Centrifuge Machine ( 4 Tube ) | Model not available | EILC-3505 | Functional | Others
33914 | Mandar Phc | Fetal Doppler | ND - 102 | 2000035454 | Functional | Others
33915 | Sildar Phc | Labour Table | Model Not Available | 3000042078 | Functional | Others
33916 | Nrhar Phc | Glucometer | Model not available | M14KP0052 | Functional | Others
33917 | Nrhar Phc | Glucometer | Model not available | B103BA-B02-0197 | Functional | Others
33918 | Padeev Phc | Freezes | Kelvinator KGE 193 | 2000035396 | Functional | Others
33919 | Sirodi Phc | Freezes | MODEL NOT AVAILABLE | 24914032 | Functional | Others
33920 | Padeev Phc | Infra Red Lamp | Model Not Available | 2000035402 | Functional | Others
33921 | Pookh Chc | 100mA X-Ray Machine | Allengers - MARS-6R | 2K130706373-XHF | Functional | Allengers Medical Systems Ltd
33922 | Pookh Chc | Centrifuge Machine ( 4 Tube ) | Model not available | 2000046884 | Functional | Instrumentation Laboratories India Pvt Ltd
33923 | Chirawa Chc | Hemoglobin meter | HB 301 | 1342813234 | Functional | Hemocue India
33924 | Chirawa Chc | Glucometer | Model not available | 3000218354 | Functional | Others
33925 | Chirawa Chc | Weighing Machine | MODEL NOT AVAILABLE | 3000218355 | Functional | Others
33926 | Chirawa Chc | ECG Machine (Single Channel) | Model Not Available | 3000218356 | Functional | Schiller Healthcare India Pvt Ltd
33927 | Jotaya Phc Ajmer | Blood Bank Refrigerator | Model not available | 3000047195 | Functional | Others
33928 | Vijypur Chc | Glucometer | Model not available | 3000208186 | Functional | Others
33929 | Dugar Phc Chittorgarh | Ice lined refrigerator | MK-144 | 3000199291 | Functional | Others
33930 | Loharki Phc | SPHYGMOMANOMETER(BP APPRATUS) | MODEL NOT AVAILABLE | 3000056984 | Functional | Others
33931 | Vijypur Chc | Blood Bank Refrigerator | Model not available | 24914019 | Functional | Others
33932 | Loharki Phc | Radiant Heat Warmer | Meditrin - Heat Warmer | 3000056990 | Functional | Others
33933 | Loharki Phc | Monocular Microscope | Model not available | 3000056991 | Functional | Others
33934 | Loharki Phc | SPHYGMOMANOMETER(BP APPRATUS) | MODEL NOT AVAILABLE | 3000056992 | Functional | Others
33935 | Bera Chc | Freezes | MODEL NOT AVAILABLE | 3000197323 | Functional | Others
33936 | Shahbad Chc | Binocular Microscope | Model Not Available | 3000208570 | Functional | Others
33937 | Bera Chc | Radiant Heat Warmer | Zeal - RHW 2101A | 3000197326 | Functional | Others
33938 | Shahbad Chc | Centrifuge Machine ( 8 Tube) | Model Not Available | 3000208572 | Functional | Others
33939 | Khuri Phc | STABILIZER | MODEL NOT AVAILABLE | 3000056607 | Functional | Others
33940 | Bhoodki Phc | Monocular Microscope | Model not available | 3000218451 | Functional | Others
33941 | Udaipurwati Chc | FOGGING MACHINE | MODEL NOT AVAILABLE | 3000218407 | Functional | Others
33942 | Udaipurwati Chc | Cautry Machine | Model Not Available | 3000218264 | Functional | Others
33943 | Udaipurwati Chc | Syringe Needle Destroyer | Model not available | 3000218269 | Functional | Others
33944 | Kakarwa Phc | Binocular Microscope | Model Not Available | 3000199318 | Functional | Others
33945 | Kakarwa Phc | Blood Bank Refrigerator | Model not available | 3000199319 | Functional | Others
33946 | Kakarwa Phc | Blood Bank Refrigerator | Model not available | 3000199326 | Functional | Others
33947 | Ked Phc Jhunjhunu | Nebulizer | MODEL NOT AVAILABLE | 2014412010000110 | Functional | Others
33948 | Ked Phc Jhunjhunu | Baby Weighing Machine | Model Not Available | 2000046931 | Functional | Crown Digital Scales Inc
33949 | Vallabhunagar Chc | Suction Machine | Model Not Available | 3000205304 | Functional | Suprime Enterprises
33950 | Vallabhunagar Chc | Suction Machine | Model Not Available | 3000205333 | Functional | Suprime Enterprises
33951 | Jk Lone Hospital Jaipur | Hydraulic Operation Table | MODEL NOT AVAILABLE | 3000085630 | Functional | Others
33952 | Jawal Phc | Hemoglobin meter | Model Not Available | 2000035360 | Functional | Others
33953 | Pratappura Phc Dausa | Freezes | MODEL NOT AVAILABLE | 3000081317 | Functional | Electro Pvt Ltd Hydrabad
33954 | Reodar Chc | Blood Cell Counter - 3 part | Horiba - ABX Micros ES 60 | 2000035441 | Functional | Others
33955 | Mandalgarh Chc | Syringe Needle Destroyer | Microsil ND 20 | 3000042848 | Functional | Others
33956 | Posaliya Phc | Freezes | MODEL NOT AVAILABLE | 2000035568 | Functional | Others
33957 | Jawal Phc | Spot Light ( Portable ) | Model Not Available | 2000035357 | Functional | Others
33958 | Mandalgarh Chc | Glucometer | Model not available | 3000042851 | Functional | Others
33959 | General Hospital Sirohi Dh | Baby Weighing Machine | Model Not Available | 3000042476 | Functional | Others
33960 | General Hospital Sirohi Dh | Baby Weighing Machine | Model Not Available | 3000042484 | Functional | Others
33961 | General Hospital Sirohi Dh | Baby Weighing Machine | Model Not Available | 3000042493 | Functional | Others
33962 | General Hospital Sirohi Dh | Baby Weighing Machine | Model Not Available | 3000042497 | Functional | Others
33963 | General Hospital Sirohi Dh | Baby Weighing Machine | Model Not Available | 2000035320 | Functional | Others
33964 | Jk Lone Hospital Jaipur | Ventilator | Model Not Available | 138760 | Functional | Others
33965 | Vallabhunagar Chc | Hydraulic Operation Table | MODEL NOT AVAILABLE | 3000205331 | Functional | Others
33966 | Chanar Phc | Labour Table | Model Not Available | 3000119051 | Functional | Others
33967 | Jk Lone Hospital Jaipur | Ventilator | AVEA | BBU05126 | Functional | Others
33968 | Krishanganj Chc Sirohi | Weighing Machine | MODEL NOT AVAILABLE | 2000035343 | Functional | Others
33969 | Jk Lone Hospital Jaipur | Syringe Infusion Pump | Model not available | 300085640 | Functional | Others
33970 | Jk Lone Hospital Jaipur | Syringe Infusion Pump | Model not available | 3000085637 | Functional | Others
33971 | Jk Lone Hospital Jaipur | Syringe Infusion Pump | Model not available | 3000085638 | Functional | Others
33972 | General Hospital Sirohi Dh | Pulse Oxymeter | Model Not Available | 3000042487 | Functional | Others
33973 | Pookh Chc | Baby Weighing Machine | Model Not Available | 2000046867 | Functional | Others
33974 | Chirawa Chc | Syringe Needle Destroyer | Model not available | 3000218342 | Functional | Others
33975 | Pookh Chc | VDRL Rotator (Rotor and Shaker) | Model Not Available | 2000046882 | Functional | Others
33976 | Chirawa Chc | Semi Automated Chemistry Analyzer | Model not Available | 3000218352 | Functional | Accurex Biomedicals Pvt Ltd
33977 | Bhaisroardgarh Phc | SPHYGMOMANOMETER(BP APPRATUS) | MODEL NOT AVAILABLE | 3000203137 | Functional | Others
33978 | Bhaisroardgarh Phc | SPHYGMOMANOMETER(BP APPRATUS) | MODEL NOT AVAILABLE | 3000203152 | Functional | Others
33979 | Chirawa Chc | Autoclave | Model not available | 3000218308 | Functional | Others
33980 | Chinoo Phc | SPHYGMOMANOMETER(BP APPRATUS) | MODEL NOT AVAILABLE | 3000056565 | Functional | Others
33981 | Chirawa Chc | Spot Light ( Portable ) | Model Not Available | 3000218309 | Functional | Others
33982 | Shahbad Chc | Instrument Sterilizer | Model Not Available | 3000208575 | Functional | Others
33983 | Pookh Chc | Weighing Machine | MODEL NOT AVAILABLE | 2000046893 | Functional | Others
33984 | Pookh Chc | Fetal Doppler | ND - 102 | 2000046894 | Non Functional Repairable | Niscomed Electro Medical Devices
33985 | Pookh Chc | Instrument Sterilizer | Horiba - ABX Micros ES 60 | 305ESOH05662 | Functional | Others
33986 | Chinoo Phc | SPHYGMOMANOMETER(BP APPRATUS) | MODEL NOT AVAILABLE | 3000056574 | Functional | Others
33987 | Binota Chc Chittorgarh | Binocular Microscope | Model Not Available | 3000203052 | Functional | Others
33988 | Shanimaharaj Phc Chittorgarh | Baby Weighing Machine | Model Not Available | 3000199350 | Functional | Others
33989 | Chinoo Phc | Hemoglobin meter | Model Not Available | 3000056575 | Functional | Others
33990 | Umand Phc | Binocular Microscope | Model Not Available | 3000199333 | Functional | Others
33991 | Bhaisroardgarh Phc | Instrument Sterilizer | Model Not Available | 3000203155 | Functional | Others
33992 | Shanimaharaj Phc Chittorgarh | Syringe Needle Destroyer | Model not available | 3000199352 | Functional | Others
33993 | Vijaynagar Chc | Blood Bank Refrigerator | Model not available | 3000047755 | Functional | Others
33994 | Umand Phc | Ice lined refrigerator | HBC-70 | 3000199341 | Functional | Others
33995 | Binota Chc Chittorgarh | Autoclave | Model not available | 3000203061 | Functional | Others
33996 | Shahbad Chc | Autoclave | Model not available | 3000208594 | Functional | Others
33997 | Umand Phc | Baby Weighing Machine | Model Not Available | 3000199344 | Functional | Others
33998 | Binota Chc Chittorgarh | Baby Weighing Machine | Model Not Available | 3000203062 | Functional | Others
33999 | Mandar Phc | Syringe Needle Destroyer | Model not available | 2000035459 | Functional | Others
34000 | Nrhar Phc | SPHYGMOMANOMETER(BP APPRATUS-Digital) | Model Not Available | 20141009008VGI | Functional | Omron Health Care
34001 | Heerawa Phc | Spot Light ( Portable ) | Model Not Available | 3000218773 | Functional | Others
34002 | Kakod Phc | Glucometer | Model not available | 1013E00332 | Functional | Others
34003 | Varada Phc | Glucometer | Model not available | 3000045412 | Functional | Others
34004 | Sirodi Phc | Labour Table | Model Not Available | 3000045450 | Functional | Others
34005 | Mandar Phc | Freezes | MODEL NOT AVAILABLE | 2000035460 | Functional | Others
34006 | Padeev Phc | Glucometer | Model not available | 2000035400 | Functional | Others
34007 | Varada Phc | Freezes | MODEL NOT AVAILABLE | 3000045413 | Functional | Others
34008 | Nrhar Phc | SPHYGMOMANOMETER(BP APPRATUS) | MODEL NOT AVAILABLE | 281438 | Functional | Others
34009 | Padeev Phc | SPHYGMOMANOMETER(BP APPRATUS) | MODEL NOT AVAILABLE | 876 | Functional | Others
34010 | Padeev Phc | Monocular Microscope | Model not available | 2000035412 | Functional | Others
34011 | Gangori Hospital | ECG Machine (Six Channel ) | BPL - Cardiart 8408 | 3000139832 | Functional | Others
34012 | Nrhar Phc | Weighing Machine | MODEL NOT AVAILABLE | 3000218619 | Functional | Ramon Surgical Company
34013 | Varada Phc | Radiant Heat Warmer | Model Not Available | 3000045415 | Functional | Others
34014 | Mandar Phc | Radiant Heat Warmer | Zeal - RHW 2101A | 2000035462 | Functional | Others
34015 | Varada Phc | Baby Weighing Machine | Model Not Available | 3000045416 | Functional | Others
34016 | Mandar Phc | Centrifuge Machine ( 8 Tube) | Model Not Available | 2000035463 | Functional | Others
34017 | Khora Mulla Phc | Blood Bank Refrigerator | Model not available | 3000081635 | Functional | Others
34018 | Sildar Phc | Ice lined refrigerator | HBC-70 | 3000042082 | Functional | Others
34019 | Mandar Phc | Ice lined refrigerator | Model Not Available | 2000035467 | Functional | Others
34020 | Gangori Hospital | Nebulizer | MODEL NOT AVAILABLE | 3000139788 | Functional | Others
34021 | Aligarh Chc | Autoclave | Model not available | 300008004 | Functional | Others
34022 | Bapi Phc | Baby Weighing Machine | Crown | 3000081050 | Functional | Ramon Surgical Company
34023 | Gangori Hospital | ECG Machine (Twelve Channel ) | Model Not Available | 3000139794 | Functional | Others
34024 | Bapi Phc | Binocular Microscope | Model Not Available | 3000081051 | Functional | Others
34025 | Padeev Phc | Ice lined refrigerator | Model Not Available | 2000035397 | Functional | Others
34026 | Loyl Phc | Glucometer | Model not available | 3000218481 | Functional | Others
34027 | Kannoj Phc | Instrument Sterilizer | Model Not Available | 3000199389 | Functional | Others
34028 | Kannoj Phc | SPHYGMOMANOMETER(BP APPRATUS) | MODEL NOT AVAILABLE | 3000199390 | Functional | Others
34029 | Lasdawana Phc | Freezes | MODEL NOT AVAILABLE | 3000199357 | Functional | Others
34030 | Bera Chc | Incubator | MODEL NOT AVAILABLE | 3000197318 | Functional | Others
34031 | Kannoj Phc | SPHYGMOMANOMETER(BP APPRATUS) | MODEL NOT AVAILABLE | 3000199391 | Functional | Others
34032 | Kannoj Phc | SPHYGMOMANOMETER(BP APPRATUS) | MODEL NOT AVAILABLE | 3000199392 | Functional | Others
34033 | Kannoj Phc | SPHYGMOMANOMETER(BP APPRATUS) | MODEL NOT AVAILABLE | 3000199393 | Functional | Others
34034 | Kannoj Phc | Nebulizer | MODEL NOT AVAILABLE | 3000199394 | Functional | Others
34035 | Kewalpura Phc | SPHYGMOMANOMETER(BP APPRATUS) | MODEL NOT AVAILABLE | 300019066 | Functional | Others
34036 | Arandkhera Phc | Nebulizer | MODEL NOT AVAILABLE | 3000203346 | Functional | Others
34037 | Bhadesar Chc | Baby Weighing Machine | Crown | 3000208107 | Functional | Others
34038 | Kewalpura Phc | Binocular Microscope | Model Not Available | 3000199068 | Functional | Others
34039 | Anta Chc | Blood Bank Refrigerator | Model not available | 3000199488 | Functional | Others
34040 | Kewalpura Phc | Glucometer | Model not available | 3000199069 | Functional | Others
34041 | Bhadesar Chc | Centrifuge Machine ( 16 Tube ) | Model not available | 3000203221 | Functional | Others
34042 | Mirjapur Chc Baran | Centrifuge Machine ( 4 Tube ) | Model not available | 3000203616 | Functional | Others
34043 | Mirjapur Chc Baran | Glucometer | Model not available | 3000203617 | Functional | Others
34044 | Mirjapur Chc Baran | Syringe Needle Destroyer | Model not available | 3000203619 | Functional | Others
34045 | Mirjapur Chc Baran | Glucometer | Model not available | 3000203618 | Functional | Others
34046 | Begun Chc | Phototherepy Unit | MODEL NOT AVAILABLE | 3000203318 | Functional | Others
34047 | Begun Chc | Ice lined refrigerator | Model Not Available | 3000203320 | Functional | Others
34048 | Sihod Phc | Baby Weighing Machine | Model Not Available | 3000218700 | Functional | Crown Digital Scales Inc
34049 | Ardawata Phc | Binocular Microscope | Model Not Available | 3000218563 | Functional | Radical Scientific Instruments Pvt Ltd
34050 | Ardawata Phc | Colorimeter | MODEL NOT AVAILABLE | 3000218564 | Functional | Others
34051 | Begun Chc | Syringe Needle Destroyer | Microsil ND 20 | 3000203292 | Functional | Others
34052 | Jk Lone Hospital Jaipur | Ventilator | Model Not Available | 107384511 | Functional | Others
34053 | Vallabhunagar Chc | Dental X-Ray Machine | GME - Dentex 7008/1.5 | 3000205306 | Functional | General Medical Equipment
34054 | Chanar Phc | Ice lined refrigerator | HBC-70 | 3000119044 | Functional | Others
34055 | Bay Phc Sikar | Nebulizer | MODEL NOT AVAILABLE | 43627 | Functional | Others
34056 | Mandalgarh Chc | Glucometer | Model not available | 3000042853 | Functional | Others
34057 | Kailash Nagar Phc | Blood Bank Refrigerator | Model not available | 24991-4070 | Functional | Others
34058 | Jk Lone Hospital Jaipur | Syringe Infusion Pump | Model not available | 3000085595 | Functional | Others
34059 | Mandalgarh Chc | Blood Bank Refrigerator | Model not available | 3000042861 | Functional | Others
34060 | Jk Lone Hospital Jaipur | Bi-pap Machine | MODEL NOT AVAILABLE | SL081330 | Functional | Others
34061 | Jk Lone Hospital Jaipur | Bi-pap Machine | MODEL NOT AVAILABLE | C10057026 | Functional | Others
34062 | General Hospital Sirohi Dh | Semi Automated Chemistry Analyzer | Ark - CKK 24 | 2000035283 | Functional | Others
34063 | Jk Lone Hospital Jaipur | Phototherepy Unit | MODEL NOT AVAILABLE | 3000085641 | Functional | Others
34064 | Kailash Nagar Phc | Binocular Microscope | Model Not Available | 3000042644 | Functional | Others
34065 | Barloot Phc | SPHYGMOMANOMETER(BP APPRATUS) | MODEL NOT AVAILABLE | 2000035385 | Functional | Others
34066 | Bhttana Phc | Binocular Microscope | Model Not Available | 3000119022 | Functional | Others
34067 | Bharaja Phc | Syringe Needle Destroyer | Model not available | 2000035533 | Functional | Others
34068 | Koyla Phc | Blood Bank Refrigerator | Model not available | 3000203540 | Functional | Others
34069 | Sanwada Phc | Baby Weighing Machine | Crown | 3000045438 | Functional | Others
34070 | Dhorimanna Chc | Hemoglobin meter | HB 301 | 3000210011 | Functional | Others
34071 | Jk Lone Hospital Jaipur | Multi-Para Monitor | Model not available | J13D480 | Functional | Others
34072 | Dhorimanna Chc | ECG Machine (Single Channel) | Medicaid - Cardio Fax | 3000210019 | Functional | Others
34073 | Mandalgarh Chc | STABILIZER | MODEL NOT AVAILABLE | 3000042821 | Functional | Others
34074 | Dhorimanna Chc | 300mA X-Ray Machine | Model not available | 3000210020 | Functional | Others
34075 | Gogunda Chc | Blood Cell Counter - 3 part | Horiba - ABX Micros ES 60 | 3000205351 | Functional | Horiba India Pvt Ltd
34076 | Dantrai Phc | Weighing Machine | MODEL NOT AVAILABLE | 300019002 | Functional | Others
34077 | Jk Lone Hospital Jaipur | Centrifuge Machine ( 16 Tube ) | REMI (R8C + R83) | HFLC-8665 | Functional | Others
34078 | Y N Hospital Kishangarh Sdh | Pulse Oxymeter | Model Not Available | 3000047379 | Functional | Others
34079 | Meghpur Phc | Monocular Microscope | Model not available | 890269 | Functional | Others
34080 | Bhaisroardgarh Phc | Nebulizer | MODEL NOT AVAILABLE | 3000203138 | Functional | Others
34081 | Meghpur Phc | Blood Bank Refrigerator | Model not available | 3000199263 | Functional | Others
34082 | Bhaisroardgarh Phc | Radiant Heat Warmer | Model Not Available | 3000203143 | Functional | Others
34083 | Shahbad Chc | Blood Bank Refrigerator | Model not available | 3000208586 | Functional | Others
34084 | Umand Phc | Glucometer | Model not available | GLI1698938 | Functional | Others
34085 | Umand Phc | Glucometer | Model not available | 3000199336 | Functional | Others
34086 | Vijaynagar Chc | Blood Cell Counter - 3 part | Model not available | 3000047754 | Functional | Others
34087 | Shahbad Chc | Instrument Sterilizer | Model Not Available | 3000208596 | Functional | Others
34088 | Nandwai Phc | Monocular Microscope | Model not available | 3000199247 | Not in use | Others
34089 | Umand Phc | Syringe Needle Destroyer | Microsil - ND350 | 3000199345 | Functional | Others
34090 | Nandwai Phc | Instrument Sterilizer | Model Not Available | 3000199248 | Functional | Others
34091 | Nandwai Phc | Baby Weighing Machine | Model Not Available | 3000199250 | Functional | Others
34092 | Kapasan Chc | Weighing Machine | Remi 4C | 3000046394 | Functional | Remi Electrotechnik Ltd
34093 | Bera Chc | Instrument Sterilizer | Model Not Available | 3000197309 | Functional | Others
34094 | Bera Chc | Nebulizer | NE-C28 | 3000197310 | Functional | Others
34095 | Bera Chc | SPHYGMOMANOMETER(BP APPRATUS) | MODEL NOT AVAILABLE | 3000197311 | Functional | Others
34096 | Bera Chc | Spot Light ( Portable ) | Model Not Available | 3000197312 | Functional | Others
34097 | Arnoda Phc | Binocular Microscope | Model Not Available | 3000208350 | Functional | Others
34098 | Kapasan Chc | Multi-Para Monitor | Model not available | 3000203202 | Functional | Others
34099 | Vijaynagar Chc | Blood Bank Refrigerator | Model not available | 3000047762 | Functional | Others
34100 | Arnoda Phc | Syringe Needle Destroyer | Model not available | 3000208352 | Functional | Others
34101 | Arnoda Phc | Syringe Needle Destroyer | Model not available | 3000208358 | Functional | Others
34102 | Arnoda Phc | Glucometer | Model not available | 3000208353 | Functional | Others
34103 | Kapasan Chc | Cautry Machine | Model Not Available | 3000203203 | Functional | Others
34104 | Padeev Phc | Ice lined refrigerator | Model Not Available | 2000035399 | Functional | Others
34105 | Padeev Phc | Blood Bank Refrigerator | MF114 | 20032108968 | Functional | Others
34106 | Gangori Hospital | Suction Machine | Model Not Available | 3000139791 | Functional | Tanco -P L Tondon Company
34107 | Nrhar Phc | Instrument Sterilizer | Model Not Available | 3000218620 | Functional | Others
34108 | Gangori Hospital | Suction Machine | Model Not Available | 3000139793 | Functional | Others
34109 | Gangori Hospital | Baby Weighing Machine | Model Not Available | 3000139792 | Functional | Others
34110 | Nrhar Phc | Syringe Needle Destroyer | Model not available | 13H0057 | Functional | Others
34111 | Jawal Phc | Syringe Needle Destroyer | Model not available | 2000035351 | Functional | Others
34112 | Gangori Hospital | SPHYGMOMANOMETER(BP APPRATUS) | MODEL NOT AVAILABLE | 3000139819 | Functional | Others
34113 | Jawal Phc | Fetal Doppler | MODEL NOT AVAILABLE | 2000035353 | Functional | Others
34114 | Ghardana Khurd Phc | Weighing Machine | MODEL NOT AVAILABLE | 3000218763 | Functional | Others
34115 | Jawal Phc | Suction Machine | Model Not Available | 2000035355 | Functional | Others
34116 | Gangori Hospital | Syringe Needle Destroyer | Model not available | 3000139506 | Functional | Others
34117 | Sildar Phc | Syringe Needle Destroyer | Nulife - Dots | 29234 | Functional | Others
34118 | Devrod Phc | Syringe Needle Destroyer | Nulife - Dots | 3000218639 | Functional | Mrk Healthcare Pvt Ltd Delhi
34119 | Devrod Phc | Syringe Needle Destroyer | Nulife - Dots | 3000218647 | Functional | Mrk Healthcare Pvt Ltd Delhi
34120 | Gangori Hospital | SPHYGMOMANOMETER(BP APPRATUS) | MODEL NOT AVAILABLE | 3000139816 | Functional | Others
34121 | Devrod Phc | Binocular Microscope | PZB 22 | 3000218640 | Functional | Quality Scientific And Mechanical Works Pvt Ltd
34122 | Devrod Phc | Glucometer | Easy Touch ET-101 | 3000218643 | Functional | Others
34123 | Charawas Phc Jhunjhunu | Syringe Needle Destroyer | Model not available | 3000218475 | Functional | Others
34124 | Jawal Phc | Glucometer | MLW Lab | 3000197989 | Functional | Others
34125 | Sildar Phc | Hemoglobin meter | Model Not Available | 3000042090 | Functional | Others
34126 | Gudhakatla Phc | Binocular Microscope | Model Not Available | 3000081809 | Functional | Radical Scientific Instruments Pvt Ltd
34127 | Charawas Phc Jhunjhunu | SPHYGMOMANOMETER(BP APPRATUS) | MODEL NOT AVAILABLE | 3000218476 | Functional | Others
34128 | Sildar Phc | Binocular Microscope | Model Not Available | 3000042091 | Functional | Others
34129 | Sildar Phc | Binocular Microscope | Model Not Available | 3000042092 | Functional | Others
34130 | Katunda Chc | Sahlis HB Meter | Model not available | 30002023264 | Functional | Others
34131 | Begun Chc | Suction Machine | Model Not Available | 3000203295 | Functional | Others
34132 | Ramdevra Phc | Monocular Microscope | Model not available | 6171 | Functional | Others
34133 | Begun Chc | SPHYGMOMANOMETER(BP APPRATUS) | MODEL NOT AVAILABLE | 3000203300 | Functional | Others
34134 | Katunda Chc | Baby Weighing Machine | Model Not Available | 3000203271 | Functional | Others
34135 | Shuklawas Phc | Instrument Sterilizer | Model Not Available | 2000022260 | Functional | Others
34136 | Katunda Chc | Ice lined refrigerator | Model Not Available | 30002023274 | Functional | Others
34137 | Atru Chc | Phototherepy Unit | MODEL NOT AVAILABLE | 300019989 | Functional | Others
34138 | Atru Chc | Instrument Sterilizer | Model Not Available | 3000199690 | Functional | Others
34139 | Atru Chc | Hydraulic Operation Table | MODEL NOT AVAILABLE | 3000199691 | Functional | Others
34140 | Atru Chc | Hydraulic Operation Table | MODEL NOT AVAILABLE | 3000199692 | Functional | Others
34141 | Abhaypura Phc Chittorgarh | Syringe Needle Destroyer | Model not available | 3000199207 | Functional | Others
34142 | Shuklawas Phc | Freezes | MODEL NOT AVAILABLE | BE04GE2600B2A5J0158 | Functional | Others
34143 | Atru Chc | Syringe Needle Destroyer | Model not available | 3000199698 | Functional | Others
34144 | Atru Chc | Syringe Needle Destroyer | Model not available | 3000199699 | Functional | Others
34145 | Bassi Chc Chittorgarh | Freezes | MODEL NOT AVAILABLE | 3000208174 | Functional | Others
34146 | Tana Phc Chittorgarh | SPHYGMOMANOMETER(BP APPRATUS) | MODEL NOT AVAILABLE | 3000199329 | Functional | Others
34147 | Dungla Chc | Blood Cell Counter - 3 part | Horiba - ABX Micros ES 60 | 305E50H05750 | Functional | Others
34148 | Ranoli Phc Sikar | Ice lined refrigerator | MK - 142 | 15100511 | Functional | Vestfrost Solutions
34149 | Nimbahera Dh Chittorgarh | Nebulizer | CN-01WB | 300203038 | Functional | Life Medical Equipment
34150 | Nimbahera Dh Chittorgarh | Nebulizer | CN-01WB | 3000203049 | Functional | Life Medical Equipment
34151 | Chanana Phc | Nebulizer | MODEL NOT AVAILABLE | 599879 | Functional | Omron Health Care
34152 | Borav Phc | Freezes | Kelvinator KGE 193 | 3000199398 | Not in use | Others
34153 | Rolaheda Phc Chittorgarh | SPHYGMOMANOMETER(BP APPRATUS) | MODEL NOT AVAILABLE | 3000199118 | Functional | Others
34154 | Rolaheda Phc Chittorgarh | SPHYGMOMANOMETER(BP APPRATUS) | MODEL NOT AVAILABLE | 3000199119 | Functional | Others
34155 | Umara Phc Sikar | Instrument Sterilizer | Model Not Available | 2000031229 | Functional | Others
34156 | Khirni Phc | Binocular Microscope | MLW Lab | 320008980715 | Functional | Others
34157 | Posaliya Phc | Monocular Microscope | Model not available | 2000035564 | Functional | Others
34158 | General Hospital Sirohi Dh | Slit Lamp | Model Not Available | 2000035313 | Functional | Others
34159 | General Hospital Sirohi Dh | Slit Lamp | Model Not Available | 2000035316 | Functional | Others
34160 | Jk Lone Hospital Jaipur | Bi-pap Machine | MODEL NOT AVAILABLE | C10057032 | Functional | Others
34161 | Bharaja Phc | Blood Bank Refrigerator | Model not available | 2000035528 | Functional | Others
34162 | Jk Lone Hospital Jaipur | 100mA X-Ray Machine | Medford - MXD 1000 | 581203 | Functional | Others
34163 | Bharaja Phc | Baby Weighing Machine | Crown | 2000035531 | Functional | Others
34164 | Bharaja Phc | Labour Table | Model Not Available | 2000035532 | Functional | Others
34165 | Bhttana Phc | Nebulizer | MODEL NOT AVAILABLE | 765308 | Functional | Others
34166 | Jk Lone Hospital Jaipur | Ventilator | Model Not Available | 3000085604 | Functional | Others
34167 | Sarla Phc | Blood Bank Refrigerator | Model not available | 3000214437 | Functional | Others
34168 | Sheoganj Chc | Autoclave | Model not available | 3000119135 | Functional | Others
34169 | Sata Phc | Binocular Microscope | Labomed - Vision 2000 | 3775 | Functional | Others
34170 | Sata Phc | Glucometer | Model not available | 3000214419 | Functional | Others
34171 | Sheoganj Chc | Glucometer | Model not available | 3000119150 | Functional | Others
34172 | Sata Phc | Syringe Needle Destroyer | Model not available | 3000214409 | Functional | Others
34173 | Bhinder Chc | Syringe Infusion Pump | Model not available | 3000204303 | Functional | Simtek Medico Systems Pvt Ltd
34174 | Koyla Phc | Baby Weighing Machine | Model Not Available | 3000203532 | Functional | Others
34175 | Dasroli Phc | Ice lined refrigerator | Model Not Available | 2000031237 | Functional | Others
34176 | Dhorimanna Chc | Incubator | MODEL NOT AVAILABLE | 3000210003 | Functional | Others
34177 | Jhadoli Phc Sirohi | Instrument Sterilizer | Model Not Available | 3000119073 | Not in use | Others
34178 | Jhadoli Phc Sirohi | Instrument Sterilizer | Model Not Available | 3000119074 | Not in use | Others
34179 | Jhadoli Phc Sirohi | Instrument Sterilizer | Model Not Available | 3000119075 | Not in use | Others
34180 | Dhorimanna Chc | Freezes | MODEL NOT AVAILABLE | 3000210004 | Functional | Others
34181 | Mangalwad Chhoraya Phc | Binocular Microscope | Microlux - 16 | 3000199029 | Functional | Others
34182 | Satellite Hospital Adarsh Nagar Ajmer | Dental Chair Unit | Model Not Available | 2000034591 | Not in use | Others
34183 | Mangalwad Chhoraya Phc | Syringe Needle Destroyer | Model not available | 3000199034 | Functional | Others
34184 | Mangalwad Chhoraya Phc | Syringe Needle Destroyer | Model not available | 3000199035 | Functional | Others
34185 | Mangalwad Chhoraya Phc | Instrument Sterilizer | Model Not Available | 3000199037 | Functional | Others
34186 | Goyala Phc Ajmer | Radiant Heat Warmer | Zeal - RHW 2101A | 3000047188 | Functional | Others
34187 | Goyala Phc Ajmer | Suction Machine | Model Not Available | 3000047189 | Functional | Others
34188 | Ladpura Phc | FOOT OPERATED SUCTION MACHINE | MODEL NOT AVAILABLE | 3000199448 | Functional | Others
34189 | Ladpura Phc | Instrument Sterilizer | Model Not Available | 3000199449 | Functional | Others
34190 | Bera Chc | Blood Cell Counter - 3 part | Horiba - ABX Micros ES 60 | 3000197315 | Functional | Others
34191 | Ladpura Phc | Autoclave | Model not available | 3000199450 | Functional | Others
34192 | Goyala Phc Ajmer | Syringe Needle Destroyer | Model not available | 3000047192 | Functional | Others
34193 | Jawada Phc | Binocular Microscope | Microlux - 16 | 3000199420 | Functional | Others
34194 | Mandesar Phc | Weighing Machine | MODEL NOT AVAILABLE | 3000199415 | Functional | Others
34195 | Jawada Phc | Syringe Needle Destroyer | Model not available | 3000199428 | Functional | Others
34196 | Boheda Phc | Blood Bank Refrigerator | Model not available | 3000199049 | Functional | Others
34197 | Netawal Maharaj Ki Phc Chittorgarh | Syringe Needle Destroyer | Model not available | 3000199199 | Functional | Others
34198 | Jawada Phc | Weighing Machine | MODEL NOT AVAILABLE | 3000199430 | Functional | Others
34199 | Jawada Phc | FOOT OPERATED SUCTION MACHINE | MODEL NOT AVAILABLE | 3000199431 | Functional | Others
34200 | Netawal Maharaj Ki Phc Chittorgarh | Weighing Machine | MODEL NOT AVAILABLE | 3000199200 | Functional | Others
34201 | Jawada Phc | SPHYGMOMANOMETER(BP APPRATUS) | MODEL NOT AVAILABLE | 3000199432 | Functional | Others
34202 | Jawada Phc | SPHYGMOMANOMETER(BP APPRATUS) | MODEL NOT AVAILABLE | 3000199433 | Functional | Others
34203 | Parsoli Phc Begun | Freezes | VEE 184 | 3000199218 | Functional | Others
34204 | Chechi Phc | Binocular Microscope | Model Not Available | 3000199265 | Functional | Others
34205 | Gosunda Chc Chittorgarh | Radiant Heat Warmer | Meditrin - Heat Warmer | 3000208384 | Functional | Others
34206 | Mandlacharan Phc | Freezes | MODEL NOT AVAILABLE | 3000203071 | Functional | Others
34207 | Dindoli Phc | Instrument Sterilizer | Model Not Available | 3000199152 | Functional | Others
34208 | Jhinjhiniyali Phc | SPHYGMOMANOMETER(BP APPRATUS) | MODEL NOT AVAILABLE | 3000056259 | Functional | Others
34209 | Devrod Phc | Radiant Heat Warmer | Model Not Available | 3000218651 | Functional | Others
34210 | Jhinjhiniyali Phc | Binocular Microscope | Model Not Available | 3000056257 | Functional | Others
34211 | Devrod Phc | Weighing Machine | MODEL NOT AVAILABLE | 3000218742 | Functional | Crown Digital Scales Inc
34212 | Jhinjhiniyali Phc | Binocular Microscope | Model Not Available | 950747 | Functional | Others
34213 | Gangori Hospital | Syringe Needle Destroyer | Model not available | 300139854 | Functional | Others
34214 | Nuniya Phc Jhunjunu | SPHYGMOMANOMETER(BP APPRATUS) | MODEL NOT AVAILABLE | 17265 | Functional | Others
34215 | Jhinjhiniyali Phc | Freezes | MODEL NOT AVAILABLE | 3000056254 | Functional | Others
34216 | Jawal Phc | Monocular Microscope | Model not available | 2000035364 | Functional | Others
34217 | Jhinjhiniyali Phc | Freezes | MODEL NOT AVAILABLE | 3000056253 | Functional | Others
34218 | Jhinjhiniyali Phc | Radiant Heat Warmer | Zeal - RHW 2101A | 3000056252 | Functional | Others
34219 | Nuniya Phc Jhunjunu | Glucometer | Model not available | 3000218299 | Functional | Others
34220 | Nuniya Phc Jhunjunu | Syringe Needle Destroyer | Model not available | 3000218300 | Functional | Others
34221 | Jhinjhiniyali Phc | Spot Light ( Portable ) | Model Not Available | 3000056248 | Functional | Others
34222 | Chhipabarod Chc | Hydraulic Operation Table | MODEL NOT AVAILABLE | 3000199764 | Functional | Others
34223 | Jhinjhiniyali Phc | Syringe Needle Destroyer | Model not available | 3000056247 | Functional | Others
34224 | Jawal Phc | Incubator | MODEL NOT AVAILABLE | 2000035365 | Functional | Others
34225 | Jhinjhiniyali Phc | Nebulizer | MODEL NOT AVAILABLE | 11016 | Functional | Others
34226 | Nuniya Phc Jhunjunu | Weighing Machine | MODEL NOT AVAILABLE | 3000218298 | Functional | Crown Digital Scales Inc
34227 | Paldi M Phc | Labour Table | Model Not Available | 3000042593 | Functional | Others
34228 | Tanwari Phc | Glucometer | Model not available | 3000042567 | Functional | Others
34229 | Tanwari Phc | Centrifuge Machine ( 4 Tube ) | Model not available | 3000042568 | Functional | Others
34230 | Varada Phc | Ice lined refrigerator | MK - 142 | 3000045420 | Functional | Others
34231 | Varada Phc | Freezes | MODEL NOT AVAILABLE | 3000045421 | Functional | Others
34232 | Varada Phc | FOOT OPERATED SUCTION MACHINE | MODEL NOT AVAILABLE | 3000045419 | Functional | Others
34233 | Mandari Phc Jhunjhunu | SPHYGMOMANOMETER(BP APPRATUS) | MODEL NOT AVAILABLE | 3000218848 | Functional | Others
34234 | Jhirota Phc | Monocular Microscope | Model not available | 2000032622 | Functional | Others
34235 | Bhadsora Phc | Suction Machine | Model Not Available | 3000199023 | Functional | Others
34236 | Shahbad Chc | Suction Machine | Model Not Available | 3000208592 | Functional | Others
34237 | Binota Chc Chittorgarh | Glucometer | Model not available | 3000203058 | Functional | Others
34238 | Shahbad Chc | Hot Air Oven | Model not available | 3000208593 | Functional | Others
34239 | Umand Phc | Radiant Heat Warmer | Meditrin - Heat Warmer | 3000199342 | Functional | Others
34240 | Umand Phc | Radiant Heat Warmer | Meditrin - Heat Warmer | 3000199343 | Functional | Others
34241 | Nandwai Phc | Centrifuge Machine ( 4 Tube ) | Model not available | 3000199245 | Functional | Others
34242 | Nandwai Phc | Glucometer | Model not available | 3000199254 | Functional | Others
34243 | Pecherikalan Phc | Centrifuge Machine ( 4 Tube ) | Model not available | 3000218880 | Functional | Others
34244 | Keli Phc | Syringe Needle Destroyer | Model not available | 3000199479 | Functional | Others
34245 | Keli Phc | Syringe Needle Destroyer | Model not available | 3000199481 | Functional | Others
34246 | Ahmadpura Chokki Phc | STABILIZER | MODEL NOT AVAILABLE | 3000088411 | Functional | Others
34247 | Pecherikalan Phc | Instrument Sterilizer | MLW Lab | 3000197503 | Functional | Others
34248 | Keli Phc | Binocular Microscope | Microlux - 16 | 3000199468 | Functional | Others
34249 | Keli Phc | Binocular Microscope | Microlux - 16 | 3000199471 | Functional | Others
34250 | Lathi Phc | STABILIZER | MODEL NOT AVAILABLE | 3000056212 | Functional | Others
34251 | Gangori Hospital | ECG Machine (Three Channel ) | BPL 8408 | 3000139836 | Functional | Others
34252 | Keli Phc | Baby Weighing Machine | Model Not Available | 3000199480 | Functional | Others
34253 | Keli Phc | Baby Weighing Machine | Model Not Available | 3000199482 | Functional | Others
34254 | Singhana Chc | Binocular Microscope | PZB 22 | 53885 | Functional | Quality Scientific And Mechanical Works Pvt Ltd
34255 | Nimbahera Dh Chittorgarh | Syringe Needle Destroyer | Model not available | 3000203050 | Functional | Others
34256 | Ranoli Phc Sikar | FOOT OPERATED SUCTION MACHINE | SU-101 | 10033 | Functional | Niscomed Electro Medical Devices
34257 | Ranoli Phc Sikar | Autoclave | Model not available | 3408 | Functional | Others
34258 | Ahmadpura Chokki Phc | Syringe Needle Destroyer | Model not available | 3000088416 | Functional | Others
34259 | Pratappura Phc Dausa | SPHYGMOMANOMETER(BP APPRATUS) | MODEL NOT AVAILABLE | 300586 | Functional | Others
34260 | Sarupganj Chc | FOOT OPERATED SUCTION MACHINE | MODEL NOT AVAILABLE | 2000035476 | Functional | Others
34261 | Jk Lone Hospital Jaipur | Syringe Infusion Pump | Model not available | 3000085639 | Functional | Others
34262 | Kailash Nagar Phc | SPHYGMOMANOMETER(BP APPRATUS) | MODEL NOT AVAILABLE | 285772 | Functional | Others
34263 | Posaliya Phc | Baby Weighing Machine | Docbel Braun | 2000035552 | Functional | Others
34264 | Vallabhunagar Chc | Fetal Monitor | MODEL NOT AVAILABLE | 3000205338 | Functional | Others
34265 | Mandalgarh Chc | Blood Bank Refrigerator | Model not available | 3000042860 | Functional | Others
34266 | General Hospital Sirohi Dh | Automated Urine Analyzer | Model not available | 2000035312 | Functional | Others
34267 | Jk Lone Hospital Jaipur | Sahlis HB Meter | Model not available | 3000085597 | Functional | Others
34268 | General Hospital Sirohi Dh | Binocular Microscope | Model Not Available | 2000035317 | Functional | Others
34269 | General Hospital Sirohi Dh | Binocular Microscope | Model Not Available | 2000035318 | Functional | Others
34270 | Kailash Nagar Phc | Incubator | MODEL NOT AVAILABLE | 3000042639 | Functional | Others
34271 | Kailash Nagar Phc | Centrifuge Machine ( 4 Tube ) | Model not available | EILC-3512 | Functional | Others
34272 | Kailash Nagar Phc | Semi Automated Chemistry Analyzer | Model not Available | N120349 | Functional | Others
34273 | General Hospital Sirohi Dh | Micropipettes | MODEL NOT AVAILABLE | 2000035284 | Functional | Others
34274 | General Hospital Sirohi Dh | Micropipettes | MODEL NOT AVAILABLE | 2000035285 | Functional | Others
34275 | General Hospital Sirohi Dh | Micropipettes | MODEL NOT AVAILABLE | 2000035286 | Functional | Others
34276 | Jk Lone Hospital Jaipur | Glucometer | Model not available | XCGU050-P1C5C | Functional | Others
34277 | Barloot Phc | Ice lined refrigerator | HBC-70 | 2000035382 | Functional | Others
34278 | Jk Lone Hospital Jaipur | 100mA X-Ray Machine | Allengers - MARS 3.5 | 2K130103037-X/HF | Functional | Others
34279 | Bharaja Phc | Ice lined refrigerator | HBC-70 | 2000035526 | Functional | Others
34280 | Bharaja Phc | Ice lined refrigerator | HBC-70 | 2000035527 | Functional | Others
34281 | Barloot Phc | Blood Bank Refrigerator | Model not available | 2000035383 | Functional | Others
34282 | Bharaja Phc | Weighing Machine | Crown | 2000035530 | Functional | Others
34283 | Jk Lone Hospital Jaipur | Multi-Para Monitor | Model not available | 300008530 | Functional | Others
34284 | Bhttana Phc | Centrifuge Machine ( 6 Tube ) | Model Not Available | 3000119014 | Functional | Others
34285 | Sarla Phc | Nebulizer | CN-01WB | 19332 | Functional | Others
34286 | Sarla Phc | Binocular Microscope | BLS 116 | 6280 | Functional | Others
34287 | Bhttana Phc | Freezes | MODEL NOT AVAILABLE | 3000119021 | Functional | Others
34288 | Y N Hospital Kishangarh Sdh | Blood Bank Refrigerator | Model not available | 3000047443 | Functional | Others
34289 | Y N Hospital Kishangarh Sdh | Freezes | GL-185 | 3000047442 | Functional | Others
34290 | Y N Hospital Kishangarh Sdh | Freezes | GL-185 | 3000047441 | Functional | Others
34291 | Y N Hospital Kishangarh Sdh | Freezes | GL-185 | 3000047439 | Functional | Others
34292 | Y N Hospital Kishangarh Sdh | Freezes | GL-185 | 3000047516 | Functional | Others
34293 | Y N Hospital Kishangarh Sdh | Freezes | GL-185 | 3000047456 | Functional | Others
34294 | Y N Hospital Kishangarh Sdh | Weighing Machine | MODEL NOT AVAILABLE | 3000047384 | Functional | Others
34295 | Vijaynagar Chc | Hydraulic Operation Table | MODEL NOT AVAILABLE | 3000047763 | Functional | Others
34296 | Y N Hospital Kishangarh Sdh | Semi Automated Chemistry Analyzer | Model not Available | 3000047503 | Functional | Others
34297 | Baghera Phc | Centrifuge Machine ( 4 Tube ) | REMI - C852 | 2000033056 | Functional | Others
34298 | Baghera Phc | Binocular Microscope | Excel Plus | 2000033057 | Functional | Others
34299 | Baghera Phc | Ice lined refrigerator | MK-144 | 2000033059 | Functional | Others
34300 | Y N Hospital Kishangarh Sdh | Suction Machine | Model Not Available | 3000047398 | Functional | Others
34301 | Y N Hospital Kishangarh Sdh | Suction Machine | Model Not Available | 3000047399 | Functional | Others
34302 | Y N Hospital Kishangarh Sdh | Monocular Microscope | Model not available | 3000047396 | Functional | Others
34303 | Baghera Phc | Radiant Heat Warmer | Zeal - RHW 2101A | 2000034562 | Functional | Others
34304 | Baghera Phc | Instrument Sterilizer | Model Not Available | 2000034561 | Functional | Others
34305 | Vijaynagar Chc | Binocular Microscope | Model Not Available | 0108-E46 | Functional | Others
34306 | Y N Hospital Kishangarh Sdh | Blood Cell Counter - 3 part | Model not available | 3000047509 | Functional | Others
34307 | Y N Hospital Kishangarh Sdh | C-Arm Machine | Model Not Available | 3000047397 | Functional | Others
34308 | Vijaynagar Chc | Radiant Heat Warmer | Model Not Available | NRHMIWM09195 | Functional | Others
34309 | Vijaynagar Chc | O.T. Light Double Dome | MODEL NOT AVAILABLE | 3000047772 | Functional | Others
34310 | Y N Hospital Kishangarh Sdh | Syringe Needle Destroyer | Microsil ND 20 | 3000047511 | Functional | Others
34311 | Y N Hospital Kishangarh Sdh | Syringe Needle Destroyer | Microsil ND 20 | 3000047512 | Functional | Others
34312 | Vijaynagar Chc | Cautry Machine | Model Not Available | 3705 | Functional | Others
34313 | Sub District Hospital Kekri | Keratometer | Model Not Available | 2000033711 | Not in use | Others
34314 | Kadel Phc | Syringe Needle Destroyer | Model not available | 14G0946 | Functional | Others
34315 | Govt Hospital Nasirabad Sdh | Water Bath | Model not available | 50115 | Functional | Others
34316 | Govt Hospital Nasirabad Sdh | Blood Bank Refrigerator | Model not available | 3000047695 | Functional | Others
34317 | Kadel Phc | Suction Machine | Model Not Available | 2000033413 | Functional | Others
34318 | Govt Hospital Nasirabad Sdh | Urine Test Strip Analyzer | Model Not Available | 3000047700 | Functional | Others
34319 | Govt Hospital Nasirabad Sdh | Urine Test Strip Analyzer | Model Not Available | 3000047703 | Functional | Others
34320 | Govt Hospital Nasirabad Sdh | Micropipettes | MODEL NOT AVAILABLE | 3000047701 | Functional | Others
34321 | Baghsuri Phc | Blood Bank Refrigerator | Model not available | 2000032492 | Functional | Others
34322 | Baghsuri Phc | Blood Bank Refrigerator | Model not available | 25010714 | Functional | Others
34323 | Govt Hospital Nasirabad Sdh | Monocular Microscope | Model not available | 3000047685 | Functional | Others
34324 | Govt Hospital Nasirabad Sdh | Monocular Microscope | Model not available | 3000047686 | Functional | Others
34325 | Dhal Phc Ajmer | Baby Weighing Machine | Model Not Available | 3000049094 | Functional | Others
34326 | Pisangan Chc | Colorimeter | MODEL NOT AVAILABLE | 20747 | Not in use | Others
34327 | Pisangan Chc | Centrifuge Machine ( 4 Tube ) | Model not available | KGLC-2751 | Not in use | Others
34328 | Govt Hospital Nasirabad Sdh | Blood Cell Counter - 5 part | Model not available | 3000047692 | Functional | Others
34329 | Y N Hospital Kishangarh Sdh | Radiant Heat Warmer | Model Not Available | 3000047435 | Not in use | Others
34330 | Govt Hospital Nasirabad Sdh | Blood Mixer ( Roller Mixer ) | Model not available | 5062 | Functional | Others
34331 | Narwar Phc Ajmer | Blood Bank Refrigerator | Model not available | 2000033786 | Functional | Others
34332 | Govt Hospital Nasirabad Sdh | Sahlis HB Meter | Model not available | 3000047704 | Functional | Others
34333 | Govt Hospital Nasirabad Sdh | Sahlis HB Meter | Model not available | 3000047705 | Functional | Others
34334 | Narwar Phc Ajmer | SPHYGMOMANOMETER(BP APPRATUS) | MODEL NOT AVAILABLE | 2000034369 | Functional | Others
34335 | Narwar Phc Ajmer | SPHYGMOMANOMETER(BP APPRATUS) | MODEL NOT AVAILABLE | 2000034370 | Functional | Others
34336 | A K Hospital Beawar Ajmer Dh | Ventilator | Model Not Available | 27 | Functional | Others
34337 | Y N Hospital Kishangarh Sdh | Weighing Machine | MODEL NOT AVAILABLE | 32722755 | Functional | Others
34338 | Y N Hospital Kishangarh Sdh | Freezes | MODEL NOT AVAILABLE | 3000047431 | Functional | Others
34339 | Govt Hospital Nasirabad Sdh | 100mA X-Ray Machine | Model not available | C135385 | Functional | Others
34340 | Y N Hospital Kishangarh Sdh | Autoclave | Model not available | 3000047389 | Functional | Others
34341 | Shimla Phc | Glucometer | Model not available | 3000218831 | Functional | Others
34342 | Atru Chc | FOOT OPERATED SUCTION MACHINE | MODEL NOT AVAILABLE | 3000199684 | Functional | Others
34343 | Bakhtawarpura Phc | Weighing Machine | MODEL NOT AVAILABLE | 3000218589 | Functional | Others
34344 | Atru Chc | Syringe Needle Destroyer | Model not available | 3000199686 | Functional | Others
34345 | Sawa Chc | Binocular Microscope | Model Not Available | 3000203377 | Functional | Others
34346 | Deva Phc | Syringe Needle Destroyer | Model not available | 3000056021 | Functional | Others
34347 | Deva Phc | STABILIZER | MODEL NOT AVAILABLE | 3000056022 | Functional | Others
34348 | Dugar Phc Chittorgarh | Baby Weighing Machine | Model Not Available | 3000199211 | Functional | Others
34349 | Dugar Phc Chittorgarh | Baby Weighing Machine | Model Not Available | 41011 | Functional | Others
34350 | Devari Phc Chittorgarh | Syringe Needle Destroyer | Model not available | 3000199002 | Functional | Others
34351 | Deva Phc | Nebulizer | MODEL NOT AVAILABLE | 3000056023 | Functional | Others
34352 | Devari Phc Chittorgarh | Syringe Needle Destroyer | Model not available | 3000199004 | Functional | Others
34353 | Deva Phc | Autoclave | Model not available | 3000056025 | Functional | Others
34354 | Bhichor Phc | Glucometer | Model not available | 3000199229 | Functional | Others
34355 | Deva Phc | Photoelectric Calorimeter | Calorimeter - 1312 | 92705 | Functional | Others
34356 | Nimbahera Dh Chittorgarh | Blood Bank Refrigerator | Model not available | 3000203008 | Functional | Others
34357 | Nimbahera Dh Chittorgarh | Blood Bank Refrigerator | Model not available | 3000203009 | Functional | Others
34358 | Deva Phc | STABILIZER | MODEL NOT AVAILABLE | 3000056031 | Functional | Others
34359 | Deva Phc | Syringe Needle Destroyer | Model not available | 3000056188 | Functional | Others
34360 | Nimbahera Dh Chittorgarh | Multi-Para Monitor | Model not available | 3000203024 | Functional | Others
34361 | Nimbahera Dh Chittorgarh | Multi-Para Monitor | Model not available | 3000203025 | Functional | Others
34362 | Nimbahera Dh Chittorgarh | Multi-Para Monitor | Model not available | 3000203026 | Functional | Others
34363 | Nimbahera Dh Chittorgarh | Centrifuge Machine ( 4 Tube ) | Model not available | 3000203021 | Functional | Others
34364 | Aarni Phc Chittorgarh | Weighing Machine | MODEL NOT AVAILABLE | 3000199143 | Functional | Others
34365 | Nimbahera Dh Chittorgarh | Blood Cell Counter - 3 part | Model not available | 3000203017 | Functional | Others
34366 | Aarni Phc Chittorgarh | SPHYGMOMANOMETER(BP APPRATUS) | MODEL NOT AVAILABLE | 3000199144 | Functional | Others
34367 | Nimbahera Dh Chittorgarh | Blood Bank Refrigerator | Model not available | 1276 | Functional | Others
34368 | Sub District Hospital Kekri | Keratometer | Model Not Available | 2000033710 | Not in use | Others
34369 | Y N Hospital Kishangarh Sdh | Water Bath | Model not available | 3000047517 | Functional | Others
34370 | Y N Hospital Kishangarh Sdh | VDRL Rotator (Rotor and Shaker) | Model Not Available | 3000047518 | Functional | Others
34371 | Gola Phc Ajmer | Syringe Needle Destroyer | Model not available | 2000032799 | Functional | Others
34372 | Sub District Hospital Kekri | A Scan Ultrasonic Biometer | Model Not Available | 210137 | Functional | Others
34373 | Y N Hospital Kishangarh Sdh | Water Bath | Yorco - YSI-413D | 3000047519 | Functional | Others
34374 | Gola Phc Ajmer | SPHYGMOMANOMETER(BP APPRATUS) | MODEL NOT AVAILABLE | 2000032800 | Functional | Others
34375 | Y N Hospital Kishangarh Sdh | Blood Cell Counter - 5 part | Model not available | 3000047520 | Functional | Others
34376 | Vijaynagar Chc | ECG Machine (Single Channel) | BPL - Cardiart 108T | J4K7073 | Functional | Others
34377 | Vijaynagar Chc | ECG Machine (Single Channel) | BPL - Cardiart 108T | JIL25870 | Functional | Others
34378 | Y N Hospital Kishangarh Sdh | Freezes | MODEL NOT AVAILABLE | 3000047521 | Functional | Others
34379 | Sub District Hospital Kekri | Instrument Sterilizer | Model Not Available | 2000034548 | Functional | Others
34380 | Sub District Hospital Kekri | Syringe Needle Destroyer | Nulife - Dots | 27669 | Functional | Others
34381 | Sub District Hospital Kekri | ECG Machine (Single Channel) | Model Not Available | 2000034550 | Functional | Others
34382 | Sarwar Chc | Binocular Microscope | MLW Lab | 320007 | Functional | Others
34383 | Bidkchiyavas Phc | Binocular Microscope | Model Not Available | 2000032825 | Functional | Others
34384 | Y N Hospital Kishangarh Sdh | Semi Automated Chemistry Analyzer | Transasia : ERBA - CHEM 5 Plus V2 | 3000047523 | Functional | Others
34385 | Sarwar Chc | Blood Cell Counter - 3 part | Horiba - ABX Micros ES 60 | 2000033208 | Functional | Others
34386 | Bidkchiyavas Phc | Syringe Needle Destroyer | Model not available | 2000032827 | Functional | Others
34387 | Y N Hospital Kishangarh Sdh | Semi Automated Chemistry Analyzer | Model not Available | 3000047524 | Functional | Others
34388 | Sarwar Chc | ECG Machine (Single Channel) | BPL - Cardiart 108T | 2000033212 | Functional | Others
34389 | Bidkchiyavas Phc | Centrifuge Machine ( 8 Tube) | Model Not Available | 2000032828 | Functional | Others
34390 | Sarwar Chc | Colorimeter | MODEL NOT AVAILABLE | 603162 | Functional | Others
34391 | Y N Hospital Kishangarh Sdh | Incubator | Yorco : YSI - 431 | 3000047525 | Functional | Others
34392 | Y N Hospital Kishangarh Sdh | Incubator | Yorco : YSI - 431 | 3000047528 | Functional | Others
34393 | Bidkchiyavas Phc | Ice lined refrigerator | Model Not Available | 2000032829 | Functional | Others
34394 | Bhichor Phc | Binocular Microscope | Model Not Available | 3000199230 | Functional | Others
34395 | Bhichor Phc | Binocular Microscope | Model Not Available | 3000199231 | Functional | Others
34396 | Bhichor Phc | Autoclave | Model not available | 3000199237 | Functional | Others
34397 | Jhirota Phc | Glucometer | Model not available | 2000032621 | Functional | Others
34398 | Putholi Phc | Centrifuge Machine ( 12 Tube ) | Model Not Available | 3000199294 | Functional | Others
34399 | Putholi Phc | Centrifuge Machine ( 12 Tube ) | Model Not Available | 3000199295 | Functional | Others
34400 | Bhadsora Phc | Syringe Needle Destroyer | Model not available | 3000199016 | Functional | Others
34401 | Bhadsora Phc | Centrifuge Machine ( 4 Tube ) | Model not available | 3000199017 | Functional | Others
34402 | Ghatiyawali Chc Chittorgarh | Blood Bank Refrigerator | Model not available | 3000203421 | Functional | Others
34403 | Ghatiyawali Chc Chittorgarh | Blood Bank Refrigerator | Model not available | 3000203422 | Functional | Others
34404 | Pahuna Phc | Suction Machine | Model Not Available | 3000199134 | Functional | Others
34405 | Akola Chc Chittorgarh | Baby Weighing Machine | Model Not Available | 3000203404 | Functional | Others
34406 | Akola Chc Chittorgarh | Instrument Sterilizer | Model Not Available | 3000203406 | Functional | Others
34407 | Meghpur Phc | Binocular Microscope | Model Not Available | 3000199256 | Functional | Others
34408 | Y N Hospital Kishangarh Sdh | Pulse Oxymeter | Model Not Available | 3000047378 | Functional | Others
34409 | Pahuna Phc | Weighing Machine | MODEL NOT AVAILABLE | 3000199138 | Functional | Others
34410 | Borda Phc Chittorgarh | Radiant Heat Warmer | Zeal - RHW 2101A | 3000199124 | Functional | Others
34411 | Akola Chc Chittorgarh | Centrifuge Machine ( 6 Tube ) | Model Not Available | 3000208226 | Functional | Others
34412 | Meghpur Phc | Monocular Microscope | Model not available | 3000199257 | Functional | Others
34413 | Bhaisroardgarh Phc | Baby Weighing Machine | Model Not Available | 3000203160 | Functional | Others
34414 | Umand Phc | Freezes | GL-195RL4 | 3000199339 | Functional | Others
34415 | Binota Chc Chittorgarh | Blood Bank Refrigerator | Model not available | 3000203059 | Functional | Others
34416 | Binota Chc Chittorgarh | Blood Bank Refrigerator | Model not available | 3000203060 | Functional | Others
34417 | Kapasan Chc | Centrifuge Machine ( 4 Tube ) | Model not available | 3000203166 | Functional | Others
34418 | Nandwai Phc | Binocular Microscope | Model Not Available | 3000199246 | Functional | Others
34419 | Ardawata Phc | Centrifuge Machine ( 4 Tube ) | Model not available | 3000218568 | Functional | Others
34420 | Y N Hospital Kishangarh Sdh | Autoclave | Model not available | 3000047390 | Functional | Others
34421 | Y N Hospital Kishangarh Sdh | Autoclave | Model not available | 3000047388 | Functional | Others
34422 | Y N Hospital Kishangarh Sdh | Autoclave | Model not available | 3000047387 | Functional | Others
34423 | Jln Central Store Medical College | Freezes | MODEL NOT AVAILABLE | 271001793 | Functional | Others
34424 | Jln Central Store Medical College | Freezes | MODEL NOT AVAILABLE | 100400740809 | Functional | Others
34425 | Kirap Phc | Centrifuge Machine ( 4 Tube ) | Model not available | 3000047036 | Functional | Others
34426 | Jln Central Store Medical College | FOGGING MACHINE | MODEL NOT AVAILABLE | 204 | Functional | Others
34427 | Y N Hospital Kishangarh Sdh | Baby Weighing Machine | Model Not Available | 3000047440 | Functional | Others
34428 | Baghera Phc | Ice lined refrigerator | HBC-70 | 2000033187 | Functional | Others
34429 | Y N Hospital Kishangarh Sdh | Centrifuge Machine (36 Tubes) | REMI - R 23 | 3000047507 | Functional | Others
34430 | Vijaynagar Chc | Boyles Apparatus | MODEL NOT AVAILABLE | 3000047765 | Functional | Others
34431 | Y N Hospital Kishangarh Sdh | Blood Cell Counter - 3 part | Model not available | 3000047508 | Functional | Others
34432 | Vijaynagar Chc | Suction Machine | HI VAC | C30007 | Functional | Others
34433 | Vijaynagar Chc | Suction Machine | HI VAC | 3C4444 | Functional | Others
34434 | Vijaynagar Chc | Cautry Machine | Model Not Available | 3000047773 | Functional | Others
34435 | Y N Hospital Kishangarh Sdh | Syringe Needle Destroyer | Microsil ND 20 | 3000047513 | Functional | Others
34436 | Vijaynagar Chc | Pulse Oxymeter | Model Not Available | 3000047774 | Functional | Others
34437 | Sub District Hospital Kekri | Ophthalmoscope | Model Not Available | 2000033709 | Functional | Others
34438 | Gola Phc Ajmer | Syringe Needle Destroyer | Model not available | 2000032798 | Functional | Others
34439 | Chirawa Chc | Hydraulic Operation Table | MODEL NOT AVAILABLE | 3000218327 | Functional | Others
34440 | Chikarda Phc | Blood Bank Refrigerator | Model not available | 3000199091 | Functional | Others
34441 | Jhirota Phc | Suction Machine | Model Not Available | 2000032627 | Functional | Others
34442 | Pahuna Phc | Freezes | GL-185 | 3000199126 | Functional | Others
34443 | Pahuna Phc | Syringe Needle Destroyer | Model not available | 3000199132 | Functional | Others
34444 | Pahuna Phc | Syringe Needle Destroyer | Model not available | 3000199140 | Functional | Others
34445 | Akola Chc Chittorgarh | Ice lined refrigerator | MF - 144 | 20032200260 | Functional | Others
34446 | Ardawata Phc | Incubator | MODEL NOT AVAILABLE | 3000218567 | Functional | Alco Medical Microscopes
34447 | Begun Chc | Radiant Heat Warmer | Model Not Available | 3000203310 | Functional | Others
34448 | Begun Chc | Radiant Heat Warmer | Model Not Available | 3000203311 | Functional | Others
34449 | Lathi Phc | Baby Weighing Machine | Model Not Available | 3000056233 | Functional | Others
34450 | Pachlangi Phc | Weighing Machine | MODEL NOT AVAILABLE | 3000218256 | Functional | Others
34451 | Lathi Phc | Spot Light ( Portable ) | Model Not Available | 3000056263 | Functional | Others
34452 | Thathwadi Phc Jhunjhunu | Baby Weighing Machine | Model Not Available | 3000218873 | Functional | Crown Digital Scales Inc
34453 | Bassi Chc Chittorgarh | SPHYGMOMANOMETER(BP APPRATUS) | MODEL NOT AVAILABLE | 3000208154 | Functional | Others
34454 | Tiba Basai Phc | SPHYGMOMANOMETER(BP APPRATUS) | MODEL NOT AVAILABLE | 3000218732 | Non Functional Repairable | Others
34455 | Tiba Basai Phc | SPHYGMOMANOMETER(BP APPRATUS) | MODEL NOT AVAILABLE | 3000218733 | Non Functional Repairable | Others
34456 | Rolaheda Phc Chittorgarh | SPHYGMOMANOMETER(BP APPRATUS) | MODEL NOT AVAILABLE | 3000199115 | Functional | Others
34457 | Dungla Chc | Syringe Needle Destroyer | Model not available | 3000208031 | Functional | Others
34458 | Nimbahera Dh Chittorgarh | SPHYGMOMANOMETER(BP APPRATUS) | MODEL NOT AVAILABLE | 93104148 | Functional | Others
34459 | Nimbahera Dh Chittorgarh | Suction Machine | Model Not Available | 3000203051 | Functional | Others
34460 | Dungla Chc | Syringe Needle Destroyer | Model not available | 3000208013 | Functional | Others
34461 | Dungla Chc | Syringe Needle Destroyer | Model not available | 3000208021 | Functional | Others
34462 | Dungla Chc | ELECTRIC OT TABLE | MODEL NOT AVAILABLE | 3000208024 | Functional | Others
34463 | Dungla Chc | ELECTRIC OT TABLE | MODEL NOT AVAILABLE | 3000208025 | Functional | Others
34464 | Nimbahera Dh Chittorgarh | Instrument Sterilizer | Model Not Available | 30002030748 | Functional | Others
34465 | Sarupganj Chc | Instrument Sterilizer | Model Not Available | 2000035481 | Functional | Others
34466 | Savlod Phc | Glucometer | Model not available | 3000216092 | Functional | Others
34467 | Lathi Phc | Weighing Machine | MODEL NOT AVAILABLE | 3000056232 | Functional | Others
34468 | Pilani Phc Jhunjunu | Fetal Doppler | MODEL NOT AVAILABLE | 3000218752 | Functional | Others
34469 | Sarupganj Chc | Micropipettes | MODEL NOT AVAILABLE | 2000035493 | Functional | Others
34470 | Sarupganj Chc | Micropipettes | MODEL NOT AVAILABLE | 2000035494 | Functional | Others
34471 | General Hospital Sirohi Dh | Instrument Sterilizer | Model Not Available | 2000035302 | Functional | Others
34472 | Vijaynagar Chc | Nebulizer | MODEL NOT AVAILABLE | 42653 | Functional | Others
34473 | Vijaynagar Chc | Nebulizer | MODEL NOT AVAILABLE | E00004 | Functional | Others
34474 | Vijaynagar Chc | Nebulizer | MODEL NOT AVAILABLE | A08A054 | Functional | Others
34475 | Bidkchiyavas Phc | Incubator | MODEL NOT AVAILABLE | 2000032824 | Functional | Others
34476 | Sarwar Chc | Baby Weighing Machine | Model Not Available | 30722753 | Functional | Others
34477 | Y N Hospital Kishangarh Sdh | Binocular Microscope | Microlux - 16 | 3000047527 | Functional | Others
34478 | Sarwar Chc | Phototherepy Unit | Fenam, Bilitron Sky 5006 | 2000033223 | Functional | Others
34479 | Y N Hospital Kishangarh Sdh | Centrifuge Machine ( 6 Tube ) | Model Not Available | 3000047526 | Functional | Others
34480 | Sub District Hospital Kekri | ECG Machine (Single Channel) | Model Not Available | 2000034553 | Functional | Others
34481 | Bidkchiyavas Phc | Instrument Sterilizer | Model Not Available | 2000032831 | Functional | Others
34482 | Borada Chc | Centrifuge Machine ( 8 Tube) | REMI - R4C | 3000049414 | Functional | Others
34483 | Untada Phc Ajmer | Ophthalmoscope | Model Not Available | 3000047733 | Functional | Others
34484 | Govt Hospital Nasirabad Sdh | Monocular Microscope | Model not available | 3000047732 | Functional | Others
34485 | Rupangarh Chc | O.T. Light Double Dome | MODEL NOT AVAILABLE | 3000049010 | Functional | Others
34486 | Govt Hospital Nasirabad Sdh | Syringe Needle Destroyer | Model not available | 3000047602 | Functional | Others
34487 | Govt Hospital Nasirabad Sdh | Blood Bank Refrigerator | Model not available | 3000047601 | Functional | Others
34488 | Hatundi Phc Ajmer | Binocular Microscope | Model Not Available | 3000047039 | Functional | Others
34489 | Hatundi Phc Ajmer | Syringe Needle Destroyer | Model not available | 3000047040 | Functional | Others
34490 | Hatundi Phc Ajmer | Weighing Machine | MODEL NOT AVAILABLE | 3000047041 | Functional | Others
34491 | Y N Hospital Kishangarh Sdh | ECG Machine (Single Channel) | BPL - Cardiart 108T | 3000047458 | Functional | Others
34492 | Hatundi Phc Ajmer | SPHYGMOMANOMETER(BP APPRATUS) | MODEL NOT AVAILABLE | 2000032868 | Functional | Others
34493 | Hatundi Phc Ajmer | SPHYGMOMANOMETER(BP APPRATUS) | MODEL NOT AVAILABLE | 2000032869 | Functional | Others
34494 | Y N Hospital Kishangarh Sdh | Autoclave | Model not available | 3000047454 | Functional | Others
34495 | Zanana Hospital Ajmer Medical Collage Hospital | ECG Machine (Six Channel ) | Model Not Available | 2000034806 | Functional | Others
34496 | Zanana Hospital Ajmer Medical Collage Hospital | Freezes | MODEL NOT AVAILABLE | 2000034822 | Functional | Others
34497 | Bhawnta Phc Ajmer | Syringe Needle Destroyer | Model not available | 3000047301 | Functional | Others
34498 | Zanana Hospital Ajmer Medical Collage Hospital | C. T. Scanner | TSX-021B | 2000034820 | Functional | Others
34499 | Ramdevra Phc | Centrifuge Machine ( 4 Tube ) | Model not available | 3000056976 | Functional | Others
34500 | Begun Chc | Radiant Heat Warmer | Model Not Available | 3000203302 | Functional | Others
34501 | Atru Chc | Radiant Heat Warmer | Meditrin - Heat Warmer | 300019988 | Functional | Others
34502 | Katunda Chc | Blood Bank Refrigerator | Model not available | 3000203275 | Functional | Others
34503 | Shuklawas Phc | Weighing Machine | Crown | 2000022262 | Functional | Others
34504 | Shuklawas Phc | SPHYGMOMANOMETER(BP APPRATUS) | MODEL NOT AVAILABLE | 4967 | Functional | Others
34505 | Rasulpur Phc | Radiant Heat Warmer | Zeal - RHW 2101A | 3000218661 | Functional | Zeal Medical Pvt Ltd
34506 | Atru Chc | Spot Light ( Portable ) | Model Not Available | 3000199695 | Functional | Others
34507 | A K Hospital Beawar Ajmer Dh | 100mA X-Ray Machine | Allengers - MARS 3.5 | 15/09/15 | Functional | Allengers Medical Systems Ltd
34508 | Atru Chc | SPHYGMOMANOMETER(BP APPRATUS) | MODEL NOT AVAILABLE | 3000199696 | Functional | Others
34509 | Pachlangi Phc | Baby Weighing Machine | Model Not Available | 3000218240 | Functional | Crown Digital Scales Inc
34510 | Atru Chc | Blood Bank Refrigerator | Model not available | 3000199700 | Functional | Others
34511 | Atru Chc | 100mA X-Ray Machine | Model not available | 3000199701 | Functional | Others
34512 | Dungla Chc | Binocular Microscope | Model Not Available | 3000208004 | Functional | Others
34513 | Atru Chc | Blood Bank Refrigerator | Model not available | 3000199704 | Functional | Others
34514 | Lathi Phc | Fetal Doppler | MODEL NOT AVAILABLE | 3000056262 | Functional | Others
34515 | Ranoli Phc Sikar | Ice lined refrigerator | MK-144 | 90512072 | Functional | Vestfrost Solutions
34516 | Lathi Phc | Spot Light ( Portable ) | Model Not Available | 3000056265 | Functional | Others
34517 | Bassi Chc Chittorgarh | Syringe Needle Destroyer | Model not available | 3000208157 | Functional | Others
34518 | Lathi Phc | Glucometer | Model not available | 3000056269 | Functional | Others
34519 | Ranoli Phc Sikar | SPHYGMOMANOMETER(BP APPRATUS) | MODEL NOT AVAILABLE | 98134271 | Functional | Others
34520 | Ranoli Phc Sikar | SPHYGMOMANOMETER(BP APPRATUS) | MODEL NOT AVAILABLE | 8134493 | Functional | Others
34521 | Lathi Phc | Autoclave | Model not available | 3000056270 | Functional | Others
34522 | Chanana Phc | FOOT OPERATED SUCTION MACHINE | MODEL NOT AVAILABLE | 3000218468 | Functional | Others
34523 | Devda Phc | Baby Weighing Machine | Model Not Available | 3000199314 | Functional | Others
34524 | Pookh Chc | FOOT OPERATED SUCTION MACHINE | MODEL NOT AVAILABLE | 2000046865 | Functional | Surgicoin Medequip Pvt Ltd
34525 | Chirawa Chc | Instrument Sterilizer | Model Not Available | 3000218335 | Functional | Others
34526 | Pookh Chc | Syringe Needle Destroyer | Model not available | 2000046876 | Functional | Others
34527 | Chirawa Chc | VDRL Rotator (Rotor and Shaker) | Model Not Available | 3000218348 | Functional | Alco Medical Microscopes
34528 | Chirawa Chc | Binocular Microscope | Labomed - Vision 2000 | 3000218351 | Functional | Labomed
34529 | Ghatiyawali Chc Chittorgarh | Glucometer | Model not available | 3000203415 | Functional | Others
34530 | Ghatiyawali Chc Chittorgarh | Glucometer | Model not available | 3000203416 | Functional | Others
34531 | Meghpur Phc | Weighing Machine | MODEL NOT AVAILABLE | 3000199260 | Functional | Others
34532 | Y N Hospital Kishangarh Sdh | Multi-Para Monitor | Model not available | 3000047376 | Functional | Others
34533 | Shahbad Chc | FOOT OPERATED SUCTION MACHINE | MODEL NOT AVAILABLE | 3000208579 | Functional | Others
34534 | Bhaisroardgarh Phc | Ice lined refrigerator | HBC-70 | 3000203153 | Functional | Others
34535 | Bhaisroardgarh Phc | Blood Bank Refrigerator | Model not available | 3000203154 | Functional | Others
34536 | Binota Chc Chittorgarh | Incubator | MODEL NOT AVAILABLE | 3000203056 | Functional | Others
34537 | Binota Chc Chittorgarh | Radiant Heat Warmer | Model Not Available | 3000203063 | Functional | Others
34538 | Kapasan Chc | Hemoglobin meter | HB 301 | 3000203165 | Functional | Others
34539 | Nandwai Phc | Ice lined refrigerator | HBC-70 | 3000199253 | Functional | Others
34540 | Arnoda Phc | Centrifuge Machine ( 12 Tube ) | Model Not Available | 3000208351 | Functional | Others
34541 | Jawada Phc | Radiant Heat Warmer | Meditrin - Heat Warmer | 3000199429 | Functional | Others
34542 | Bera Chc | Semi Automated Chemistry Analyzer | Micro Lab - RX 50V | 3000197316 | Functional | Others
34543 | Bera Chc | Centrifuge Machine ( 8 Tube) | Model Not Available | 3000197317 | Functional | Others
34544 | Parsoli Phc Begun | Blood Bank Refrigerator | Model not available | B287M0388 | Functional | Others
34545 | Chopoli Phc | Binocular Microscope | Model Not Available | 3000218191 | Functional | Alco Medical Microscopes
34546 | Gosunda Chc Chittorgarh | Fetal Doppler | ND - 102 | 3000208388 | Functional | Others
34547 | Dindoli Phc | Glucometer | Model not available | 3000199150 | Functional | Others
34548 | Singhpur Phc | Baby Weighing Machine | Model Not Available | 3000199186 | Functional | Others
34549 | Chechi Phc | Baby Weighing Machine | Model Not Available | 3000199273 | Functional | Others
34550 | Pilani Phc Jhunjunu | SPHYGMOMANOMETER(BP APPRATUS) | MODEL NOT AVAILABLE | 3000218760 | Functional | Others
34551 | Sarupganj Chc | Hemoglobin meter | HB 301 | 1344513014 | Functional | Others
34552 | General Hospital Sirohi Dh | O.T. Light Single Dome | MODEL NOT AVAILABLE | 2000035304 | Functional | Others
34553 | Kalandari Chc | Sahlis HB Meter | Model not available | 3000042530 | Functional | Others
34554 | Kalandari Chc | Spot Light ( Portable ) | Model Not Available | 3000042539 | Functional | Others
34555 | Kalandari Chc | Spot Light ( Portable ) | Model Not Available | 3000042549 | Functional | Others
34556 | Kalandari Chc | Spot Light ( Portable ) | Model Not Available | 3000042557 | Functional | Others
34557 | Veerwada Phc | Ice lined refrigerator | Model Not Available | 3000119090 | Functional | Others
34558 | Gangori Hospital | Baby Weighing Machine | Model Not Available | 3000139856 | Functional | Others
34559 | General Hospital Sirohi Dh | Multi-Para Monitor | Model not available | 2000035306 | Functional | Others
34560 | Devikot Phc | Binocular Microscope | MLW Lab | 3000047585 | Functional | Others
34561 | Sirodi Phc | Sahlis HB Meter | Model not available | 3000045442 | Functional | Others
34562 | Varada Phc | Binocular Microscope | Model Not Available | 3000045407 | Functional | Others
34563 | Andor Phc | FOOT OPERATED SUCTION MACHINE | MODEL NOT AVAILABLE | 3000042620 | Functional | Others
34564 | Veerwada Phc | Sahlis HB Meter | Model not available | 3000119094 | Functional | Others
34565 | Varada Phc | Micropipettes | MODEL NOT AVAILABLE | 3000045408 | Functional | Others
34566 | Varada Phc | Micropipettes | MODEL NOT AVAILABLE | 3000045409 | Functional | Others
34567 | Churina Phc | Glucometer | Model not available | 3000216181 | Functional | Others
34568 | Devikot Phc | Weighing Machine | MODEL NOT AVAILABLE | 3000047589 | Functional | Others
34569 | Mehara Jatuwas Phc | SPHYGMOMANOMETER(BP APPRATUS) | MODEL NOT AVAILABLE | 370558 | Functional | Others
34570 | Sirodi Phc | Centrifuge Machine ( 4 Tube ) | Model not available | 3000045443 | Functional | Others
34571 | Devikot Phc | Suction Machine | Model Not Available | 3000056003 | Functional | Others
34572 | Devikot Phc | Freezes | MODEL NOT AVAILABLE | 3000056004 | Functional | Others
34573 | Devikot Phc | Baby Weighing Machine | Model Not Available | 3000056005 | Functional | Others
34574 | Devikot Phc | Suction Machine | Model Not Available | 10223 | Functional | Others
34575 | Devikot Phc | Radiant Heat Warmer | Zeal - RHW 2101A | 3000056007 | Functional | Others
34576 | Velangari Phc | Baby Weighing Machine | Model Not Available | 3000042499 | Functional | Others
34577 | Bhawnta Phc Ajmer | Binocular Microscope | Model Not Available | 3000047235 | Functional | Others
34578 | Zanana Hospital Ajmer Medical Collage Hospital | Ventilator | Model Not Available | 2000034813 | Functional | Others
34579 | Y N Hospital Kishangarh Sdh | Dental Chair Unit | Model Not Available | 3000047370 | Functional | Others
34580 | Y N Hospital Kishangarh Sdh | Dental Chair Unit | Model Not Available | 3000047538 | Functional | Others
34581 | Sawar Chc | Oxygen Concentrator | BPL - OG 4203 | 2000033805 | Functional | Others
34582 | Sawar Chc | 500mA X-Ray Machine | Model not available | 2000034847 | Functional | Others
34583 | Rawla Ki Badiya Phc Ajmer | Blood Bank Refrigerator | Model not available | 2000034557 | Functional | Others
34584 | Niyara Phc Ajmer | Binocular Microscope | PZB 22 | 2000032917 | Functional | Others
34585 | Sawar Chc | SPHYGMOMANOMETER(BP APPRATUS) | MODEL NOT AVAILABLE | 2000034851 | Functional | Others
34586 | Sawar Chc | SPHYGMOMANOMETER(BP APPRATUS) | MODEL NOT AVAILABLE | 2000034856 | Functional | Others
34587 | Sawar Chc | SPHYGMOMANOMETER(BP APPRATUS) | MODEL NOT AVAILABLE | 2000034857 | Functional | Others
34588 | Sawar Chc | Binocular Microscope | Model Not Available | 2000034854 | Functional | Others
34589 | Sawar Chc | Binocular Microscope | Model Not Available | 2000034855 | Functional | Others
34590 | Pushkar Chc | Ultra Sonic Piezo type scalar | MODEL NOT AVAILABLE | 2000033487 | Functional | Others
34591 | City Dispensary Ram Ganj | SPHYGMOMANOMETER(BP APPRATUS) | MODEL NOT AVAILABLE | 2000033854 | Functional | Others
34592 | City Dispensary Ram Ganj | SPHYGMOMANOMETER(BP APPRATUS) | MODEL NOT AVAILABLE | 2000033853 | Functional | Others
34593 | Pushkar Chc | VDRL Rotator (Rotor and Shaker) | Model Not Available | 2000033477 | Functional | Others
34594 | Pushkar Chc | Freezes | MODEL NOT AVAILABLE | 2000033479 | Functional | Others
34595 | Niyara Phc Ajmer | Weighing Machine | MODEL NOT AVAILABLE | 2000032919 | Functional | Others
34596 | Pushkar Chc | Binocular Microscope | Model Not Available | 2000033480 | Functional | Others
34597 | Niyara Phc Ajmer | Baby Weighing Machine | Model Not Available | 2000032921 | Functional | Others
34598 | Pushkar Chc | Blood Bank Refrigerator | JAR -31 | 2000033481 | Functional | Others
34599 | Pushkar Chc | Blood Bank Refrigerator | JAR -31 | 2000033482 | Functional | Others
34600 | Pushkar Chc | Oxygen Concentrator | BPL - OG 4203 | 2000033465 | Functional | Others
34601 | Pushkar Chc | Spot Light ( Portable ) | Model Not Available | 2000033466 | Functional | Others
34602 | Pushkar Chc | Binocular Microscope | Model Not Available | 2000033476 | Functional | Others
34603 | Devda Phc | Baby Weighing Machine | Model Not Available | 3000199315 | Functional | Others
34604 | Tiba Basai Phc | Suction Machine | Model Not Available | 3000218736 | Non Functional Repairable | Others
34605 | Tiba Basai Phc | Suction Machine | Model Not Available | 3000218737 | Non Functional Repairable | Others
34606 | Chanana Phc | Baby Weighing Machine | Model Not Available | 3000218464 | Functional | Crown Digital Scales Inc
34607 | Rolaheda Phc Chittorgarh | Syringe Needle Destroyer | Model not available | 3000199116 | Functional | Others
34608 | Rolaheda Phc Chittorgarh | Syringe Needle Destroyer | Model not available | 3000199117 | Functional | Others
34609 | Nimbahera Dh Chittorgarh | Suction Machine | Model Not Available | 3000203041 | Functional | Others
34610 | Nimbahera Dh Chittorgarh | Suction Machine | Model Not Available | 3000203040 | Functional | Others
34611 | Ahmadpura Chokki Phc | FOOT OPERATED SUCTION MACHINE | MODEL NOT AVAILABLE | 3000088410 | Functional | Others
34612 | Lathi Phc | FOGGING MACHINE | MODEL NOT AVAILABLE | 3000056211 | Functional | Others
34613 | Borav Phc | Blood Bank Refrigerator | Model not available | 3000199398 | Not in use | Others
34614 | Ahmadpura Chokki Phc | Fetal Doppler | MODEL NOT AVAILABLE | 3000088412 | Functional | Others
34615 | Borav Phc | Baby Weighing Machine | Model Not Available | 3000199403 | Functional | Others
34616 | Keli Phc | Blood Bank Refrigerator | Model not available | 3000199473 | Functional | Others
34617 | Keli Phc | Blood Bank Refrigerator | Model not available | 3000199472 | Functional | Others
34618 | Savlod Phc | Instrument Sterilizer | Model Not Available | 3000216101 | Functional | Others
34619 | Ranoli Phc Sikar | Binocular Microscope | Model Not Available | 22065 | Functional | Others
34620 | Ahmadpura Chokki Phc | Syringe Needle Destroyer | Model not available | 3000088414 | Functional | Others
34621 | Savlod Phc | Ice lined refrigerator | HBD-116 | 3000216098 | Functional | Haier Appliances India Pvt
34622 | Borav Phc | Fetal Doppler | MODEL NOT AVAILABLE | 3000199405 | Not in use | Others
34623 | Nimbahera Dh Chittorgarh | FOGGING MACHINE | MODEL NOT AVAILABLE | 3000203076 | Functional | Others
34624 | Kishanganj Chc | Blood Bank Refrigerator | Model not available | 3000208451 | Functional | Others
34625 | Gangori Hospital | SPHYGMOMANOMETER(BP APPRATUS) | MODEL NOT AVAILABLE | 1063 | Functional | Others
34626 | Keli Phc | Ice lined refrigerator | Model Not Available | 3000199474 | Functional | Others
34627 | Borav Phc | SPHYGMOMANOMETER(BP APPRATUS) | MODEL NOT AVAILABLE | 3000199408 | Not in use | Others
34628 | Borav Phc | SPHYGMOMANOMETER(BP APPRATUS) | MODEL NOT AVAILABLE | 3000199409 | Not in use | Others
34629 | Chechi Phc | Syringe Needle Destroyer | Model not available | 3000199274 | Functional | Others
34630 | Chechi Phc | Syringe Needle Destroyer | Model not available | 3000199275 | Functional | Others
34631 | Dugar Phc Chittorgarh | Freezes | MODEL NOT AVAILABLE | 3000199285 | Functional | Others
34632 | Dugar Phc Chittorgarh | Blood Bank Refrigerator | Model not available | 3000199290 | Functional | Others
34633 | Vijypur Chc | Ice lined refrigerator | MK - 142 | 25117694 | Functional | Others
34634 | Chopoli Phc | Baby Weighing Machine | Model Not Available | 3000218200 | Functional | Crown Digital Scales Inc
34635 | Shahbad Chc | Radiant Heat Warmer | Model Not Available | 3000208580 | Functional | Others
34636 | Bera Chc | Phototherepy Unit | Fenam, Bilitron Sky 5006 | 3000197330 | Functional | Others
34637 | Tyonda Phc | Blood Bank Refrigerator | Model not available | 0B2A7T0009 | Functional | Haier Appliances India Pvt
34638 | Govt Hospital Nasirabad Sdh | Dental Chair Unit | Model Not Available | 3000047596 | Functional | Others
34639 | Atru Chc | Instrument Sterilizer | Model Not Available | 3000199682 | Functional | Others
34640 | Deva Phc | SPHYGMOMANOMETER(BP APPRATUS) | MODEL NOT AVAILABLE | 3000056015 | Functional | Others
34641 | Bakhtawarpura Phc | Centrifuge Machine ( 4 Tube ) | Model not available | 3000218585 | Functional | Remi Electrotechnik Ltd
34642 | Shimla Phc | Instrument Sterilizer | Model Not Available | 3000218826 | Functional | Others
34643 | Deva Phc | Syringe Needle Destroyer | Microsil ND 20 | 3000056017 | Functional | Others
34644 | Atru Chc | Fetal Monitor | MODEL NOT AVAILABLE | 3000199687 | Functional | Others
34645 | Dugar Phc Chittorgarh | SPHYGMOMANOMETER(BP APPRATUS) | Pagoda | 3000199208 | Functional | Others
34646 | Dugar Phc Chittorgarh | Syringe Needle Destroyer | Model not available | 3000199209 | Functional | Others
34647 | Dugar Phc Chittorgarh | Radiant Heat Warmer | Zeal - RHW 2101A | 3000199210 | Functional | Others
34648 | Nimbahera Dh Chittorgarh | Syringe Needle Destroyer | Model not available | 30000203003 | Functional | Others
34649 | Devari Phc Chittorgarh | Weighing Machine | MODEL NOT AVAILABLE | 3000199003 | Functional | Others
34650 | Deva Phc | Syringe Needle Destroyer | Microsil - ND350 | 8101 | Functional | Others
34651 | Bhichor Phc | Centrifuge Machine ( 6 Tube ) | Model Not Available | 3000199227 | Functional | Others
34652 | Devari Phc Chittorgarh | SPHYGMOMANOMETER(BP APPRATUS-Digital) | Model Not Available | 3000199007 | Functional | Others
34653 | Nimbahera Dh Chittorgarh | Blood Cell Counter - 3 part | Model not available | 3000203007 | Functional | Others
34654 | Bhichor Phc | Autoclave | Model not available | 3000199221 | Functional | Others
34655 | Bhichor Phc | Autoclave | Model not available | 3000199222 | Functional | Others
34656 | Padeev Phc | Weighing Machine | MODEL NOT AVAILABLE | 2000035390 | Functional | Others
34657 | Padeev Phc | Binocular Microscope | Model Not Available | 2000035391 | Functional | Others
34658 | Heerawa Phc | Blood Bank Refrigerator | Model not available | 15100575 | Functional | Vestfrost Solutions
34659 | Mandar Phc | SPHYGMOMANOMETER(BP APPRATUS) | MODEL NOT AVAILABLE | 2000035453 | Functional | Others
34660 | Devikot Phc | Fetal Monitor | MODEL NOT AVAILABLE | 3000056010 | Functional | Others
34661 | Nrhar Phc | Centrifuge Machine ( 4 Tube ) | Model not available | 3000218613 | Functional | Remi Electrotechnik Ltd
34662 | Padeev Phc | Hemoglobin meter | Model Not Available | 2000035393 | Functional | Others
34663 | Velangari Phc | Centrifuge Machine ( 12 Tube ) | Model Not Available | 3000042510 | Functional | Others
34664 | Heerawa Phc | Syringe Needle Destroyer | Nulife - Dots | 3000218768 | Non Functional Repairable | Mrk Healthcare Pvt Ltd Delhi
34665 | Sildar Phc | Baby Weighing Machine | Docbel Braun | 3000042076 | Functional | Others
34666 | Padeev Phc | Incubator | MODEL NOT AVAILABLE | 2000035394 | Functional | Others
34667 | Velangari Phc | Binocular Microscope | Model Not Available | 3000042511 | Functional | Others
34668 | Velangari Phc | Binocular Microscope | Model Not Available | 3000042512 | Functional | Others
34669 | Velangari Phc | Binocular Microscope | Model Not Available | 3000042513 | Functional | Others
34670 | Velangari Phc | Binocular Microscope | Model Not Available | 3000042514 | Functional | Others
34671 | Velangari Phc | Binocular Microscope | Model Not Available | 3000042515 | Functional | Others
34672 | Mandar Phc | Syringe Needle Destroyer | Model not available | 2000035455 | Functional | Others
34673 | Nrhar Phc | Binocular Microscope | PZB 22 | 3000218614 | Functional | Quality Scientific And Mechanical Works Pvt Ltd
34674 | Heerawa Phc | Suction Machine | Model Not Available | 3000218769 | Functional | Others
34675 | Velangari Phc | Incubator | MODEL NOT AVAILABLE | 3000042516 | Functional | Others
34676 | Velangari Phc | Incubator | MODEL NOT AVAILABLE | 3000042518 | Functional | Others
34677 | Mandar Phc | Baby Weighing Machine | Crown | 2000035456 | Functional | Others
34678 | Heerawa Phc | Spot Light ( Portable ) | Model Not Available | 3000218770 | Functional | Others
34679 | Velangari Phc | Freezes | MODEL NOT AVAILABLE | 3000042517 | Functional | Others
34680 | Mandar Phc | Labour Table | Model Not Available | 2000035457 | Functional | Others
34681 | Mandar Phc | Instrument Sterilizer | Model Not Available | 2000035458 | Functional | Others
34682 | Heerawa Phc | Baby Weighing Machine | Model Not Available | 3000218771 | Functional | Others
34683 | Zanana Hospital Ajmer Medical Collage Hospital | ELISA READR WITH WASHER | RT 2100C AND RT 2600C | 3000047081 | Functional | Others
34684 | Pushkar Chc | Incubator | MODEL NOT AVAILABLE | 2000033475 | Functional | Others
34685 | Zanana Hospital Ajmer Medical Collage Hospital | Tube Sealer for Blood bags | Model Not Available | 3000047088 | Functional | Others
34686 | Kotda Phc Ajmer | Radiant Heat Warmer | Zeal - RHW 2101A | 3000049073 | Functional | Others
34687 | Pushkar Chc | Dental Chair Unit | Model Not Available | 2000033484 | Functional | Others
34688 | Pushkar Chc | Dental Chair Unit | Model Not Available | 2000033485 | Functional | Others
34689 | Kotda Phc Ajmer | Instrument Sterilizer | Model Not Available | 3000049074 | Functional | Others
34690 | Kotda Phc Ajmer | O.T. Light Single Dome | MODEL NOT AVAILABLE | 3000049076 | Functional | Others
34691 | Pushkar Chc | Colorimeter | MODEL NOT AVAILABLE | 2000033486 | Functional | Others
34692 | Kotda Phc Ajmer | Syringe Needle Destroyer | Microsil ND 20 | 3000049077 | Functional | Others
34693 | A K Hospital Beawar Ajmer Dh | 100mA X-Ray Machine | Model not available | 2000034669 | Functional | Others
34694 | A K Hospital Beawar Ajmer Dh | 100mA X-Ray Machine | Model not available | 2000034632 | Functional | Others
34695 | A K Hospital Beawar Ajmer Dh | 100mA X-Ray Machine | Model not available | 2000034672 | Functional | Others
34696 | Pushkar Chc | Radiant Heat Warmer | Meditrin - Heat Warmer | 20000334668 | Functional | Others
34697 | Pushkar Chc | Radiant Heat Warmer | Meditrin - Heat Warmer | 2000033470 | Functional | Others
34698 | Kelu Phc Ajmer | Radiant Heat Warmer | Model Not Available | 2000033420 | Functional | Others
34699 | City Dispensary Srinagar Road | Micropipettes | MODEL NOT AVAILABLE | 2000034837 | Functional | Others
34700 | Pushkar Chc | Phototherepy Unit | MODEL NOT AVAILABLE | 2000033471 | Functional | Others
34701 | City Dispensary Srinagar Road | ESR Stand | Model not available | 2000034835 | Functional | Others
34702 | City Dispensary Srinagar Road | ELISA READR WITH WASHER | RT 2100C AND RT 2600C | 2000034834 | Functional | Others
34703 | Banthali Phc Ajmer | SPHYGMOMANOMETER(BP APPRATUS) | MODEL NOT AVAILABLE | 3000049453 | Not in use | Others
34704 | Tantoti Chc | Ice lined refrigerator | HBC-70 | 3000047178 | Functional | Others
34705 | Tantoti Chc | Blood Bank Refrigerator | Model not available | 3000047179 | Functional | Others
34706 | Tantoti Chc | Blood Bank Refrigerator | Model not available | 3000047180 | Functional | Others
34707 | Tantoti Chc | Blood Bank Refrigerator | Model not available | 3000047181 | Functional | Others
34708 | Jaliya Ii Phc | Blood Bank Refrigerator | Model not available | 2000034358 | Functional | Others
34709 | Nimbahera Dh Chittorgarh | SPHYGMOMANOMETER(BP APPRATUS) | MODEL NOT AVAILABLE | 3000203075 | Functional | Others
34710 | Ahmadpura Chokki Phc | Centrifuge Machine ( 16 Tube ) | Model not available | 3000088414 | Functional | Others
34711 | Shyampur Phc | Binocular Microscope | PZB 22 | 2000020416 | Functional | Cmho Supply
34712 | Dungla Chc | O.T. Light Single Dome | MODEL NOT AVAILABLE | 3000208026 | Functional | Others
34713 | Shyampur Phc | SPHYGMOMANOMETER(BP APPRATUS) | MODEL NOT AVAILABLE | 2000020414 | Functional | Cmho Supply
34714 | Dungla Chc | Radiant Heat Warmer | Model Not Available | 3000208014 | Functional | Others
34715 | Dungla Chc | Radiant Heat Warmer | Model Not Available | 3000208015 | Functional | Others
34716 | Dungla Chc | Radiant Heat Warmer | Model Not Available | 3000208016 | Functional | Others
34717 | Dungla Chc | Radiant Heat Warmer | Model Not Available | 3000208017 | Functional | Others
34718 | Dungla Chc | FOGGING MACHINE | MODEL NOT AVAILABLE | 3000208028 | Functional | Others
34719 | Nimbahera Dh Chittorgarh | Baby Weighing Machine | Model Not Available | 3000203082 | Functional | Others
34720 | Dungla Chc | Cautry Machine | Model Not Available | 3000208018 | Functional | Others
34721 | Dungla Chc | Ice lined refrigerator | HBC-70 | 3000208030 | Functional | Others
34722 | Dungla Chc | Blood Bank Refrigerator | Model not available | 3000208029 | Functional | Others
34723 | Sarupganj Chc | Syringe Needle Destroyer | Nulife - Dots | 2000035474 | Functional | Others
34724 | Dungla Chc | Pulse Oxymeter | Model Not Available | 3000208019 | Functional | Others
34725 | Sarupganj Chc | SPHYGMOMANOMETER(BP APPRATUS) | MODEL NOT AVAILABLE | RH000139 | Functional | Others
34726 | Pratappura Phc Dausa | Binocular Microscope | Model Not Available | 17934 | Functional | Unique Power Technologies
34727 | Shyampur Phc | Instrument Sterilizer | Model Not Available | 2000020418 | Functional | Cmho Supply
34728 | Shyampur Phc | Syringe Needle Destroyer | Model not available | 2000020417 | Functional | Cmho Supply
34729 | Singhana Chc | Autoclave | Model not available | 2543 | Functional | Others
34730 | General Hospital Sirohi Dh | Radiant Heat Warmer | Meditrin - Heat Warmer | 2000035323 | Functional | Others
34731 | General Hospital Sirohi Dh | Radiant Heat Warmer | Meditrin - Heat Warmer | 2000035324 | Functional | Others
34732 | General Hospital Sirohi Dh | Radiant Heat Warmer | Meditrin - Heat Warmer | 2000035325 | Functional | Others
34733 | General Hospital Sirohi Dh | Radiant Heat Warmer | Meditrin - Heat Warmer | 2000035326 | Functional | Others
34734 | Pratappura Phc Dausa | Hemoglobin meter | Model Not Available | 512/02-2015 | Functional | Others
34735 | Bhichor Phc | Autoclave | Model not available | 3000199223 | Functional | Others
34736 | Bhichor Phc | Autoclave | Model not available | 3000199224 | Functional | Others
34737 | Deva Phc | Photoelectric Calorimeter | Calorimeter - 1312 | 92505 | Functional | Others
34738 | Deva Phc | ECG Machine (Single Channel) | Model Not Available | 3000056030 | Functional | Others
34739 | Begun Chc | SPHYGMOMANOMETER(BP APPRATUS) | MODEL NOT AVAILABLE | 3000203334 | Functional | Others
34740 | Sihod Phc | Autoclave | Model not available | 3000218697 | Functional | Others
34741 | Sihod Phc | Suction Machine | Model Not Available | 3000218699 | Functional | Others
34742 | Pachlangi Phc | Weighing Machine | Victoria DX | 3000218234 | Functional | Crown Digital Scales Inc
34743 | Keli Phc | Suction Machine | Model Not Available | 3000199476 | Functional | Others
34744 | Keli Phc | Suction Machine | Model Not Available | 3000199477 | Functional | Others
34745 | Dungla Chc | Freezes | MODEL NOT AVAILABLE | 3000208033 | Functional | Others
34746 | Dungla Chc | Freezes | MODEL NOT AVAILABLE | 3000208034 | Functional | Others
34747 | Pipali Ah Phc | Weighing Machine | MODEL NOT AVAILABLE | 2000020991 | Functional | Others
34748 | Pipali Ah Phc | Syringe Needle Destroyer | Model not available | 2000020989 | Functional | Others
34749 | Pilani Phc Jhunjunu | Baby Weighing Machine | Model Not Available | 3000218754 | Functional | Others
34750 | Padampura Phc Jhunjhunu | Glucometer | Easy Touch ET-101 | 3000218545 | Functional | Others
34751 | Sarupganj Chc | Freezes | MODEL NOT AVAILABLE | 2.1041e+17 | Functional | Others
34752 | Kishanganj Chc | Water Bath | Model not available | 3000208426 | Functional | Others
34753 | Veerwada Phc | Spot Light ( Portable ) | Model Not Available | 3000119082 | Functional | Others
34754 | Khedala Bujurg Phc | Binocular Microscope | Model Not Available | 51213 | Functional | Olympus Diagnostic Systems
34755 | Rollshabsar Chc | Micropipettes | MODEL NOT AVAILABLE | 2000037472 | Functional | Others
34756 | Rollshabsar Chc | Micropipettes | MODEL NOT AVAILABLE | 2000037473 | Functional | Others
34757 | Sildar Phc | Centrifuge Machine ( 4 Tube ) | Remi 4C | 3000042086 | Functional | Others
34758 | Ramgarh Pachwara Chc | Binocular Microscope | AMT 5A | 3000081734 | Functional | Cmho Supply
34759 | Jawal Phc | SPHYGMOMANOMETER(BP APPRATUS) | MODEL NOT AVAILABLE | 2000035352 | Functional | Others
34760 | Ghardana Khurd Phc | Syringe Needle Destroyer | Model not available | 3000218764 | Functional | Others
34761 | Ramgarh Phc Baran | Ice lined refrigerator | Model Not Available | 3000208632 | Functional | Others
34762 | Dasroli Phc | Suction Machine | Model Not Available | 2000031235 | Functional | Others
34763 | Dasroli Phc | Autoclave | Model not available | 2000031238 | Functional | Others
34764 | Kotri Luharwas Phc | Syringe Needle Destroyer | Model not available | 2000031800 | Functional | Others
34765 | Paraniya Phc | FOOT OPERATED SUCTION MACHINE | MODEL NOT AVAILABLE | 3000088462 | Functional | Others
34766 | Paraniya Phc | STABILIZER | MODEL NOT AVAILABLE | 3000088464 | Functional | Others
34767 | Jk Lone Hospital Jaipur | Automated Urine Analyzer | Model not available | F9005 | Functional | Others
34768 | Gogunda Chc | Autoclave | Model not available | 3000205380 | Functional | Others
34769 | Gogunda Chc | Autoclave | Model not available | 3000205381 | Functional | Others
34770 | Anadara Phc | Incubator | MODEL NOT AVAILABLE | 3000045476 | Functional | Others
34771 | Moondlabisoti Phc | Binocular Microscope | Model Not Available | 300020665 | Functional | Cmho Supply
34772 | Moondlabisoti Phc | Centrifuge Machine ( 4 Tube ) | Model not available | 300020666 | Functional | Others
34773 | Moondlabisoti Phc | Glucometer | Model not available | 300020667 | Functional | Others
34774 | Bharawanda Phc | Glucometer | Model not available | 42301112000283b | Functional | Others
34775 | Sagwara Phc | Binocular Microscope | Model Not Available | 3000198136 | Functional | Others
34776 | Moondlabisoti Phc | Instrument Sterilizer | Model Not Available | 3000203674 | Functional | Cmho Supply
34777 | Sagwara Phc | Glucometer | Model not available | 3000198137 | Functional | Others
34778 | Lawa Phc | Radiant Heat Warmer | Zeal - RHW 2101A | RHW2101A/113/2436 | Functional | Others
34779 | Deldar Phc | Ice lined refrigerator | MK - 142 | 3000119027 | Functional | Others
34780 | Dist Hospital Barmer Dh | Multi-Para Monitor | Model not available | 3000124582 | Functional | Others
34781 | Lawa Phc | Fetal Doppler | MODEL NOT AVAILABLE | 3000088492 | Functional | Others
34782 | Dist Hospital Barmer Dh | Multi-Para Monitor | Model not available | 3000124581 | Functional | Others
34783 | Bharawanda Phc | Ice lined refrigerator | Model Not Available | be07f4eon00b24910010 | Functional | Haier Appliances India Pvt
34784 | Mandar Phc | SPHYGMOMANOMETER(BP APPRATUS) | MODEL NOT AVAILABLE | 29375 | Functional | Others
34785 | Mandar Phc | Weighing Machine | MODEL NOT AVAILABLE | 3000042624 | Functional | Others
34786 | Lawa Phc | STABILIZER | MODEL NOT AVAILABLE | 3000088493 | Functional | Others
34787 | Jaliya Ii Phc | Suction Machine | Model Not Available | 2000034359 | Functional | Others
34788 | Jaliya Ii Phc | Radiant Heat Warmer | Model Not Available | 2000034360 | Functional | Others
34789 | Jaliya Ii Phc | Freezes | MODEL NOT AVAILABLE | 2000034363 | Functional | Others
34790 | Jaliya Ii Phc | Binocular Microscope | Model Not Available | 2000034364 | Functional | Others
34791 | Jaliya Ii Phc | Monocular Microscope | Model not available | 2000034365 | Functional | Others
34792 | Jaliya Ii Phc | Incubator | MODEL NOT AVAILABLE | 2000034366 | Functional | Others
34793 | Jaliya Ii Phc | Blood Bank Refrigerator | Model not available | 2000034367 | Not in use | Others
34794 | Chanderiya Phc | SPHYGMOMANOMETER(BP APPRATUS) | MODEL NOT AVAILABLE | 3000199114 | Functional | Others
34795 | Chikarda Phc | Freezes | GL-185 | 3000199085 | Functional | Others
34796 | Chikarda Phc | Binocular Microscope | PZB 22 | 30000199086 | Functional | Others
34797 | Putholi Phc | Freezes | MODEL NOT AVAILABLE | 3000199298 | Functional | Others
34798 | Putholi Phc | Freezes | MODEL NOT AVAILABLE | 3000199305 | Functional | Others
34799 | Jhirota Phc | Suction Machine | Model Not Available | NA | Functional | Others
34800 | Jhirota Phc | Autoclave | Model not available | 1193 | Functional | Others
34801 | Parsoli Phc Badisardi | Baby Weighing Machine | Model Not Available | 3000199079 | Functional | Others
34802 | Parsoli Phc Badisardi | Baby Weighing Machine | Model Not Available | 3000199082 | Functional | Others
34803 | Bhadsora Phc | Binocular Microscope | Model Not Available | 3000199025 | Functional | Others
34804 | Jhirota Phc | Ice lined refrigerator | MK-144 | 2000032630 | Functional | Others
34805 | Chikarda Phc | Radiant Heat Warmer | Meditrin - Heat Warmer | 3000199100 | Functional | Others
34806 | Pahuna Phc | Colorimeter | MODEL NOT AVAILABLE | 3000199128 | Functional | Others
34807 | Akola Chc Chittorgarh | Ice lined refrigerator | MF - 144 | 3000203400 | Functional | Others
34808 | Ghatiyawali Chc Chittorgarh | Instrument Sterilizer | Model Not Available | 3000203420 | Functional | Others
34809 | Y N Hospital Kishangarh Sdh | Nebulizer | MODEL NOT AVAILABLE | 2659 | Functional | Others
34810 | Borda Phc Chittorgarh | SPHYGMOMANOMETER(BP APPRATUS-Digital) | Model Not Available | 3000199120 | Functional | Others
34811 | Pahuna Phc | Blood Bank Refrigerator | Model not available | 3000199136 | Functional | Others
34812 | Pahuna Phc | Ice lined refrigerator | MK - 142 | 25000287 | Functional | Others
34813 | Borda Phc Chittorgarh | Instrument Sterilizer | Model Not Available | 3000199123 | Functional | Others
34814 | Kishanganj Chc | Ice lined refrigerator | Model Not Available | 3000208452 | Functional | Others
34815 | Pipali Ah Phc | SPHYGMOMANOMETER(BP APPRATUS) | Pagoda | 3068425 | Functional | Others
34816 | Singhana Chc | Baby Weighing Machine | Model Not Available | 3000218943 | Functional | Crown Digital Scales Inc
34817 | Pratappura Phc Dausa | Glucometer | Model not available | 10024B000370 | Functional | Others
34818 | Pipali Ah Phc | SPHYGMOMANOMETER(BP APPRATUS) | MODEL NOT AVAILABLE | 62977 | Functional | Others
34819 | Sarupganj Chc | Blood Bank Refrigerator | Model not available | 2000035484 | Functional | Others
34820 | Kishanganj Chc | Weighing Machine | MODEL NOT AVAILABLE | 3000208455 | Functional | Others
34821 | Kishanganj Chc | Radiant Heat Warmer | Model Not Available | 3000208442 | Functional | Others
34822 | Kishanganj Chc | Radiant Heat Warmer | Model Not Available | 3000208443 | Functional | Others
34823 | Pipali Ah Phc | FOOT OPERATED SUCTION MACHINE | MODEL NOT AVAILABLE | 2000020992 | Functional | Others
34824 | Police Dispensary Swm | SPHYGMOMANOMETER(BP APPRATUS) | MODEL NOT AVAILABLE | 2000020201 | Functional | Others
34825 | Kishanganj Chc | 100mA X-Ray Machine | Model not available | 3000208445 | Functional | Others
34826 | Kishanganj Chc | ECG Machine (Single Channel) | Model Not Available | 3000208446 | Functional | Others
34827 | Batoda Phc Sawaimadhopur | Semi Automated Chemistry Analyzer | Model not Available | 2000020950 | Functional | Cmho Supply
34828 | Kishanganj Chc | FOOT OPERATED SUCTION MACHINE | MODEL NOT AVAILABLE | 3000208448 | Functional | Others
34829 | Kishanganj Chc | Instrument Sterilizer | Model Not Available | 3000208449 | Functional | Others
34830 | Kishanganj Chc | Centrifuge Machine ( 6 Tube ) | Model Not Available | 3000208424 | Functional | Others
34831 | Kishanganj Chc | Centrifuge Machine ( 6 Tube ) | Model Not Available | 3000208425 | Functional | Others
34832 | Sarupganj Chc | Incubator | MODEL NOT AVAILABLE | 200035491 | Functional | Others
34833 | Khud Phc | Freezes | MODEL NOT AVAILABLE | INC132813419 | Functional | Others
34834 | Kalandari Chc | Incubator | MODEL NOT AVAILABLE | 3000042533 | Functional | Others
34835 | Kalandari Chc | Incubator | MODEL NOT AVAILABLE | 3000042525 | Functional | Others
34836 | Andor Phc | Binocular Microscope | Model Not Available | 3000042613 | Functional | Others
34837 | Sirodi Phc | Binocular Microscope | Labomed - Vision 2000 | 3712 | Functional | Labomed
34838 | Sirodi Phc | Binocular Microscope | Labomed - Vision 2000 | 3000045446 | Functional | Labomed
34839 | Andor Phc | Weighing Machine | Crown | 3000042616 | Functional | Others
34840 | Rollshabsar Chc | Micropipettes | MODEL NOT AVAILABLE | 2000037471 | Functional | Others
34841 | Rollshabsar Chc | Micropipettes | MODEL NOT AVAILABLE | 2000037474 | Functional | Others
34842 | Rollshabsar Chc | Micropipettes | MODEL NOT AVAILABLE | 2000037475 | Functional | Others
34843 | Rollshabsar Chc | Micropipettes | MODEL NOT AVAILABLE | 2000037476 | Functional | Others
34844 | Kakod Phc | Freezes | MODEL NOT AVAILABLE | 3000088429 | Functional | Others
34845 | Chhipabarod Chc | SPHYGMOMANOMETER(BP APPRATUS) | MODEL NOT AVAILABLE | 3000199746 | Functional | Others
34846 | Chhipabarod Chc | Blood Bank Refrigerator | Model not available | 3000199747 | Functional | Others
34847 | Naroli Chor Phc Sawaimadhopur | Weighing Machine | MODEL NOT AVAILABLE | 2000020983 | Functional | Others
34848 | Chhabra Chc | Water Bath | Model not available | 3000199595 | Functional | Others
34849 | Amar Garh Choki Phc Sawai Madhopur | FOOT OPERATED SUCTION MACHINE | MODEL NOT AVAILABLE | 3000084219 | Functional | Others
34850 | Chhabra Chc | Anesthesia Machine | MODEL NOT AVAILABLE | 3000199617 | Functional | Others
34851 | Dundlath Phc | Glucometer | Easy Touch ET-101 | 10136001815 | Functional | Others
34852 | City Dispensary Kali Palton Tonk | Syringe Needle Destroyer | Model not available | 3000088241 | Functional | Others
34853 | Amar Garh Choki Phc Sawai Madhopur | Blood Bank Refrigerator | Model not available | 3000084205 | Functional | Others
34854 | Dundlath Phc | Weighing Machine | MODEL NOT AVAILABLE | 3000141147 | Functional | Crown Digital Scales Inc
34855 | Bay Phc Sikar | Suction Machine | Model Not Available | 2000031273 | Functional | Others
34856 | Umara Phc Sikar | SPHYGMOMANOMETER(BP APPRATUS) | MODEL NOT AVAILABLE | D41355 | Functional | Others
34857 | Deori Phc | Radiant Heat Warmer | Model Not Available | 3000208602 | Functional | Others
34858 | Deori Phc | Instrument Sterilizer | Model Not Available | 3000208603 | Functional | Others
34859 | Pachewar Phc | Centrifuge Machine ( 6 Tube ) | Model Not Available | 3000088497 | Functional | Others
34860 | Pachewar Phc | Syringe Needle Destroyer | Nulife - Dots | 3000088498 | Functional | Others
34861 | Koyla Phc | Blood Bank Refrigerator | Model not available | 3000203543 | Functional | Others
34862 | Gijgarh Chc | SPHYGMOMANOMETER(BP APPRATUS) | MODEL NOT AVAILABLE | 421140 | Functional | Others
34863 | Sarera Phc | Baby Weighing Machine | Model Not Available | 3000205789 | Functional | Others
34864 | Bharawanda Phc | Binocular Microscope | Model Not Available | be04g4e2600b2a7vo | Functional | Haier Appliances India Pvt
34865 | Gogunda Chc | SPHYGMOMANOMETER(BP APPRATUS) | MODEL NOT AVAILABLE | 65625 | Functional | Others
34866 | Tanwari Phc | FOOT OPERATED SUCTION MACHINE | MODEL NOT AVAILABLE | 3000042561 | Functional | Others
34867 | Tanwari Phc | Spot Light ( Portable ) | Model Not Available | 3000042562 | Functional | Others
34868 | Devrod Phc | Centrifuge Machine ( 4 Tube ) | Model not available | 3000218641 | Functional | Others
34869 | Tanwari Phc | Labour Table | Model Not Available | 3000042563 | Functional | Others
34870 | Ramgarh Pachwara Chc | Incubator | MODEL NOT AVAILABLE | 3000081737 | Functional | Unique Power Technologies
34871 | Devrod Phc | SPHYGMOMANOMETER(BP APPRATUS) | MODEL NOT AVAILABLE | 3000218644 | Functional | Others
34872 | Jawal Phc | Centrifuge Machine ( 4 Tube ) | Model not available | EILC-3519 | Functional | Others
34873 | Tanwari Phc | Ice lined refrigerator | HBC-70 | 3000042564 | Functional | Others
34874 | Devrod Phc | Autoclave | Model not available | 3000218649 | Functional | Others
34875 | Devrod Phc | FOOT OPERATED SUCTION MACHINE | MODEL NOT AVAILABLE | 3000218650 | Functional | Others
34876 | Sildar Phc | Incubator | MODEL NOT AVAILABLE | 3000042094 | Functional | Others
34877 | Ramgarh Pachwara Chc | Centrifuge Machine ( 8 Tube) | Model Not Available | 3000081810 | Functional | Unique Power Technologies
34878 | Devrod Phc | Syringe Needle Destroyer | Model not available | 3000218817 | Functional | Bhasin Sons Private Limited
34879 | Jawal Phc | Micropipettes | MODEL NOT AVAILABLE | 2000035361 | Functional | Others
34880 | Jawal Phc | Micropipettes | MODEL NOT AVAILABLE | 2000035362 | Functional | Others
34881 | Nuniya Phc Jhunjunu | Weighing Machine | MODEL NOT AVAILABLE | 3000218297 | Functional | Others
34882 | Nuniya Phc Jhunjunu | SPHYGMOMANOMETER(BP APPRATUS) | MODEL NOT AVAILABLE | 0 | Functional | Crown Digital Scales Inc
34883 | Jhinjhiniyali Phc | Suction Machine | Model Not Available | 3000056251 | Functional | Others
34884 | Jhinjhiniyali Phc | Weighing Machine | MODEL NOT AVAILABLE | 3000056250 | Functional | Others
34885 | Paldi M Phc | Incubator | MODEL NOT AVAILABLE | 3000042603 | Functional | Others
34886 | Mandari Phc Jhunjhunu | Weighing Machine | MODEL NOT AVAILABLE | 3000218845 | Functional | Others
34887 | General Hospital Sirohi Dh | Multi-Para Monitor | Star 50 ( L and T ) | 2000035336 | Functional | Others
34888 | Paldi M Phc | Centrifuge Machine ( 12 Tube ) | Model Not Available | 3000042604 | Functional | Others
34889 | Paldi M Phc | Centrifuge Machine ( 12 Tube ) | Model Not Available | 3000042607 | Functional | Others
34890 | Paldi M Phc | Blood Bank Refrigerator | Model not available | 3000042609 | Functional | Others
34891 | Paldi M Phc | Blood Bank Refrigerator | Model not available | 3000042610 | Functional | Others
34892 | Shanimaharaj Phc Chittorgarh | SPHYGMOMANOMETER(BP APPRATUS) | MODEL NOT AVAILABLE | 3000199348 | Functional | Others
34893 | Shanimaharaj Phc Chittorgarh | Weighing Machine | MODEL NOT AVAILABLE | 3000199349 | Functional | Others
34894 | Bhaisroardgarh Phc | Centrifuge Machine ( 4 Tube ) | Model not available | 3000203147 | Functional | Others
34895 | Shahbad Chc | Anesthesia Machine | MODEL NOT AVAILABLE | 3000208590 | Functional | Others
34896 | Binota Chc Chittorgarh | Centrifuge Machine ( 12 Tube ) | Model Not Available | 3000203054 | Functional | Others
34897 | Binota Chc Chittorgarh | Freezes | MODEL NOT AVAILABLE | 3000203057 | Functional | Others
34898 | Umand Phc | Blood Bank Refrigerator | Model not available | 3000199340 | Functional | Others
34899 | Kapasan Chc | VDRL Rotator (Rotor and Shaker) | Model Not Available | 3000203164 | Functional | Others
34900 | Shahbad Chc | O.T. Light Double Dome | MODEL NOT AVAILABLE | 3000208595 | Functional | Others
34901 | Kapasan Chc | Hot Air Oven | Model not available | 3000203167 | Functional | Others
34902 | Bera Chc | Labour Table | Model Not Available | 3000197306 | Functional | Others
34903 | Vijaynagar Chc | Blood Bank Refrigerator | Model not available | 3000047760 | Functional | Others
34904 | Ladpura Phc | Binocular Microscope | Microlux - 16 | 3000199437 | Functional | Others
34905 | Ladpura Phc | Binocular Microscope | Microlux - 16 | 3000199439 | Functional | Others
34906 | Mangalwad Chhoraya Phc | Centrifuge Machine ( 4 Tube ) | Remi 4C | 3000199027 | Functional | Others
34907 | Mangalwad Chhoraya Phc | Incubator | MODEL NOT AVAILABLE | 3000199030 | Functional | Others
34908 | Arnoda Phc | Instrument Sterilizer | Model Not Available | 3000208359 | Functional | Others
34909 | Arnoda Phc | Instrument Sterilizer | Model Not Available | 3000208360 | Functional | Others
34910 | Mangalwad Chhoraya Phc | Radiant Heat Warmer | Zeal - RHW 2101A | 3000199032 | Functional | Others
34911 | Ladpura Phc | SPHYGMOMANOMETER(BP APPRATUS) | MODEL NOT AVAILABLE | 3000199452 | Functional | Others
34912 | Ladpura Phc | SPHYGMOMANOMETER(BP APPRATUS) | MODEL NOT AVAILABLE | 3000199454 | Functional | Others
34913 | Mangalwad Chhoraya Phc | Ice lined refrigerator | MK - 142 | 3000199038 | Functional | Others
34914 | Mandesar Phc | Syringe Needle Destroyer | Model not available | 3000199411 | Functional | Others
34915 | Boheda Phc | Ice lined refrigerator | MK - 142 | 24920771 | Functional | Others
34916 | Jawada Phc | Autoclave | Model not available | 3000199434 | Functional | Others
34917 | Jawada Phc | Autoclave | Model not available | 3000199435 | Functional | Others
34918 | Chopoli Phc | Centrifuge Machine ( 6 Tube ) | Model Not Available | 3000218190 | Functional | Others
34919 | Veerwada Phc | Instrument Sterilizer | Model Not Available | 3000119083 | Functional | Others
34920 | Veerwada Phc | Labour Table | Model Not Available | 3000119084 | Functional | Others
34921 | Sarupganj Chc | Glucometer | Model not available | 2.223e+76 | Functional | Others
34922 | Kalandari Chc | Nebulizer | MODEL NOT AVAILABLE | 3000042537 | Functional | Others
34923 | Kalandari Chc | Nebulizer | MODEL NOT AVAILABLE | 3000042553 | Functional | Others
34924 | Veerwada Phc | Freezes | MODEL NOT AVAILABLE | 3000119086 | Functional | Others
34925 | Andor Phc | Blood Bank Refrigerator | Model not available | 3000042618 | Functional | Others
34926 | Devikot Phc | Freezes | MODEL NOT AVAILABLE | 3000047584 | Functional | Others
34927 | Churina Phc | Baby Weighing Machine | Model Not Available | 3000216177 | Functional | Others
34928 | Kalandari Chc | Baby Weighing Machine | Model Not Available | 3000042548 | Functional | Others
34929 | Kishanganj Chc | Incubator | MODEL NOT AVAILABLE | 3000208414 | Functional | Others
34930 | Andor Phc | Weighing Machine | MODEL NOT AVAILABLE | 3000042621 | Functional | Others
34931 | Gangori Hospital | Syringe Needle Destroyer | Model not available | 3000139884 | Functional | Others
34932 | Mehara Jatuwas Phc | Weighing Machine | MODEL NOT AVAILABLE | 3000218717 | Functional | Others
34933 | Didwana Phc | Glucometer | Model not available | ctc0021142 | Functional | Others
34934 | Gangori Hospital | SPHYGMOMANOMETER(BP APPRATUS) | MODEL NOT AVAILABLE | 3000139887 | Functional | Others
34935 | Khud Phc | Radiant Heat Warmer | Zeal - RHW 2101A | RHW2101A/0913/2032 | Functional | Zeal Medical Pvt Ltd
34936 | Gangori Hospital | Freezes | MODEL NOT AVAILABLE | 3000139845 | Functional | Others
34937 | Gangori Hospital | Syringe Needle Destroyer | Model not available | 3000139830 | Functional | Others
34938 | Velangari Phc | Baby Weighing Machine | Model Not Available | 3000042504 | Functional | Others
34939 | Velangari Phc | Baby Weighing Machine | Model Not Available | 3000042508 | Functional | Others
34940 | Velangari Phc | Spot Light ( Portable ) | Model Not Available | 3000042501 | Functional | Others
34941 | Velangari Phc | Spot Light ( Portable ) | Model Not Available | 3000042500 | Functional | Others
34942 | Khora Mulla Phc | Binocular Microscope | Model Not Available | 3000081630 | Functional | Others
34943 | Velangari Phc | Labour Table | Model Not Available | 3000042503 | Functional | Others
34944 | Velangari Phc | Blood Bank Refrigerator | BPL - OG 4203 | 3000056968 | Functional | Bpl Medical Technologies
34945 | Chirawa Chc | Boyles Apparatus | MODEL NOT AVAILABLE | 3000218328 | Functional | Medical Engineers Delhi
34946 | Chinoo Phc | Fetal Doppler | ND - 102 | 3000056577 | Functional | Others
34947 | Kishanganj Chc | Binocular Microscope | Model Not Available | 3000208420 | Functional | Others
34948 | Kishanganj Chc | Binocular Microscope | Model Not Available | 3000208421 | Functional | Others
34949 | Khud Phc | Instrument Sterilizer | Model Not Available | 2000031422 | Functional | Paras Enterprises
34950 | Kishanganj Chc | VDRL Rotator (Rotor and Shaker) | Model Not Available | 3000208415 | Functional | Others
34951 | Khud Phc | Syringe Needle Destroyer | Model not available | 714475 | Functional | Others
34952 | Naner Phc | Binocular Microscope | Model Not Available | 3000080187 | Functional | Others
34953 | Khud Phc | Ice lined refrigerator | Model Not Available | BE07FUEONOOB2A680180 | Functional | Others
34954 | Khud Phc | Ice lined refrigerator | Model Not Available | BE04G4E2600B2A570222 | Functional | Others
34955 | Kishanganj Chc | Syringe Needle Destroyer | Model not available | 3000208437 | Functional | Others
34956 | Newai Chc | FOOT OPERATED SUCTION MACHINE | MODEL NOT AVAILABLE | 3000080074 | Functional | Niscomed Electro Medical Devices
34957 | Gangori Hospital | SPHYGMOMANOMETER(BP APPRATUS) | MODEL NOT AVAILABLE | 1053 | Functional | Others
34958 | Kishanganj Chc | SPHYGMOMANOMETER(BP APPRATUS) | MODEL NOT AVAILABLE | 3000208435 | Functional | Others
34959 | Gangori Hospital | A Scan Ultrasonic Biometer | Model Not Available | R05077AX | Functional | Others
34960 | Paldi M Phc | Blood Bank Refrigerator | Model not available | 3000042605 | Functional | Others
34961 | Ramgarh Chc Jaisalmer | Pulse Oxymeter | Comet - P (L and T) | 3000056875 | Functional | Others
34962 | Ked Phc Jhunjhunu | Suction Machine | Model Not Available | 2000046926 | Functional | Others
34963 | Krishanganj Chc Sirohi | Freezes | MODEL NOT AVAILABLE | 2000035337 | Functional | Others
34964 | Krishanganj Chc Sirohi | Freezes | MODEL NOT AVAILABLE | 2000035338 | Functional | Others
34965 | Chanar Phc | Freezes | MODEL NOT AVAILABLE | 3000119042 | Functional | Others
34966 | Krishanganj Chc Sirohi | Baby Weighing Machine | Model Not Available | 2000035342 | Functional | Others
34967 | Chanar Phc | FOOT OPERATED SUCTION MACHINE | SU-101 | 3000119054 | Functional | Others
34968 | Chanar Phc | Centrifuge Machine ( 4 Tube ) | Model not available | 3000119057 | Not in use | Others
34969 | Vallabhunagar Chc | Binocular Microscope | Model Not Available | 3000205315 | Functional | Others
34970 | Posaliya Phc | Syringe Needle Destroyer | Microsil ND 20 | 2000035569 | Functional | Others
34971 | Tanwari Phc | Baby Weighing Machine | Docbel Braun | 3000042560 | Functional | Others
34972 | Devrod Phc | Syringe Needle Destroyer | Model not available | 3000218642 | Functional | Others
34973 | Vallabhunagar Chc | Baby Weighing Machine | Model Not Available | 3000205295 | Functional | Crown Digital Scales Inc
34974 | Jk Lone Hospital Jaipur | Suction Machine | Model Not Available | 3000085645 | Functional | Others
34975 | Jk Lone Hospital Jaipur | Nebulizer | MODEL NOT AVAILABLE | 3000085585 | Functional | Others
34976 | Gulabpura Chc | Micropipettes | MODEL NOT AVAILABLE | 3000125964 | Functional | Others
34977 | General Hospital Sirohi Dh | Freezes | MODEL NOT AVAILABLE | 3000042446 | Functional | Others
34978 | General Hospital Sirohi Dh | Freezes | MODEL NOT AVAILABLE | 3000042447 | Functional | Others
34979 | General Hospital Sirohi Dh | Freezes | MODEL NOT AVAILABLE | 3000042438 | Functional | Others
34980 | General Hospital Sirohi Dh | Freezes | MODEL NOT AVAILABLE | 3000042464 | Functional | Others
34981 | General Hospital Sirohi Dh | Freezes | MODEL NOT AVAILABLE | 3000042498 | Functional | Others
34982 | General Hospital Sirohi Dh | Freezes | MODEL NOT AVAILABLE | 3000042486 | Functional | Others
34983 | General Hospital Sirohi Dh | Freezes | MODEL NOT AVAILABLE | 3000042490 | Functional | Others
34984 | General Hospital Sirohi Dh | Freezes | MODEL NOT AVAILABLE | 2000035288 | Functional | Others
34985 | General Hospital Sirohi Dh | Freezes | MODEL NOT AVAILABLE | 2000035291 | Functional | Others
34986 | General Hospital Sirohi Dh | Freezes | MODEL NOT AVAILABLE | 2000035277 | Functional | Others
34987 | General Hospital Sirohi Dh | Syringe Needle Destroyer | Model not available | 3000042448 | Functional | Others
34988 | General Hospital Sirohi Dh | Syringe Needle Destroyer | Model not available | 3000042483 | Functional | Others
34989 | General Hospital Sirohi Dh | Syringe Needle Destroyer | Model not available | 3000042471 | Functional | Others
34990 | General Hospital Sirohi Dh | Syringe Needle Destroyer | Model not available | 2000035278 | Functional | Others
34991 | General Hospital Sirohi Dh | Syringe Needle Destroyer | Model not available | 2000035310 | Functional | Others
34992 | Vallabhunagar Chc | 300mA X-Ray Machine | PICKS - 3010 D | 2K81135 | Functional | Picks Medical Systems Ltd
34993 | Jk Lone Hospital Jaipur | Radiant Heat Warmer | Model Not Available | 3000085589 | Functional | Others
34994 | Gulabpura Chc | Micropipettes | MODEL NOT AVAILABLE | 3000125966 | Functional | Others
34995 | General Hospital Sirohi Dh | Radiant Heat Warmer | Model Not Available | 3000042450 | Functional | Others
34996 | General Hospital Sirohi Dh | Radiant Heat Warmer | Model Not Available | 3000042477 | Functional | Others
34997 | General Hospital Sirohi Dh | Radiant Heat Warmer | Model Not Available | 3000042495 | Functional | Others
34998 | Arnoda Phc | Freezes | MODEL NOT AVAILABLE | 3000208355 | Functional | Others
34999 | Arnoda Phc | Freezes | MODEL NOT AVAILABLE | 3000208356 | Functional | Others
35000 | Ladpura Phc | Glucometer | Model not available | 3000199442 | Functional | Others
35001 | Goyala Phc Ajmer | Instrument Sterilizer | Model Not Available | 3000047191 | Functional | Others
35002 | Ladpura Phc | Blood Bank Refrigerator | Model not available | 3000199456 | Functional | Others
35003 | Ladpura Phc | Suction Machine | Model Not Available | 3000199458 | Functional | Others
35004 | Boheda Phc | Binocular Microscope | Model Not Available | 890263 | Functional | Others
35005 | Chopoli Phc | Syringe Needle Destroyer | Nulife - Dots | 3000218193 | Functional | Mrk Healthcare Pvt Ltd Delhi
35006 | Chopoli Phc | Syringe Needle Destroyer | Nulife - Dots | 3000218192 | Functional | Mrk Healthcare Pvt Ltd Delhi
35007 | Mandesar Phc | FOOT OPERATED SUCTION MACHINE | MODEL NOT AVAILABLE | 3000199418 | Functional | Others
35008 | Chirawa Chc | Nebulizer | MODEL NOT AVAILABLE | 3000218365 | Non Functional Repairable | Others
35009 | Mandlacharan Phc | Instrument Sterilizer | Model Not Available | 3000203089 | Functional | Others
35010 | Jotaya Phc Ajmer | Ice lined refrigerator | HBC-70 | 3000047194 | Functional | Others
35011 | Mandlacharan Phc | Autoclave | Model not available | 3000203093 | Functional | Others
35012 | Mandlacharan Phc | Blood Bank Refrigerator | Model not available | 3000203095 | Functional | Others
35013 | Mandlacharan Phc | Blood Bank Refrigerator | Model not available | 3000203096 | Functional | Others
35014 | Chirawa Chc | Fetal Doppler | MODEL NOT AVAILABLE | 3000218597 | Functional | Others
35015 | Chechi Phc | Ice lined refrigerator | HBC-70 | 3000199270 | Functional | Others
35016 | Chechi Phc | Instrument Sterilizer | Model Not Available | 3000199272 | Functional | Others
35017 | Kannoj Phc | Syringe Needle Destroyer | Model not available | 3000199371 | Functional | Others
35018 | Kannoj Phc | Syringe Needle Destroyer | Model not available | 3000199382 | Functional | Others
35019 | Kannoj Phc | Syringe Needle Destroyer | Model not available | 3000199383 | Functional | Others
35020 | Kannoj Phc | Syringe Needle Destroyer | Model not available | 3000199384 | Functional | Others
35021 | Chopoli Phc | Syringe Needle Destroyer | Model not available | 3000218199 | Functional | Bhasin Sons Private Limited
35022 | Dugar Phc Chittorgarh | SPHYGMOMANOMETER(BP APPRATUS) | MODEL NOT AVAILABLE | 3000199288 | Functional | Others
35023 | Dugar Phc Chittorgarh | SPHYGMOMANOMETER(BP APPRATUS) | MODEL NOT AVAILABLE | 3000199289 | Functional | Others
35024 | Velangari Phc | Blood Bank Refrigerator | Model not available | 3000042507 | Functional | Others
35025 | Kakod Phc | Binocular Microscope | RSL - 4B | 27191 | Functional | Others
35026 | Devikot Phc | Syringe Needle Destroyer | Model not available | 3000056011 | Functional | Others
35027 | General Hospital Sirohi Dh | 100mA X-Ray Machine | Model not available | 3000042496 | Functional | Others
35028 | General Hospital Sirohi Dh | 100mA X-Ray Machine | Model not available | 2000035280 | Functional | Others
35029 | General Hospital Sirohi Dh | 100mA X-Ray Machine | Model not available | 2000035281 | Functional | Others
35030 | Posaliya Phc | Labour Table | Model Not Available | 2000035555 | Functional | Others
35031 | Kailash Nagar Phc | Freezes | MODEL NOT AVAILABLE | 3000042636 | Functional | Others
35032 | Barloot Phc | Syringe Needle Destroyer | NSD100 | 2000035380 | Functional | Others
35033 | Jk Lone Hospital Jaipur | Nebulizer | MODEL NOT AVAILABLE | 3000085598 | Functional | Others
35034 | Bhttana Phc | Glucometer | Model not available | 3000119016 | Functional | Others
35035 | Sheoganj Chc | Micropipettes | MODEL NOT AVAILABLE | 3000119145 | Functional | Others
35036 | Bhttana Phc | Baby Weighing Machine | Model Not Available | 3000119017 | Functional | Others
35037 | Bhttana Phc | SPHYGMOMANOMETER(BP APPRATUS) | MODEL NOT AVAILABLE | 42495 | Functional | Others
35038 | Jhadoli Phc Sirohi | SPHYGMOMANOMETER(BP APPRATUS) | MODEL NOT AVAILABLE | 3000119063 | Functional | Others
35039 | Mt Abu Chc | SPHYGMOMANOMETER(BP APPRATUS) | MODEL NOT AVAILABLE | 3000042577 | Functional | Others
35040 | Jhadoli Phc Sirohi | TRACTION SYSTEM | MODEL NOT AVAILABLE | 3000119069 | Functional | Others
35041 | Salumber Satellite Hospital | Fetal Doppler | MODEL NOT AVAILABLE | 3000052925 | Functional | Others
35042 | Dhorimanna Chc | Blood Cell Counter - 3 part | Horiba - ABX Micros ES 60 | 3000210001 | Functional | Others
35043 | Sanwada Phc | Sahlis HB Meter | Model not available | 3000045428 | Functional | Others
35044 | Mt Abu Chc | Blood Cell Counter - 3 part | Horiba - ABX Micros ES 60 | 3000045524 | Functional | Others
35045 | Dhorimanna Chc | Blood Bank Refrigerator | JAR -31 | 3000210005 | Functional | Others
35046 | Salumber Satellite Hospital | Fetal Doppler | MODEL NOT AVAILABLE | 3000052924 | Functional | Niscomed Electro Medical Devices
35047 | Dantrai Phc | SPHYGMOMANOMETER(BP APPRATUS) | MODEL NOT AVAILABLE | 59849 | Functional | Others
35048 | Gogunda Chc | Phototherepy Unit | Fenam, Bilitron Sky 5006 | I-IJAK440180 | Functional | Fanem
35049 | Jk Lone Hospital Jaipur | Semi Automated Chemistry Analyzer | Model not Available | BT3204A468 | Functional | Others
35050 | Pookh Chc | Blood Cell Counter - 3 part | Horiba - ABX Micros ES 60 | 306ES0H05835 | Functional | Horiba India Pvt Ltd
35051 | Pookh Chc | Semi Automated Chemistry Analyzer | Ark - CKK 24 | 1221092 | Functional | Ark Diagnostics Bangalore
35052 | Bera Chc | Instrument Sterilizer | Model Not Available | 3000197304 | Functional | Others
35053 | Pookh Chc | Ice lined refrigerator | MF - 144 | 91401400 | Functional | Vestfrost Solutions
35054 | Khuri Phc | SPHYGMOMANOMETER(BP APPRATUS) | MODEL NOT AVAILABLE | 3000056605 | Functional | Others
35055 | Udaipurwati Chc | Autoclave | Model not available | 3000218408 | Functional | Others
35056 | Udaipurwati Chc | Autoclave | Model not available | 3000218409 | Functional | Others
35057 | Shuklawas Phc | Syringe Infusion Pump | Model not available | 89 | Functional | Others
35058 | Katunda Chc | Nebulizer | MODEL NOT AVAILABLE | 3000203273 | Functional | Others
35059 | Ramdevra Phc | Freezes | MODEL NOT AVAILABLE | 3000056999 | Functional | Others
35060 | Shuklawas Phc | Syringe Needle Destroyer | Nulife - Dots | NBSD071406 | Functional | Others
35061 | Shuklawas Phc | Blood Bank Refrigerator | Model not available | 90503425 | Functional | Others
35062 | Tana Phc Chittorgarh | Weighing Machine | MODEL NOT AVAILABLE | 3000199328 | Functional | Others
35063 | Lathi Phc | SPHYGMOMANOMETER(BP APPRATUS) | MODEL NOT AVAILABLE | 3000056232 | Functional | Others
35064 | Dungla Chc | Incubator | MODEL NOT AVAILABLE | 3000208006 | Not in use | Others
35065 | Lathi Phc | Weighing Machine | MODEL NOT AVAILABLE | 3000056264 | Functional | Others
35066 | Dungla Chc | Blood Mixer ( Roller Mixer ) | Model not available | 3000208007 | Functional | Others
35067 | Pecherikalan Phc | Binocular Microscope | Microlux - 16 | 06A5448 | Functional | Ajay Optical India
35068 | Indarapura Phc Jhunjhunu | Syringe Needle Destroyer | Model not available | 3000218211 | Functional | Others
35069 | Pilani Phc Jhunjunu | 300mA X-Ray Machine | GE Elpro - DX-300 | 3000218757 | Non Functional Not Repairable | Others
35070 | Amar Garh Choki Phc Sawai Madhopur | FOOT OPERATED SUCTION MACHINE | MODEL NOT AVAILABLE | 3000084209 | Functional | Cmho Supply
35071 | City Dispensary Kali Palton Tonk | Syringe Needle Destroyer | Model not available | 3000088244 | Functional | Others
35072 | Bay Phc Sikar | Syringe Needle Destroyer | Model not available | 10645 | Functional | Others
35073 | Bay Phc Sikar | Syringe Needle Destroyer | Model not available | 2000031371 | Functional | Others
35074 | Krishanganj Chc Sirohi | Weighing Machine | MODEL NOT AVAILABLE | 2000035342 | Functional | Others
35075 | Chanar Phc | Syringe Needle Destroyer | Nulife - Dots | 3000119058 | Functional | Others
35076 | Gangori Hospital | ECG Machine (Six Channel ) | BPL - Cardiart 8408 | 3000139833 | Functional | Others
35077 | Mandar Phc | Binocular Microscope | Labomed - Vision 2000 | 2000035464 | Functional | Others
35078 | Mandar Phc | Sahlis HB Meter | Model not available | 2000035466 | Functional | Others
35079 | Padeev Phc | FOOT OPERATED SUCTION MACHINE | MODEL NOT AVAILABLE | 2000035403 | Functional | Others
35080 | Padeev Phc | FOOT OPERATED SUCTION MACHINE | MODEL NOT AVAILABLE | 2000035404 | Functional | Others
35081 | Hanspur Phc Sikar | SPHYGMOMANOMETER(BP APPRATUS) | MODEL NOT AVAILABLE | 269612 | Non Functional Not Repairable | Others
35082 | Chhipabarod Chc | Radiant Heat Warmer | Model Not Available | 3000199737 | Functional | Others
35083 | Chhabra Chc | Dental Chair Unit | Model Not Available | 3000199605 | Functional | Others
35084 | Chhabra Chc | 100mA X-Ray Machine | Model not available | 3000199607 | Functional | Others
35085 | Bay Phc Sikar | Centrifuge Machine ( 8 Tube) | REMI - R 8C | HGLC-9307 | Functional | Remi Electrotechnik Ltd
35086 | Meena Bhadoda Phc Sawaimadhopur | Weighing Machine | MODEL NOT AVAILABLE | 3000084168 | Functional | Others
35087 | Meena Bhadoda Phc Sawaimadhopur | Syringe Needle Destroyer | Model not available | 3000084169 | Functional | Cmho Supply
35088 | Khirni Phc | Ice lined refrigerator | MF - 144 | 91007838 | Functional | Others
35089 | Sheoganj Chc | Baby Weighing Machine | Model Not Available | 2000035572 | Functional | Others
35090 | Dhorimanna Chc | Suction Machine | Model Not Available | 3000210021 | Functional | Others
35091 | Dantrai Phc | Radiant Heat Warmer | Model Not Available | 3000119006 | Functional | Others
35092 | Anadara Phc | Baby Weighing Machine | SUVARANA | 3000045467 | Functional | Others
35093 | Gogunda Chc | Glucometer | Model not available | M20M0000987 | Functional | Accurex Biomedicals Pvt Ltd
35094 | Anadara Phc | Labour Table | Model Not Available | 3000045468 | Functional | Others
35095 | Dhorimanna Chc | Ultra Sonography (USG) & Colour Dopler Machine | Model not available | 3000210013 | Functional | Others
35096 | Anadara Phc | Blood Bank Refrigerator | Model not available | 3000045471 | Functional | Others
35097 | Anadara Phc | Binocular Microscope | MLW Lab | 3000045473 | Functional | Others
35098 | Lawa Phc | Suction Machine | Model Not Available | 3000088494 | Functional | Others
35099 | Gogunda Chc | Hydraulic Operation Table | MODEL NOT AVAILABLE | 98 | Functional | Surgicoin Medequip Pvt Ltd
35100 | Gogunda Chc | Defibrillator | DEFIGARD 4000 | 3000205392 | Functional | Schiller Healthcare India Pvt Ltd
35101 | Bharawanda Phc | SPHYGMOMANOMETER(BP APPRATUS) | MODEL NOT AVAILABLE | 1223 | Functional | Others
35102 | Jk Lone Hospital Jaipur | Syringe Needle Destroyer | Model not available | 3000085528 | Functional | Others
35103 | Chirawa Chc | Syringe Infusion Pump | Model not available | 3000218600 | Functional | Others
35104 | Vijypur Chc | SPHYGMOMANOMETER(BP APPRATUS) | MODEL NOT AVAILABLE | 3000208194 | Functional | Others
35105 | Loharki Phc | SPHYGMOMANOMETER(BP APPRATUS) | MODEL NOT AVAILABLE | 3000056993 | Functional | Others
35106 | Loharki Phc | Weighing Machine | MODEL NOT AVAILABLE | 3000056994 | Functional | Others
35107 | Pipalda Phc | Syringe Needle Destroyer | Model not available | 2000020194 | Functional | Cmho Supply
35108 | Chopoli Phc | Ice lined refrigerator | HBD-116 | BE04GE100B28810229 | Functional | Haier Appliances India Pvt
35109 | Shahbad Chc | Glucometer | Model not available | 3000208573 | Functional | Others
35110 | Chirawa Chc | SPHYGMOMANOMETER(BP APPRATUS) | Pagoda | 3000218610 | Non Functional Repairable | Elite Scientific Corporation
35111 | Chirawa Chc | SPHYGMOMANOMETER(BP APPRATUS) | MODEL NOT AVAILABLE | 3000218611 | Non Functional Repairable | Ajay Optical India
35112 | Shahbad Chc | Blood Mixer ( Roller Mixer ) | Model not available | 3000208569 | Functional | Others
35113 | Bera Chc | FOOT OPERATED SUCTION MACHINE | SU-101 | 11378 | Functional | Others
35114 | Shahbad Chc | Ice lined refrigerator | Model Not Available | 3000208584 | Functional | Others
35115 | Khuri Phc | Suction Machine | Model Not Available | 3000056608 | Functional | Others
35116 | Bhoodki Phc | Centrifuge Machine ( 4 Tube ) | Model not available | 3000218449 | Functional | Others
35117 | Bhoodki Phc | Syringe Needle Destroyer | Nulife - Dots | MBSD0725631 | Functional | Mrk Healthcare Pvt Ltd Delhi
35118 | Bhoodki Phc | Weighing Machine | MODEL NOT AVAILABLE | 3000218454 | Functional | Crown Digital Scales Inc
35119 | Udaipurwati Chc | Incubator | MODEL NOT AVAILABLE | 3000218188 | Functional | Others
35120 | Bhoodki Phc | Ice lined refrigerator | HBD-116 | B287M0208 | Non Functional Not Repairable | Haier Appliances India Pvt
35121 | Anta Chc | Syringe Needle Destroyer | Model not available | 3000199498 | Functional | Others
35122 | Anta Chc | O.T. Light Double Dome | MODEL NOT AVAILABLE | 3000199514 | Functional | Others
35123 | Udaipurwati Chc | Instrument Sterilizer | Model Not Available | 3000218278 | Functional | Others
35124 | Udaipurwati Chc | Instrument Sterilizer | Model Not Available | 3000218279 | Functional | Others
35125 | Anta Chc | Baby Weighing Machine | Model Not Available | 3000199525 | Functional | Others
35126 | Anta Chc | Weighing Machine | MODEL NOT AVAILABLE | 3000199527 | Functional | Others
35127 | Bangu Ka Gaon Phc | Centrifuge Machine ( 6 Tube ) | Model Not Available | 3000056197 | Functional | Others
35128 | Udaipurwati Chc | SPHYGMOMANOMETER(BP APPRATUS) | MODEL NOT AVAILABLE | 3000218281 | Functional | Others
35129 | Posaliya Phc | Hemoglobin meter | Model Not Available | 2000035566 | Functional | Others
35130 | Jawal Phc | Labour Table | Model Not Available | 2000035358 | Functional | Others
35131 | Jawal Phc | ELECTRIC OT TABLE | MODEL NOT AVAILABLE | 2000035376 | Functional | Others
35132 | Chanar Phc | Instrument Sterilizer | Model Not Available | 3000119052 | Functional | Others
35133 | General Hospital Sirohi Dh | Spot Light ( Portable ) | Model Not Available | 3000042478 | Functional | Others
35134 | General Hospital Sirohi Dh | Spot Light ( Portable ) | Model Not Available | 3000042485 | Functional | Others
35135 | General Hospital Sirohi Dh | Spot Light ( Portable ) | Model Not Available | 3000042492 | Functional | Others
35136 | General Hospital Sirohi Dh | Spot Light ( Portable ) | Model Not Available | 2000035319 | Functional | Others
35137 | General Hospital Sirohi Dh | Spot Light ( Portable ) | Model Not Available | 2000035308 | Functional | Others
35138 | Mandalgarh Chc | Centrifuge Machine ( 6 Tube ) | Model Not Available | 3000042858 | Functional | Others
35139 | Jk Lone Hospital Jaipur | Syringe Infusion Pump | Model not available | 3000085636 | Functional | Omron Health Care
35140 | General Hospital Sirohi Dh | Labour Table | Model Not Available | 3000042488 | Functional | Others
35141 | Bhinder Chc | Ice lined refrigerator | MK - 142 | 250/8720 | Functional | Vestfrost Solutions
35142 | Pachewar Phc | Binocular Microscope | Model Not Available | 3000088500 | Functional | Others
35143 | Bhinder Chc | ECG Machine (Single Channel) | Model Not Available | 3000204294 | Functional | Others
35144 | Bhinder Chc | Radiant Heat Warmer | Model Not Available | 3000204296 | Functional | Zeal Medical Pvt Ltd
35145 | Bhinder Chc | Radiant Heat Warmer | Model Not Available | 3000204300 | Functional | Zeal Medical Pvt Ltd
35146 | Kotri Luharwas Phc | Binocular Microscope | Quasmo | 2000031793 | Functional | Quality Scientific And Mechanical Works Pvt Ltd
35147 | Kotri Luharwas Phc | Glucometer | Model not available | GUO1875029 | Functional | Roche Digital Pvt Ltd
35148 | Koyla Phc | Glucometer | Model not available | 3000203541 | Functional | Cmho Supply
35149 | Koyla Phc | Syringe Needle Destroyer | Model not available | 3000203544 | Functional | Others
35150 | Koyla Phc | Syringe Needle Destroyer | Model not available | 3000203545 | Functional | Others
35151 | Gijgarh Chc | SPHYGMOMANOMETER(BP APPRATUS) | MODEL NOT AVAILABLE | 9813454 | Functional | Ajay Optical India
35152 | Kotri Luharwas Phc | Weighing Machine | MODEL NOT AVAILABLE | 2000031803 | Functional | Others
35153 | Kotri Luharwas Phc | Weighing Machine | MODEL NOT AVAILABLE | 2000031804 | Functional | Others
35154 | Gijgarh Chc | SPHYGMOMANOMETER(BP APPRATUS) | MODEL NOT AVAILABLE | 98122138 | Functional | Ajay Optical India
35155 | Chirawa Chc | Baby Weighing Machine | Model Not Available | 3000218341 | Functional | Crown Digital Scales Inc
35156 | Chirawa Chc | Semi Automated Chemistry Analyzer | Model not Available | 3000218346 | Functional | Accurex Biomedicals Pvt Ltd
35157 | Pookh Chc | Syringe Needle Destroyer | Model not available | 2000046877 | Functional | Bhasin Sons Private Limited
35158 | Chirawa Chc | Incubator | MODEL NOT AVAILABLE | 3000218349 | Functional | Others
35159 | Pookh Chc | Blood Mixer ( Roller Mixer ) | Model not available | 2000046883 | Functional | Others
35160 | Chinoo Phc | Freezes | MODEL NOT AVAILABLE | 3000056569 | Functional | Others
35161 | Bassi Chc Chittorgarh | Binocular Microscope | Model Not Available | 3000208140 | Functional | Others
35162 | Tiba Basai Phc | Blood Bank Refrigerator | Model not available | 3000218722 | Functional | Haier Appliances India Pvt
35163 | Nimbahera Dh Chittorgarh | Freezes | MODEL NOT AVAILABLE | 3000203039 | Functional | Others
35164 | Borav Phc | Instrument Sterilizer | Model Not Available | 3000199404 | Functional | Others
35165 | Dungla Chc | Defibrillator | MODEL NOT AVAILABLE | 3000208022 | Functional | Others
35166 | Gangori Hospital | Slit Lamp | Model Not Available | 3000139850 | Functional | Others
35167 | Gangori Hospital | Suction Machine | Model Not Available | 102037 | Functional | Others
35168 | Pilani Phc Jhunjunu | Spot Light ( Portable ) | Model Not Available | 3000218751 | Functional | Others
35169 | Padampura Phc Jhunjhunu | MTP Suction apparatus electrically operated | MODEL NOT AVAILABLE | 3000218539 | Functional | Others
35170 | Sarupganj Chc | ECG Machine (Single Channel) | Medicaid - Cardio Fax | C713528 | Functional | Others
35171 | Pilani Phc Jhunjunu | Instrument Sterilizer | Model Not Available | 3000218755 | Functional | Others
35172 | Veerwada Phc | Freezes | Kelvinator KGE 193 | 3000119078 | Functional | Others
35173 | Devikot Phc | Spot Light ( Portable ) | Model Not Available | 3000047591 | Functional | Others
35174 | Padeev Phc | Baby Weighing Machine | Crown | 2000035409 | Functional | Others
35175 | Padeev Phc | Baby Weighing Machine | Crown | 2000035410 | Functional | Others
35176 | Padeev Phc | SPHYGMOMANOMETER(BP APPRATUS) | MODEL NOT AVAILABLE | 12224 | Functional | Others
35177 | Padeev Phc | Syringe Needle Destroyer | Nulife - Dots | 2000035389 | Functional | Others
35178 | Hanspur Phc Sikar | SPHYGMOMANOMETER(BP APPRATUS) | MODEL NOT AVAILABLE | 98137263 | Functional | Ajay Optical India
35179 | Chhipabarod Chc | Weighing Machine | MODEL NOT AVAILABLE | 3000199738 | Functional | Others
35180 | Hanspur Phc Sikar | Syringe Needle Destroyer | Model not available | 2000029005 | Non Functional Not Repairable | Zeal Medical Pvt Ltd
35181 | Sildar Phc | Freezes | MODEL NOT AVAILABLE | 3000042093 | Functional | Others
35182 | Devrod Phc | SPHYGMOMANOMETER(BP APPRATUS) | Pagoda | 3000218818 | Functional | Elite Scientific Corporation
35183 | Jhinjhiniyali Phc | Centrifuge Machine ( 6 Tube ) | Model Not Available | 3000056256 | Functional | Others
35184 | Jawal Phc | Hemoglobin meter | Model Not Available | 2000035367 | Functional | Others
35185 | Ramgarh Chc Jaisalmer | Defibrillator | MODEL NOT AVAILABLE | 3000056874 | Functional | Others
35186 | Jk Lone Hospital Jaipur | ECG Machine (Twelve Channel ) | Model Not Available | 3000085582 | Functional | Others
35187 | Jk Lone Hospital Jaipur | Suction Machine | Model Not Available | 3000085642 | Functional | Others
35188 | Chanar Phc | SPHYGMOMANOMETER(BP APPRATUS) | MODEL NOT AVAILABLE | 3000119039 | Functional | Others
35189 | Gulabpura Chc | Micropipettes | MODEL NOT AVAILABLE | 3000125965 | Functional | Others