35190 | Vallabhunagar Chc | ECG Machine (Three Channel ) | RMS 101 | 3000205307 | Functional | Recorders And Medicaresystems Pvt Ltd
35191 | Chanar Phc | Incubator | MODEL NOT AVAILABLE | 3000119041 | Functional | Others
35192 | General Hospital Sirohi Dh | Instrument Sterilizer | Model Not Available | 3000042436 | Functional | Others
35193 | General Hospital Sirohi Dh | Instrument Sterilizer | Model Not Available | 3000042474 | Functional | Others
35194 | General Hospital Sirohi Dh | Instrument Sterilizer | Model Not Available | 3000042475 | Functional | Others
35195 | General Hospital Sirohi Dh | Instrument Sterilizer | Model Not Available | 3000042451 | Functional | Others
35196 | General Hospital Sirohi Dh | Instrument Sterilizer | Model Not Available | 3000042454 | Functional | Others
35197 | General Hospital Sirohi Dh | Instrument Sterilizer | Model Not Available | 2000035321 | Functional | Others
35198 | General Hospital Sirohi Dh | Instrument Sterilizer | Model Not Available | 2000035296 | Functional | Others
35199 | Vallabhunagar Chc | Semi Automated Chemistry Analyzer | CHEM 5 PLUS | 61040 | Functional | Erba Diagnostics
35200 | Mandalgarh Chc | Glucometer | Model not available | 3000042849 | Functional | Others
35201 | Vallabhunagar Chc | Incubator | Yorco - YSI - 438D | 3322 | Functional | Yorco Sales Pvt Ltd
35202 | Vallabhunagar Chc | Dental Chair Unit | Model Not Available | 3000205328 | Functional | Suz Dent ( India ) Pvt Ltd
35203 | Jawal Phc | Blood Bank Refrigerator | MF114 | 20053203869 | Functional | Others
35204 | Krishanganj Chc Sirohi | Micropipettes | MODEL NOT AVAILABLE | 2000035345 | Functional | Others
35205 | Krishanganj Chc Sirohi | Micropipettes | MODEL NOT AVAILABLE | 2000035346 | Functional | Others
35206 | Mandalgarh Chc | Blood Cell Counter - 3 part | Horiba - ABX Micros ES 60 | 3000042857 | Functional | Others
35207 | Chirawa Chc | 100mA X-Ray Machine | PICKS -1010D | 3000218334 | Functional | Picks Medical Systems Ltd
35208 | Kapasan Chc | Weighing Machine | MODEL NOT AVAILABLE | 3000203220 | Functional | Others
35209 | Mangalwad Chhoraya Phc | Radiant Heat Warmer | Meditrin - Heat Warmer | 3000199033 | Functional | Others
35210 | Jawada Phc | Centrifuge Machine ( 6 Tube ) | Model Not Available | 3000199421 | Functional | Others
35211 | Jawada Phc | Centrifuge Machine ( 6 Tube ) | Model Not Available | 3000199423 | Functional | Others
35212 | Bera Chc | Baby Weighing Machine | Model Not Available | 3000197328 | Functional | Others
35213 | Shahbad Chc | Fetal Doppler | MODEL NOT AVAILABLE | 3000208581 | Functional | Others
35214 | Shahbad Chc | Radiant Heat Warmer | Model Not Available | 3000208582 | Functional | Others
35215 | Bera Chc | Radiant Heat Warmer | Zeal - RHW 2101A | 3000197329 | Functional | Others
35216 | Bhoodki Phc | SPHYGMOMANOMETER(BP APPRATUS) | MODEL NOT AVAILABLE | 3000218444 | Functional | Others
35217 | Anta Chc | SPHYGMOMANOMETER(BP APPRATUS) | MODEL NOT AVAILABLE | 3000199515 | Functional | Others
35218 | Anta Chc | Ice lined refrigerator | Model Not Available | 3000199528 | Functional | Others
35219 | Bangu Ka Gaon Phc | Syringe Needle Destroyer | Microsil ND 20 | 3000056198 | Functional | Others
35220 | Loyl Phc | SPHYGMOMANOMETER(BP APPRATUS-Digital) | Model Not Available | 20140811754VGI | Functional | Others
35221 | Udaipurwati Chc | Syringe Needle Destroyer | Model not available | 3000218284 | Functional | Others
35222 | Udaipurwati Chc | Syringe Needle Destroyer | Model not available | 3000218285 | Functional | Others
35223 | Udaipurwati Chc | Syringe Needle Destroyer | Model not available | 3000218294 | Functional | Others
35224 | Bangu Ka Gaon Phc | Autoclave | Model not available | 3000056200 | Functional | Others
35225 | Udaipurwati Chc | Slit Lamp | Model Not Available | 3000218290 | Functional | Others
35226 | Bangu Ka Gaon Phc | Autoclave | Model not available | 3000056201 | Functional | Others
35227 | Bansain Phc | Binocular Microscope | Microlux - 16 | 3000199010 | Functional | Others
35228 | Bangu Ka Gaon Phc | Autoclave | Model not available | 3000056202 | Functional | Others
35229 | Bangu Ka Gaon Phc | SPHYGMOMANOMETER(BP APPRATUS) | MODEL NOT AVAILABLE | 68125 | Functional | Others
35230 | Kakarwa Phc | Baby Weighing Machine | Model Not Available | 3000199321 | Functional | Others
35231 | Kakarwa Phc | Baby Weighing Machine | Model Not Available | 3000199324 | Functional | Others
35232 | Bangu Ka Gaon Phc | Glucometer | Model not available | 3000056208 | Functional | Others
35233 | Chhipabarod Chc | Baby Weighing Machine | Labomed - Vision 2000 | 13F0560188 | Functional | Others
35234 | Chhipabarod Chc | Suction Machine | Model Not Available | 3000199761 | Functional | Others
35235 | Chhabra Chc | Semi Automated Chemistry Analyzer | Model not Available | 3000199591 | Functional | Others
35236 | Chhabra Chc | Blood Bank Refrigerator | Model not available | 3000199593 | Functional | Others
35237 | Amar Garh Choki Phc Sawai Madhopur | O.T. Light Single Dome | MODEL NOT AVAILABLE | 3000084217 | Functional | Cmho Supply
35238 | Amar Garh Choki Phc Sawai Madhopur | Binocular Microscope | Model Not Available | 3000084216 | Functional | Cmho Supply
35239 | Ked Phc Jhunjhunu | SPHYGMOMANOMETER(BP APPRATUS) | Pagoda | 304862 | Functional | Others
35240 | Ked Phc Jhunjhunu | Syringe Needle Destroyer | Model not available | 2000046927 | Functional | Bhasin Sons Private Limited
35241 | Mandawara Phc | Baby Weighing Machine | Model Not Available | 3000218223 | Functional | Others
35242 | Bay Phc Sikar | Glucometer | Model not available | RMDB015565 | Functional | Others
35243 | Chhabra Chc | Fetal Doppler | MODEL NOT AVAILABLE | 3000199615 | Functional | Others
35244 | City Dispensary Kali Palton Tonk | FOGGING MACHINE | MODEL NOT AVAILABLE | 3000088245 | Functional | Others
35245 | Dada Fatehpura Phc Jhunjhunu | SPHYGMOMANOMETER(BP APPRATUS) | MODEL NOT AVAILABLE | 3000218850 | Functional | Others
35246 | Deori Phc | Binocular Microscope | Model Not Available | 3000208598 | Functional | Others
35247 | Deori Phc | Ice lined refrigerator | Model Not Available | 3000208611 | Functional | Others
35248 | Bhinder Chc | Blood Cell Counter - 3 part | Horiba - ABX Micros ES 60 | 3000204283 | Functional | Horiba India Pvt Ltd
35249 | Bhinder Chc | Fetal Monitor | MODEL NOT AVAILABLE | 3000204289 | Functional | Others
35250 | Bhinder Chc | Dental Chair Unit | Model Not Available | 3000204295 | Non Functional Not Repairable | Others
35251 | Bhinder Chc | Blood Bank Refrigerator | Model not available | BE04F0E0100B296K000 | Functional | Haier Appliances India Pvt
35252 | Gijgarh Chc | Water Bath | Model not available | 3000081696 | Functional | Hitachi Ltd
35253 | Ramgarh Phc Baran | FOOT OPERATED SUCTION MACHINE | MODEL NOT AVAILABLE | 3000208629 | Functional | Others
35254 | Ramgarh Phc Baran | Radiant Heat Warmer | Model Not Available | 3000208630 | Functional | Others
35255 | Kotri Luharwas Phc | Instrument Sterilizer | Model Not Available | 2000031801 | Functional | Others
35256 | Lawa Phc | Centrifuge Machine ( 6 Tube ) | Model Not Available | 3000088495 | Functional | Others
35257 | Dist Hospital Barmer Dh | Suction Machine | Model Not Available | 3000124564 | Functional | Others
35258 | Dist Hospital Barmer Dh | Suction Machine | Model Not Available | 3000124563 | Functional | Others
35259 | Begun Chc | Freezes | MODEL NOT AVAILABLE | 3000203285 | Functional | Others
35260 | Begun Chc | Baby Weighing Machine | Model Not Available | 3000203336 | Functional | Others
35261 | Ardawata Phc | Syringe Needle Destroyer | Model not available | 3000218562 | Functional | Bhasin Sons Private Limited
35262 | Katunda Chc | Glucometer | Model not available | 3000203266 | Functional | Others
35263 | Ramdevra Phc | SPHYGMOMANOMETER(BP APPRATUS) | MODEL NOT AVAILABLE | 3000056975 | Functional | Others
35264 | Chhipabarod Chc | Syringe Needle Destroyer | Model not available | 3000199744 | Functional | Others
35265 | Chhipabarod Chc | Oxygen Concentrator | Model Not Available | 3000199745 | Functional | Others
35266 | Chhipabarod Chc | Blood Bank Refrigerator | Model not available | 3000199748 | Functional | Others
35267 | Chhipabarod Chc | Binocular Microscope | Model Not Available | 3000199750 | Functional | Others
35268 | Chhipabarod Chc | Blood Bank Refrigerator | Model not available | 3000199753 | Functional | Others
35269 | Chhipabarod Chc | Blood Mixer ( Roller Mixer ) | Model not available | 3000199755 | Functional | Others
35270 | Hanspur Phc Sikar | Weighing Machine | Crown | 2000029007 | Functional | Others
35271 | Chhipabarod Chc | Blood Bank Refrigerator | Model not available | 3000197997 | Functional | Others
35272 | Chhipabarod Chc | Ice lined refrigerator | Model Not Available | 3000199759 | Functional | Others
35273 | Chhipabarod Chc | Hot Air Oven | Model not available | 3000199760 | Functional | Others
35274 | Chhabra Chc | Blood Cell Counter - 3 part | Model not available | 3000199592 | Functional | Others
35275 | Naroli Chor Phc Sawaimadhopur | Baby Weighing Machine | Model Not Available | 2000020986 | Functional | Cmho Supply
35276 | Kustala Phc Sawaimadhopur | Blood Bank Refrigerator | MF114 | 2007108586 | Functional | Cmho Supply
35277 | Ked Phc Jhunjhunu | SPHYGMOMANOMETER(BP APPRATUS-Digital) | Model Not Available | 2000046936 | Functional | Others
35278 | Chhabra Chc | Glucometer | Model not available | 3000199604 | Functional | Others
35279 | Chhabra Chc | Suction Machine | Model Not Available | 3000199606 | Functional | Others
35280 | Chhabra Chc | Radiant Heat Warmer | Model Not Available | 3000199608 | Functional | Others
35281 | Chhabra Chc | Instrument Sterilizer | Model Not Available | 3000199614 | Functional | Others
35282 | City Dispensary Kali Palton Tonk | Centrifuge Machine ( 8 Tube) | Model Not Available | 3000088243 | Functional | Others
35283 | Dundlath Phc | Centrifuge Machine ( 8 Tube) | Model Not Available | 3000141144 | Functional | Others
35284 | Chhabra Chc | O.T. Light Double Dome | MODEL NOT AVAILABLE | 3000199616 | Functional | Others
35285 | Dantrai Phc | Syringe Needle Destroyer | Model not available | 3000119003 | Functional | Others
35286 | Gogunda Chc | Centrifuge Machine ( 4 Tube ) | Model not available | 3000205354 | Functional | Remi Electrotechnik Ltd
35287 | Gogunda Chc | Centrifuge Machine ( 4 Tube ) | Model not available | 3000205360 | Functional | Remi Electrotechnik Ltd
35288 | Gogunda Chc | Freezes | MODEL NOT AVAILABLE | 3000205353 | Functional | Lg
35289 | Anadara Phc | SPHYGMOMANOMETER(BP APPRATUS) | MODEL NOT AVAILABLE | 3000045462 | Functional | Others
35290 | Anadara Phc | SPHYGMOMANOMETER(BP APPRATUS) | MODEL NOT AVAILABLE | 3000045463 | Functional | Others
35291 | Anadara Phc | SPHYGMOMANOMETER(BP APPRATUS) | MODEL NOT AVAILABLE | 3000045464 | Functional | Others
35292 | Jk Lone Hospital Jaipur | Incubator | MODEL NOT AVAILABLE | 3000085508 | Functional | Others
35293 | Dantrai Phc | Ice lined refrigerator | HBC-70 | 3000119009 | Functional | Others
35294 | Anadara Phc | FOOT OPERATED SUCTION MACHINE | MODEL NOT AVAILABLE | 3000045466 | Functional | Others
35295 | Jk Lone Hospital Jaipur | Semi Automated Chemistry Analyzer | Adonis - Ado Chem 7 | 80326 | Functional | Others
35296 | Dantrai Phc | Blood Bank Refrigerator | Model not available | 3000119010 | Functional | Others
35297 | Gogunda Chc | Hemoglobin meter | HB 301 | 134981388 | Functional | Hemocue India
35298 | Sarera Phc | Syringe Needle Destroyer | Model Not Available | 3000214927 | Functional | Others
35299 | Jk Lone Hospital Jaipur | Automated Urine Analyzer | Model not available | 69247 | Functional | Others
35300 | Jk Lone Hospital Jaipur | Coagulation Analyzer | Model not available | 72010563 | Functional | Others
35301 | Gogunda Chc | Binocular Microscope | Microlux - 16 | 3000205361 | Functional | Ajay Optical India
35302 | Dhorimanna Chc | Phototherepy Unit | MODEL NOT AVAILABLE | 3000210015 | Functional | Others
35303 | Gogunda Chc | Instrument Sterilizer | Model Not Available | 3000205363 | Functional | Others
35304 | Bharawanda Phc | Freezes | MODEL NOT AVAILABLE | 3000081815 | Functional | Others
35305 | Khandi Ovari Nicha Fala Phc Udaipur | FOOT OPERATED SUCTION MACHINE | SU-101 | 11186 | Functional | Others
35306 | Jk Lone Hospital Jaipur | Automated Urine Analyzer | Model not available | 60332 | Functional | Others
35307 | Moondlabisoti Phc | Hemoglobin meter | Model Not Available | 300020668 | Functional | Others
35308 | Dist Hospital Barmer Dh | Multi-Para Monitor | Model not available | 3000124585 | Functional | Others
35309 | Moondlabisoti Phc | Syringe Needle Destroyer | Model not available | 300020669 | Functional | Others
35310 | Nandiya Phc | FOOT OPERATED SUCTION MACHINE | MODEL NOT AVAILABLE | 2000035547 | Functional | Others
35311 | Jk Lone Hospital Jaipur | Automated Urine Analyzer | Erba - Uro-dipcheck 300 | 34110491 | Functional | Others
35312 | Chirawa Chc | Water Bath | Model not available | 3000218350 | Functional | Yorco Sales Pvt Ltd
35313 | Pookh Chc | Ice lined refrigerator | HBC-70 | BE058/E0100 | Functional | Haier Appliances India Pvt
35314 | Bhaisroardgarh Phc | Incubator | MODEL NOT AVAILABLE | 3000203144 | Functional | Others
35315 | Pookh Chc | Nebulizer | MODEL NOT AVAILABLE | 203863 | Functional | Others
35316 | Pipalda Phc | Binocular Microscope | Model Not Available | 2000020196 | Functional | Cmho Supply
35317 | Shanimaharaj Phc Chittorgarh | Instrument Sterilizer | Model Not Available | 3000199351 | Functional | Others
35318 | Pipalda Phc | SPHYGMOMANOMETER(BP APPRATUS) | MODEL NOT AVAILABLE | 2000020195 | Functional | Cmho Supply
35319 | Shahbad Chc | Hydraulic Operation Table | MODEL NOT AVAILABLE | 3000208591 | Functional | Others
35320 | Vijaynagar Chc | Semi Automated Chemistry Analyzer | CPC - STAT FAX 3300 | 300004756 | Functional | Others
35321 | Kapasan Chc | Syringe Needle Destroyer | Model not available | 3000203173 | Functional | Others
35322 | Kapasan Chc | Syringe Needle Destroyer | Model not available | 3000203184 | Functional | Others
35323 | Kapasan Chc | Ice lined refrigerator | Model Not Available | 3000203176 | Functional | Others
35324 | Chirawa Chc | FOGGING MACHINE | MODEL NOT AVAILABLE | 3000218333 | Functional | Others
35325 | Vijaynagar Chc | Electrolyte Analyzer | Model not available | 3000047758 | Functional | Others
35326 | Chirawa Chc | Radiant Heat Warmer | Zeal - RHW 2101A | RHW2101A/0913/2008 | Functional | Zeal Medical Pvt Ltd
35327 | Chirawa Chc | Syringe Needle Destroyer | Model not available | 3000218591 | Non Functional Repairable | Others
35328 | Chirawa Chc | Syringe Needle Destroyer | Model not available | 3000218592 | Non Functional Repairable | Others
35329 | Chirawa Chc | Syringe Needle Destroyer | Model not available | 3000218593 | Non Functional Repairable | Others
35330 | Bansain Phc | Syringe Needle Destroyer | Microsil ND 20 | 3000199012 | Functional | Others
35331 | Kakarwa Phc | Instrument Sterilizer | Model Not Available | 3000199323 | Functional | Others
35332 | Kannoj Phc | Autoclave | Model not available | 3000199380 | Functional | Others
35333 | Kannoj Phc | Autoclave | Model not available | 3000199381 | Functional | Others
35334 | Bansain Phc | Blood Bank Refrigerator | Model not available | 3000199013 | Functional | Others
35335 | Kakarwa Phc | SPHYGMOMANOMETER(BP APPRATUS) | MODEL NOT AVAILABLE | 3000199327 | Functional | Others
35336 | Bangu Ka Gaon Phc | FOGGING MACHINE | MODEL NOT AVAILABLE | 3000056205 | Functional | Others
35337 | City Dispensary Anderkot | Blood Bank Refrigerator | Model not available | 3000047135 | Functional | Others
35338 | Bay Phc Sikar | Ice lined refrigerator | Model Not Available | 90506637 | Functional | Vestfrost Solutions
35339 | Bay Phc Sikar | Ice lined refrigerator | Model Not Available | 20013900789 | Functional | Vestfrost Solutions
35340 | Bay Phc Sikar | Syringe Needle Destroyer | Model not available | 2000031369 | Functional | Bhasin Sons Private Limited
35341 | Chanar Phc | Binocular Microscope | Model Not Available | 3000119047 | Functional | Others
35342 | Vallabhunagar Chc | Semi Automated Chemistry Analyzer | Micro Lab - RX 50V | 121143 | Functional | Micro Lab Instruments Ahmedabad
35343 | Jk Lone Hospital Jaipur | Multi-Para Monitor | Model not available | 3000085632 | Functional | Others
35344 | Vallabhunagar Chc | Centrifuge Machine ( 4 Tube ) | Model not available | 3000205314 | Functional | Others
35345 | Jk Lone Hospital Jaipur | Ventilator | AVEA | BBU02634 | Functional | Others
35346 | Vallabhunagar Chc | Anesthesia Machine | Jupiter 200 | 2001899 | Functional | Alleid Medical Limited
35347 | Jk Lone Hospital Jaipur | Ventilator | AVEA | BBU01758 | Functional | Others
35348 | Krishanganj Chc Sirohi | SPHYGMOMANOMETER(BP APPRATUS) | ELITE | 2000035344 | Functional | Others
35349 | Jawal Phc | Weighing Machine | MODEL NOT AVAILABLE | 2000035375 | Functional | Others
35350 | Vallabhunagar Chc | Pulse Oxymeter | RMS PHOEBUS P121 | 3000205334 | Functional | Recorders And Medicaresystems Pvt Ltd
35351 | Posaliya Phc | Freezes | MODEL NOT AVAILABLE | 2000035556 | Functional | Others
35352 | Posaliya Phc | Syringe Needle Destroyer | Model not available | 2000035557 | Functional | Others
35353 | General Hospital Sirohi Dh | Ice lined refrigerator | Model Not Available | 3000042469 | Functional | Others
35354 | General Hospital Sirohi Dh | Ice lined refrigerator | Model Not Available | 3000042470 | Functional | Others
35355 | Kailash Nagar Phc | Micropipettes | MODEL NOT AVAILABLE | 3000042642 | Functional | Others
35356 | Kailash Nagar Phc | Freezes | MODEL NOT AVAILABLE | 3.9011e+17 | Functional | Others
35357 | Bharaja Phc | Blood Bank Refrigerator | Model not available | 2000035529 | Functional | Others
35358 | Bhttana Phc | Radiant Heat Warmer | Model Not Available | 3000119023 | Functional | Others
35359 | Sheoganj Chc | Urine Test Strip Analyzer | Model Not Available | 3000119144 | Functional | Others
35360 | Sata Phc | Suction Machine | Model Not Available | 3000214411 | Functional | Others
35361 | Abu Road Chc | Blood Bank Refrigerator | Model not available | 3000045487 | Functional | Others
35362 | Abu Road Chc | Incubator | MODEL NOT AVAILABLE | 3000045480 | Functional | Others
35363 | Jhadoli Phc Sirohi | Weighing Machine | MODEL NOT AVAILABLE | 3000119067 | Functional | Others
35364 | Borda Phc Chittorgarh | Baby Weighing Machine | Model Not Available | 3000199122 | Functional | Others
35365 | Shahbad Chc | Phototherepy Unit | MODEL NOT AVAILABLE | 3000208577 | Functional | Others
35366 | Bhaisroardgarh Phc | Glucometer | Model not available | 3000203150 | Functional | Others
35367 | Bhaisroardgarh Phc | Glucometer | Model not available | 3000046513 | Functional | Others
35368 | Shahbad Chc | 500mA X-Ray Machine | Model not available | 3000208587 | Functional | Others
35369 | Umand Phc | Syringe Needle Destroyer | Model not available | 3000199334 | Functional | Others
35370 | Umand Phc | Syringe Needle Destroyer | Model not available | 3000199337 | Functional | Others
35371 | Vijaynagar Chc | Blood Cell Counter - 3 part | Horiba - ABX Micros ES 60 | 3000047753 | Functional | Others
35372 | Ladpura Phc | Freezes | MODEL NOT AVAILABLE | 3000199441 | Not in use | Others
35373 | Arnoda Phc | Baby Weighing Machine | Model Not Available | 3000208357 | Functional | Others
35374 | Goyala Phc Ajmer | Baby Weighing Machine | Model Not Available | 3000047190 | Functional | Others
35375 | Ladpura Phc | Ice lined refrigerator | HBC-70 | 3000199457 | Functional | Others
35376 | Goyala Phc Ajmer | Instrument Sterilizer | Model Not Available | 3000047193 | Functional | Others
35377 | Ladpura Phc | Nebulizer | MODEL NOT AVAILABLE | 3000199459 | Functional | Others
35378 | Jawada Phc | Glucometer | Model not available | 3000199424 | Functional | Others
35379 | Boheda Phc | Suction Machine | Model Not Available | 3000199046 | Functional | Others
35380 | Netawal Maharaj Ki Phc Chittorgarh | Instrument Sterilizer | Model Not Available | 3000199197 | Functional | Others
35381 | Netawal Maharaj Ki Phc Chittorgarh | Baby Weighing Machine | Model Not Available | 3000199198 | Functional | Others
35382 | Boheda Phc | Blood Bank Refrigerator | Model not available | 3000199216 | Functional | Others
35383 | Chopoli Phc | SPHYGMOMANOMETER(BP APPRATUS) | MODEL NOT AVAILABLE | 3000218189 | Functional | Others
35384 | Dindoli Phc | Centrifuge Machine ( 4 Tube ) | Model not available | 3000199147 | Functional | Others
35385 | Mandlacharan Phc | Centrifuge Machine ( 12 Tube ) | Model Not Available | 3000203070 | Functional | Others
35386 | Chechi Phc | Monocular Microscope | Model not available | 3000199267 | Functional | Others
35387 | Chechi Phc | Glucometer | Model not available | 3000199268 | Functional | Others
35388 | Chopoli Phc | Instrument Sterilizer | Model Not Available | 3000218196 | Functional | Others
35389 | Jotaya Phc Ajmer | SPHYGMOMANOMETER(BP APPRATUS) | MODEL NOT AVAILABLE | 3000047196 | Functional | Others
35390 | Jk Lone Hospital Jaipur | Centrifuge Machine ( 16 Tube ) | REMI (R8C + R83) | EMLC-4064 | Functional | Others
35391 | Dantrai Phc | Spot Light ( Portable ) | Model Not Available | 3000119004 | Functional | Others
35392 | Dantrai Phc | Baby Weighing Machine | Crown | 3000119005 | Functional | Others
35393 | Gogunda Chc | Incubator | MODEL NOT AVAILABLE | 3000205359 | Functional | Others
35394 | Sheoganj Chc | Syringe Needle Destroyer | Nulife - Dots | 2000035577 | Functional | Others
35395 | Gogunda Chc | Syringe Needle Destroyer | Model not available | 25954 | Functional | Mrk Healthcare Pvt Ltd Delhi
35396 | Paraniya Phc | Syringe Needle Destroyer | Model not available | 3000088465 | Functional | Others
35397 | Gogunda Chc | Pulse Oxymeter | Model 900 | 3000205369 | Functional | Mediaid Inc
35398 | Paraniya Phc | Centrifuge Machine ( 8 Tube) | Model Not Available | 3000088459 | Functional | Others
35399 | Jk Lone Hospital Jaipur | VDRL Rotator (Rotor and Shaker) | Model Not Available | GFCM-1098 | Functional | Others
35400 | Gogunda Chc | Oxygen Concentrator | BPL - OG 4203 | AXTC5D11526 | Functional | Bpl Medical Technologies
35401 | Anadara Phc | Syringe Needle Destroyer | Model not available | 3000045475 | Functional | Others
35402 | Anadara Phc | Sahlis HB Meter | Model not available | 3000045477 | Functional | Others
35403 | Mandalgarh Chc | FOOT OPERATED SUCTION MACHINE | MODEL NOT AVAILABLE | 3000042832 | Functional | Others
35404 | Deldar Phc | Monocular Microscope | Model not available | 3000119028 | Functional | Others
35405 | Chitrawas Phc | Radiant Heat Warmer | Model Not Available | NRHM/WM4/189 | Functional | Meditrin Instruments
35406 | Mandalgarh Chc | FOOT OPERATED SUCTION MACHINE | MODEL NOT AVAILABLE | 3000042833 | Functional | Others
35407 | Moondlabisoti Phc | FOOT OPERATED SUCTION MACHINE | MODEL NOT AVAILABLE | 3000203675 | Functional | Cmho Supply
35408 | Lawa Phc | Freezes | MODEL NOT AVAILABLE | 3000088496 | Functional | Others
35409 | Mandalgarh Chc | Fetal Doppler | ND - 102 | 3000042834 | Functional | Others
35410 | Chitrawas Phc | FOOT OPERATED SUCTION MACHINE | SU-101 | 3000205416 | Functional | Others
35411 | Moondlabisoti Phc | Instrument Sterilizer | Model Not Available | 3000203676 | Functional | Cmho Supply
35412 | Mandalgarh Chc | Syringe Needle Destroyer | Microsil ND 20 | 3000042835 | Functional | Others
35413 | Deldar Phc | Incubator | MODEL NOT AVAILABLE | 3000119029 | Functional | Others
35414 | Chitrawas Phc | Baby Weighing Machine | Model Not Available | 3000205417 | Functional | Others
35415 | Mandalgarh Chc | SPHYGMOMANOMETER(BP APPRATUS) | MODEL NOT AVAILABLE | 3000042836 | Functional | Others
35416 | Deldar Phc | Glucometer | Model not available | 3000119030 | Functional | Others
35417 | Bhadesar Chc | Centrifuge Machine ( 16 Tube ) | Model not available | 3000208085 | Functional | Others
35418 | Lasdawana Phc | Binocular Microscope | Microlux - 16 | 3000199354 | Functional | Others
35419 | Bhadesar Chc | Blood Cell Counter - 3 part | Horiba - ABX Micros ES 60 | 3000208089 | Functional | Others
35420 | City Dispensary Anderkot | SPHYGMOMANOMETER(BP APPRATUS) | MODEL NOT AVAILABLE | 3000047138 | Functional | Others
35421 | Anta Chc | FOGGING MACHINE | MODEL NOT AVAILABLE | 3000199522 | Functional | Others
35422 | Bhadesar Chc | Glucometer | Model not available | 3000208094 | Functional | Others
35423 | Lasdawana Phc | Syringe Needle Destroyer | Model not available | 3000199360 | Functional | Others
35424 | Buhana Chc | Baby Weighing Machine | Model Not Available | 3000216109 | Functional | Others
35425 | Bhadesar Chc | Fetal Doppler | MODEL NOT AVAILABLE | 3000208100 | Functional | Others
35426 | Lasdawana Phc | Baby Weighing Machine | Model Not Available | 3000199361 | Functional | Others
35427 | Badi Phc Chittorgarh | Glucometer | Model not available | 3000199461 | Functional | Others
35428 | Lasdawana Phc | Instrument Sterilizer | Model Not Available | 3000199362 | Functional | Others
35429 | Buhana Chc | SPHYGMOMANOMETER(BP APPRATUS-Digital) | Model Not Available | 3000216116 | Non Functional Repairable | Omron Health Care
35430 | Buhana Chc | Semi Automated Chemistry Analyzer | Ark - CKK 24 | 1221104 | Functional | Ark Diagnostics Bangalore
35431 | Arandkhera Phc | Binocular Microscope | Model Not Available | 3000203349 | Functional | Others
35432 | Lasdawana Phc | Fetal Doppler | MODEL NOT AVAILABLE | 3000199364 | Functional | Others
35433 | Bhaniyana Phc | Centrifuge Machine ( 4 Tube ) | Model not available | 3000056644 | Functional | Others
35434 | Badi Phc Chittorgarh | Weighing Machine | MODEL NOT AVAILABLE | 3000199463 | Functional | Others
35435 | Buhana Chc | Incubator | MODEL NOT AVAILABLE | 3000216125 | Functional | Others
35436 | Bhaniyana Phc | FOGGING MACHINE | MODEL NOT AVAILABLE | 3000056645 | Functional | Others
35437 | Bhaniyana Phc | Centrifuge Machine ( 6 Tube ) | Model Not Available | 3000056646 | Functional | Others
35438 | Lasdawana Phc | Blood Bank Refrigerator | Model not available | 3000199367 | Functional | Others
35439 | Buhana Chc | Instrument Sterilizer | Model Not Available | 3000216134 | Functional | Others
35440 | Lasdawana Phc | Weighing Machine | MODEL NOT AVAILABLE | 3000199368 | Functional | Others
35441 | Buhana Chc | Nebulizer | NE-C28 | 3000216140 | Functional | Omron Health Care
35442 | Sarana Phc | Ice lined refrigerator | Model Not Available | 2000034256 | Functional | Others
35443 | Jk Lone Hospital Jaipur | Pulse Oxymeter | Model Not Available | 3000085586 | Functional | Others
35444 | General Hospital Sirohi Dh | ECG Machine (Single Channel) | Model Not Available | 3000042436 | Functional | Others
35445 | General Hospital Sirohi Dh | SPHYGMOMANOMETER(BP APPRATUS) | MODEL NOT AVAILABLE | 3000042439 | Functional | Others
35446 | General Hospital Sirohi Dh | SPHYGMOMANOMETER(BP APPRATUS) | MODEL NOT AVAILABLE | 3000042479 | Functional | Others
35447 | General Hospital Sirohi Dh | SPHYGMOMANOMETER(BP APPRATUS) | MODEL NOT AVAILABLE | 3000042480 | Functional | Others
35448 | General Hospital Sirohi Dh | SPHYGMOMANOMETER(BP APPRATUS) | MODEL NOT AVAILABLE | 3000042481 | Functional | Others
35449 | General Hospital Sirohi Dh | SPHYGMOMANOMETER(BP APPRATUS) | MODEL NOT AVAILABLE | 3000042467 | Functional | Others
35450 | General Hospital Sirohi Dh | SPHYGMOMANOMETER(BP APPRATUS) | MODEL NOT AVAILABLE | 3000042472 | Functional | Others
35451 | General Hospital Sirohi Dh | SPHYGMOMANOMETER(BP APPRATUS) | MODEL NOT AVAILABLE | 3000042473 | Functional | Others
35452 | General Hospital Sirohi Dh | SPHYGMOMANOMETER(BP APPRATUS) | MODEL NOT AVAILABLE | 3000042453 | Functional | Others
35453 | General Hospital Sirohi Dh | SPHYGMOMANOMETER(BP APPRATUS) | MODEL NOT AVAILABLE | 2000035279 | Functional | Others
35454 | General Hospital Sirohi Dh | SPHYGMOMANOMETER(BP APPRATUS) | MODEL NOT AVAILABLE | 2000035309 | Functional | Others
35455 | General Hospital Sirohi Dh | Synoptophore | MODEL NOT AVAILABLE | 3000042461 | Functional | Others
35456 | General Hospital Sirohi Dh | Synoptophore | MODEL NOT AVAILABLE | 3000042462 | Functional | Others
35457 | General Hospital Sirohi Dh | Synoptophore | MODEL NOT AVAILABLE | 3000042456 | Functional | Others
35458 | General Hospital Sirohi Dh | Synoptophore | MODEL NOT AVAILABLE | 30000424555 | Functional | Others
35459 | Chanar Phc | Suction Machine | Model Not Available | 3000119056 | Not in use | Others
35460 | Posaliya Phc | SPHYGMOMANOMETER(BP APPRATUS) | MODEL NOT AVAILABLE | 2000035571 | Functional | Others
35461 | Krishanganj Chc Sirohi | TRACTION SYSTEM | MODEL NOT AVAILABLE | 2000035343 | Functional | Others
35462 | Mandalgarh Chc | Semi Automated Chemistry Analyzer | Model not Available | 1213049 | Functional | Others
35463 | Jk Lone Hospital Jaipur | Syringe Infusion Pump | Model not available | 3000085593 | Functional | Others
35464 | Jk Lone Hospital Jaipur | Multi-Para Monitor | Star 50 ( L and T ) | F125M1811 | Functional | Others
35465 | Jk Lone Hospital Jaipur | Centrifuge Machine (36 Tubes) | Model Not Available | 435 | Functional | Others
35466 | Dhorimanna Chc | O.T. Light Single Dome | MODEL NOT AVAILABLE | 3000210022 | Functional | Others
35467 | Sheoganj Chc | Monocular Microscope | Model not available | 2000035573 | Functional | Others
35468 | Jk Lone Hospital Jaipur | Incubator | Yorco - YSI - 438D | 1304183 | Functional | Others
35469 | Kannoj Phc | Centrifuge Machine ( 4 Tube ) | Model not available | 3000199370 | Functional | Others
35470 | Kannoj Phc | Centrifuge Machine ( 4 Tube ) | Model not available | 3000199372 | Functional | Others
35471 | Singhpur Phc | Ice lined refrigerator | MK - 142 | 24700089 | Functional | Others
35472 | Chopoli Phc | Binocular Microscope | Model Not Available | 3000218198 | Functional | Others
35473 | Dindoli Phc | Baby Weighing Machine | Model Not Available | 3000199156 | Functional | Others
35474 | Singhpur Phc | Syringe Needle Destroyer | Model not available | 3000199191 | Functional | Others
35475 | Bera Chc | Monocular Microscope | Model not available | 3000197319 | Functional | Others
35476 | Kannoj Phc | Colorimeter | MODEL NOT AVAILABLE | 3000199377 | Functional | Others
35477 | Bera Chc | Binocular Microscope | Model Not Available | 3000197320 | Functional | Others
35478 | Chopoli Phc | Blood Bank Refrigerator | Model not available | 24511054 | Functional | Vestfrost Solutions
35479 | Bera Chc | Sahlis HB Meter | Model not available | 3000197324 | Functional | Others
35480 | Shahbad Chc | Semi Automated Chemistry Analyzer | Model not Available | 3000208571 | Functional | Others
35481 | Shahbad Chc | Freezes | Zeal - RHW 2101A | RHW2101A/0713/420 | Functional | Zeal Medical Pvt Ltd
35482 | Anta Chc | Hydraulic Operation Table | MODEL NOT AVAILABLE | 3000199520 | Functional | Others
35483 | Anta Chc | Hydraulic Operation Table | MODEL NOT AVAILABLE | 3000199521 | Functional | Others
35484 | Anta Chc | Instrument Sterilizer | Model Not Available | 3000199524 | Functional | Others
35485 | Kakarwa Phc | Ice lined refrigerator | MK - 142 | 3000199320 | Functional | Others
35486 | Loyl Phc | Binocular Microscope | PZB 22 | 67161 | Non Functional Repairable | Quality Scientific And Mechanical Works Pvt Ltd
35487 | Kakarwa Phc | Radiant Heat Warmer | Meditrin - Heat Warmer | 3000199322 | Functional | Others
35488 | Arandkhera Phc | SPHYGMOMANOMETER(BP APPRATUS) | MODEL NOT AVAILABLE | 3000203341 | Functional | Others
35489 | Arandkhera Phc | SPHYGMOMANOMETER(BP APPRATUS) | MODEL NOT AVAILABLE | 3000203351 | Functional | Others
35490 | Arandkhera Phc | SPHYGMOMANOMETER(BP APPRATUS) | MODEL NOT AVAILABLE | 3000203352 | Functional | Others
35491 | Arandkhera Phc | Blood Bank Refrigerator | Model not available | 3000203342 | Functional | Others
35492 | Arandkhera Phc | Blood Bank Refrigerator | Model not available | 3000203343 | Functional | Others
35493 | Kannoj Phc | Weighing Machine | MODEL NOT AVAILABLE | 3000199385 | Functional | Others
35494 | City Dispensary Anderkot | Syringe Needle Destroyer | Model not available | 3000047133 | Functional | Others
35495 | Jhadoli Phc Sirohi | Syringe Needle Destroyer | Nulife - Dots | 29131 | Not in use | Others
35496 | Mt Abu Chc | 300mA X-Ray Machine | RMS - MDX 300 | 3000042587 | Functional | Others
35497 | Mt Abu Chc | Blood Bank Refrigerator | Model not available | 3000045523 | Functional | Others
35498 | Sanwada Phc | Autoclave | Model not available | 3000045439 | Functional | Others
35499 | Dhorimanna Chc | Binocular Microscope | BLS 116 | 3000210009 | Functional | Others
35500 | Dhorimanna Chc | Binocular Microscope | BLS 116 | 3000210010 | Functional | Others
35501 | Dhorimanna Chc | Binocular Microscope | BLS 116 | 3000210016 | Functional | Others
35502 | Dhorimanna Chc | Binocular Microscope | BLS 116 | 3000210017 | Functional | Others
35503 | Dhorimanna Chc | Binocular Microscope | BLS 116 | 3000210018 | Functional | Others
35504 | Mt Abu Chc | Hot Air Oven | Model not available | 3000045541 | Not in use | Others
35505 | Salumber Satellite Hospital | Spot Light ( Portable ) | Model Not Available | 3000052922 | Functional | Cognate India
35506 | Salumber Satellite Hospital | Syringe Needle Destroyer | Model not available | 25334 | Functional | Mrk Healthcare Pvt Ltd Delhi
35507 | Mandalgarh Chc | Defibrillator with Cardiac Monitor | Model Not Available | 3000042819 | Functional | Others
35508 | Gogunda Chc | Semi Automated Chemistry Analyzer | CPC - STAT FAX 3300 | 3000205352 | Functional | Awarness Technologies
35509 | Sheoganj Chc | Sahlis HB Meter | Model not available | 2000035573 | Functional | Others
35510 | Gogunda Chc | Syringe Needle Destroyer | Model not available | 3000205355 | Functional | Others
35511 | Dantrai Phc | Labour Table | Model Not Available | 3000119007 | Functional | Others
35512 | Dhorimanna Chc | Radiant Heat Warmer | Zeal - RHW 2101A | 3000210023 | Functional | Others
35513 | Dhorimanna Chc | Radiant Heat Warmer | Zeal - RHW 2101A | 3000210024 | Functional | Others
35514 | Dhorimanna Chc | Radiant Heat Warmer | Zeal - RHW 2101A | 3000210025 | Functional | Others
35515 | Dhorimanna Chc | Radiant Heat Warmer | Zeal - RHW 2101A | 3000210026 | Functional | Others
35516 | Dhorimanna Chc | Radiant Heat Warmer | Model Not Available | 3000214926 | Functional | Others
35517 | Dhorimanna Chc | Radiant Heat Warmer | Zeal - RHW 2101A | 3000210012 | Functional | Others
35518 | Dhorimanna Chc | FOGGING MACHINE | MODEL NOT AVAILABLE | 3000210028 | Functional | Others
35519 | Dhorimanna Chc | FOGGING MACHINE | MODEL NOT AVAILABLE | 3000210029 | Functional | Others
35520 | Gogunda Chc | Hot Air Oven | Model not available | 3000205358 | Functional | Others
35521 | Arnoda Phc | Sahlis HB Meter | Model not available | 3000208354 | Functional | Others
35522 | Ladpura Phc | Centrifuge Machine ( 4 Tube ) | Model not available | 3000199438 | Functional | Others
35523 | Mangalwad Chhoraya Phc | VDRL Rotator (Rotor and Shaker) | Model Not Available | 3000199028 | Functional | Others
35524 | Buhana Chc | FOGGING MACHINE | MODEL NOT AVAILABLE | 3000216155 | Functional | Others
35525 | Mirjapur Chc Baran | Binocular Microscope | Model Not Available | 3000203613 | Functional | Others
35526 | Mirjapur Chc Baran | Binocular Microscope | Model Not Available | 3000203614 | Functional | Others
35527 | Mirjapur Chc Baran | Binocular Microscope | Model Not Available | 3000203615 | Functional | Others
35528 | Sawa Chc | SPHYGMOMANOMETER(BP APPRATUS) | Pagoda | 3000203364 | Functional | Others
35529 | Jashma Phc | Weighing Machine | MODEL NOT AVAILABLE | 3000199180 | Functional | Others
35530 | Tyonda Phc | Centrifuge Machine ( 4 Tube ) | Model not available | 3000218855 | Functional | Others
35531 | Chadhan Phc | Weighing Machine | MODEL NOT AVAILABLE | 3000056180 | Functional | Others
35532 | Chadhan Phc | Syringe Needle Destroyer | Microsil ND 20 | 3000056179 | Functional | Others
35533 | Sultana Phc | Weighing Machine | MODEL NOT AVAILABLE | 3000218510 | Functional | Others
35534 | Sultana Phc | Weighing Machine | MODEL NOT AVAILABLE | 3000218512 | Functional | Others
35535 | Sultana Phc | Radiant Heat Warmer | Zeal - RHW 2101A | 3000218515 | Functional | Zeal Medical Pvt Ltd
35536 | Sultana Phc | Baby Weighing Machine | Model Not Available | 3000218516 | Functional | Others
35537 | Sultana Phc | Centrifuge Machine ( 4 Tube ) | Model not available | 3000218519 | Functional | Others
35538 | Chadhan Phc | Blood Bank Refrigerator | Model not available | mf144-9198-63 | Functional | Others
35539 | Jakhora Phc | Centrifuge Machine ( 4 Tube ) | Model not available | 3000218628 | Functional | Remi Electrotechnik Ltd
35540 | Sultana Phc | Blood Bank Refrigerator | Model not available | 3000218525 | Non Functional Repairable | Vestfrost Solutions
35541 | Sultana Phc | Blood Bank Refrigerator | Model not available | 3000218526 | Non Functional Repairable | Vestfrost Solutions
35542 | Sultana Phc | Autoclave | Model not available | 3000218527 | Non Functional Repairable | Others
35543 | Mirjapur Chc Baran | Syringe Needle Destroyer | Model not available | 3000203633 | Functional | Cmho Supply
35544 | Mirjapur Chc Baran | Syringe Needle Destroyer | Model not available | 3000203636 | Functional | Cmho Supply
35545 | Mirjapur Chc Baran | SPHYGMOMANOMETER(BP APPRATUS) | MODEL NOT AVAILABLE | 3000203640 | Functional | Others
35546 | Bakhtawarpura Phc | Instrument Sterilizer | Model Not Available | 3000218574 | Functional | Others
35547 | Aligarh Chc | FOOT OPERATED SUCTION MACHINE | MODEL NOT AVAILABLE | 300008003 | Functional | Others
35548 | Bay Phc Sikar | Freezes | MODEL NOT AVAILABLE | 307NRGF012559 | Functional | Lg
35549 | Bay Phc Sikar | Binocular Microscope | Model Not Available | 2000031377 | Functional | Others
35550 | Bay Phc Sikar | Binocular Microscope | Model Not Available | 2000031378 | Non Functional Not Repairable | Others
35551 | Bay Phc Sikar | Binocular Microscope | Model Not Available | 2000031380 | Non Functional Not Repairable | Others
35552 | Chhabra Chc | SPHYGMOMANOMETER(BP APPRATUS) | MODEL NOT AVAILABLE | 3000199612 | Functional | Others
35553 | Khirni Phc | Autoclave | Model not available | 9455 | Functional | Others
35554 | Deori Phc | FOOT OPERATED SUCTION MACHINE | MODEL NOT AVAILABLE | 3000208606 | Functional | Others
35555 | Deori Phc | Fetal Doppler | MODEL NOT AVAILABLE | 3000208608 | Functional | Cmho Supply
35556 | Deori Phc | SPHYGMOMANOMETER(BP APPRATUS) | MODEL NOT AVAILABLE | 3000208609 | Functional | Others
35557 | Bhinder Chc | Semi Automated Chemistry Analyzer | Model not Available | 3000204282 | Functional | Others
35558 | Bhinder Chc | Radiant Heat Warmer | Model Not Available | 3000204290 | Functional | Zeal Medical Pvt Ltd
35559 | Bhinder Chc | Radiant Heat Warmer | Model Not Available | 3000204291 | Functional | Zeal Medical Pvt Ltd
35560 | Bhinder Chc | Radiant Heat Warmer | Crown | 3000119 | Functional | Others
35561 | Ramgarh Phc Baran | Syringe Needle Destroyer | Model not available | 3000208627 | Functional | Others
35562 | Koyla Phc | Baby Weighing Machine | Model Not Available | 3000203530 | Functional | Others
35563 | Koyla Phc | Radiant Heat Warmer | Model Not Available | 3000203531 | Functional | Cmho Supply
35564 | Bhinder Chc | VDRL Rotator (Rotor and Shaker) | Model Not Available | 3000204301 | Non Functional Not Repairable | Others
35565 | District Sahadat Hospital Tonk Dh | ECG Machine (Single Channel) | BPL - Cardiart 108T | BRTAOF2088 | Functional | Bpl Medical Technologies
35566 | Koyla Phc | Instrument Sterilizer | Model Not Available | 3000203537 | Functional | Cmho Supply
35567 | Koyla Phc | Centrifuge Machine ( 4 Tube ) | Model not available | 3000203538 | Functional | Others
35568 | Kotri Luharwas Phc | Monocular Microscope | Model not available | 2000031797 | Functional | Others
35569 | Sarera Phc | Fetal Doppler | MODEL NOT AVAILABLE | 3000205790 | Functional | Others
35570 | Paraniya Phc | STABILIZER | MODEL NOT AVAILABLE | 3000088463 | Functional | Others
35571 | Mandalgarh Chc | Defibrillator | HEARTSTART XL | 3000042825 | Functional | Others
35572 | Nandiya Phc | Syringe Needle Destroyer | Nulife - Dots | 25343 | Functional | Others
35573 | City Dispensary Anderkot | Blood Bank Refrigerator | Model not available | 3000047134 | Functional | Others
35574 | Kannoj Phc | Instrument Sterilizer | Model Not Available | 3000199388 | Functional | Others
35575 | Bera Chc | Radiant Heat Warmer | Meditrin - Heat Warmer | NRHM/WM11/247 | Functional | Others
35576 | Anta Chc | Blood Bank Refrigerator | Model not available | 3000199529 | Functional | Others
35577 | City Dispensary Anderkot | Monocular Microscope | Model not available | 3000047137 | Functional | Others
35578 | Lasdawana Phc | Syringe Needle Destroyer | Model not available | 3000199356 | Functional | Others
35579 | Lasdawana Phc | Glucometer | Model not available | 3000199359 | Functional | Others
35580 | Kewalpura Phc | Weighing Machine | MODEL NOT AVAILABLE | 3000199064 | Functional | Others
35581 | Kewalpura Phc | Syringe Needle Destroyer | Model not available | 3000199065 | Functional | Others
35582 | Arandkhera Phc | Glucometer | Model not available | 3000203347 | Functional | Others
35583 | Kewalpura Phc | Blood Bank Refrigerator | Model not available | 3000199067 | Functional | Others
35584 | Bhadesar Chc | Ice lined refrigerator | Model Not Available | 3000203211 | Functional | Others
35585 | Arandkhera Phc | Freezes | MODEL NOT AVAILABLE | 3000203348 | Functional | Others
35586 | Undamandi Phc | SPHYGMOMANOMETER(BP APPRATUS-Digital) | Model Not Available | 1210498-3 | Functional | Others
35587 | Bhadesar Chc | SPHYGMOMANOMETER(BP APPRATUS) | MODEL NOT AVAILABLE | 3000203213 | Functional | Others
35588 | Bhadesar Chc | SPHYGMOMANOMETER(BP APPRATUS) | MODEL NOT AVAILABLE | 3000203217 | Functional | Others
35589 | Undamandi Phc | SPHYGMOMANOMETER(BP APPRATUS-Digital) | Model Not Available | 3000216186 | Functional | Others
35590 | Badi Phc Chittorgarh | Baby Weighing Machine | Model Not Available | 3000199465 | Functional | Others
35591 | Undamandi Phc | Centrifuge Machine ( 4 Tube ) | Model not available | 3000216189 | Functional | Others
35592 | Sarana Phc | Colorimeter | MODEL NOT AVAILABLE | 2000034257 | Functional | Others
35593 | Sawa Chc | Baby Weighing Machine | Crown | 3000203356 | Functional | Others
35594 | Jashma Phc | Baby Weighing Machine | Model Not Available | 3000199179 | Functional | Others
35595 | Sawa Chc | Instrument Sterilizer | Model Not Available | 3000203357 | Functional | Others
35596 | Tyonda Phc | Glucometer | Model not available | 13881 | Functional | Others
35597 | Tyonda Phc | FOOT OPERATED SUCTION MACHINE | MODEL NOT AVAILABLE | 3000218861 | Functional | Others
35598 | Mirjapur Chc Baran | Semi Automated Chemistry Analyzer | Model not Available | 3000203621 | Functional | Others
35599 | Chhipabarod Chc | Suction Machine | Model Not Available | 3000199741 | Functional | Others
35600 | Chhipabarod Chc | Syringe Needle Destroyer | Model not available | 3000199749 | Functional | Others
35601 | Chhipabarod Chc | Blood Cell Counter - 3 part | Model not available | 3000199754 | Functional | Others
35602 | Chhipabarod Chc | Autoclave | Model not available | 3000199762 | Functional | Others
35603 | Chhipabarod Chc | Instrument Sterilizer | Model Not Available | 3000199763 | Functional | Others
35604 | Ked Phc Jhunjhunu | Syringe Needle Destroyer | Model not available | 2000046935 | Functional | Bhasin Sons Private Limited
35605 | Bay Phc Sikar | Instrument Sterilizer | Model Not Available | 2000031374 | Functional | Tanwar Industries
35606 | Anadara Phc | Radiant Heat Warmer | Meditrin - Heat Warmer | 3000045465 | Functional | Others
35607 | Dantrai Phc | FOOT OPERATED SUCTION MACHINE | SU-101 | 3000119008 | Functional | Others
35608 | Anadara Phc | Spot Light ( Portable ) | Model Not Available | 3000045469 | Functional | Others
35609 | Sheoganj Chc | Monocular Microscope | Model not available | 6066 | Functional | Others
35610 | Anadara Phc | Centrifuge Machine ( 6 Tube ) | Model Not Available | 3000045474 | Functional | Others
35611 | Mandalgarh Chc | O.T. Light Double Dome | MODEL NOT AVAILABLE | 3000042827 | Functional | Others
35612 | Nandiya Phc | SPHYGMOMANOMETER(BP APPRATUS) | MODEL NOT AVAILABLE | 47508 | Functional | Others
35613 | Nandiya Phc | SPHYGMOMANOMETER(BP APPRATUS) | MODEL NOT AVAILABLE | 386 | Functional | Others
35614 | Khandi Ovari Nicha Fala Phc Udaipur | Weighing Machine | MODEL NOT AVAILABLE | 3000205718 | Functional | Others
35615 | Khandi Ovari Nicha Fala Phc Udaipur | Baby Weighing Machine | Model Not Available | 3000205715 | Functional | Others
35616 | Mandalgarh Chc | Intensive Care Bed | Model Not Available | 3000042830 | Functional | Others
35617 | Nandiya Phc | Instrument Sterilizer | Model Not Available | 2000035548 | Functional | Others
35618 | Sagwara Phc | Weighing Machine | MODEL NOT AVAILABLE | 3000198133 | Functional | Others
35619 | Nandiya Phc | Ice lined refrigerator | HBC-70 | 2000035549 | Functional | Others
35620 | Moondlabisoti Phc | Semi Automated Chemistry Analyzer | Model not Available | 300020670 | Functional | Others
35621 | Bharawanda Phc | Binocular Microscope | AMT 5A | 3000081816 | Functional | Cmho Supply
35622 | Udaipurwati Chc | Emergeny First Aid Kit | Medisys | 3000218263 | Functional | Others
35623 | Sagwara Phc | Baby Weighing Machine | Model Not Available | 3000198134 | Functional | Others
35624 | Bhula Phc Sirohi | SPHYGMOMANOMETER(BP APPRATUS) | MODEL NOT AVAILABLE | 2000035524 | Functional | Others
35625 | Deldar Phc | Blood Bank Refrigerator | Model not available | 3000119026 | Functional | Others
35626 | Udaipurwati Chc | SPHYGMOMANOMETER(BP APPRATUS) | MODEL NOT AVAILABLE | 3000218280 | Functional | Others
35627 | Bangu Ka Gaon Phc | Syringe Needle Destroyer | Model not available | 3000056199 | Functional | Others
35628 | Bangu Ka Gaon Phc | SPHYGMOMANOMETER(BP APPRATUS) | MODEL NOT AVAILABLE | 3000056204 | Functional | Others
35629 | Bakhtawarpura Phc | MTP Suction apparatus electrically operated | MODEL NOT AVAILABLE | 3000218575 | Functional | Others
35630 | Atru Chc | Binocular Microscope | Model Not Available | 3000199673 | Functional | Others
35631 | Sarana Phc | Ice lined refrigerator | Model Not Available | 2000034263 | Functional | Others
35632 | Manaksas Phc Jhunjunu | Syringe Needle Destroyer | Model not available | 3000218230 | Functional | Others
35633 | Sawa Chc | Incubator | Yorco : YSI - 431 | 3000203368 | Functional | Others
35634 | Devari Phc Chittorgarh | SPHYGMOMANOMETER(BP APPRATUS) | MODEL NOT AVAILABLE | 3000199001 | Functional | Others
35635 | Bhichor Phc | Binocular Microscope | Microlux - 16 | 3000199225 | Functional | Others
35636 | Bhichor Phc | Syringe Needle Destroyer | Model not available | 3000199226 | Functional | Others
35637 | Nimbahera Dh Chittorgarh | Binocular Microscope | Model Not Available | 3000203004 | Functional | Others
35638 | Devari Phc Chittorgarh | Baby Weighing Machine | Model Not Available | 3000199005 | Functional | Others
35639 | Deva Phc | Baby Weighing Machine | Model Not Available | 3000056026 | Functional | Others
35640 | Bhichor Phc | Colorimeter | MODEL NOT AVAILABLE | 3000199228 | Functional | Others
35641 | Deva Phc | Baby Weighing Machine | Model Not Available | 3000056027 | Functional | Others
35642 | Devari Phc Chittorgarh | Nebulizer | MODEL NOT AVAILABLE | 3000199006 | Functional | Others
35643 | Devari Phc Chittorgarh | Instrument Sterilizer | Model Not Available | 3000199008 | Functional | Others
35644 | Nimbahera Dh Chittorgarh | Incubator | MODEL NOT AVAILABLE | 1124 | Functional | Others
35645 | Aarni Phc Chittorgarh | Baby Weighing Machine | Model Not Available | 3000199142 | Functional | Others
35646 | Nimbahera Dh Chittorgarh | Binocular Microscope | Model Not Available | 3000203020 | Functional | Others
35647 | Begun Chc | Pulse Oxymeter | Model Not Available | 3000203319 | Functional | Others
35648 | Begun Chc | Freezes | MODEL NOT AVAILABLE | 3000203321 | Functional | Others
35649 | Begun Chc | Autoclave | Model not available | 3000203323 | Functional | Others
35650 | Begun Chc | Instrument Sterilizer | Model Not Available | 3000203324 | Functional | Others
35651 | Begun Chc | Nebulizer | MODEL NOT AVAILABLE | 3000203326 | Functional | Others
35652 | Begun Chc | Suction Machine | Model Not Available | 3000203329 | Functional | Others
35653 | Chhabra Chc | Centrifuge Machine ( 4 Tube ) | Model not available | 3000199597 | Functional | Others
35654 | Chhabra Chc | Autoclave | Model not available | 3000199609 | Functional | Others
35655 | Chhabra Chc | Suction Machine | Model Not Available | 3000199621 | Functional | Others
35656 | Chhabra Chc | Blood Bank Refrigerator | Model not available | 3000199622 | Functional | Others
35657 | Khirni Phc | Freezes | MODEL NOT AVAILABLE | 2000020041 | Functional | Others
35658 | Deori Phc | Syringe Needle Destroyer | Model not available | 3000208601 | Functional | Others
35659 | Khirni Phc | Autoclave | Model not available | 3855 | Functional | Cmho Supply
35660 | Anadara Phc | Suction Machine | Model Not Available | 3000045470 | Functional | Others
35661 | Dhorimanna Chc | SPHYGMOMANOMETER(BP APPRATUS) | MODEL NOT AVAILABLE | 30002010014 | Functional | Others
35662 | Anadara Phc | Freezes | Kelvinator KGE 193 | 3000045472 | Functional | Others
35663 | Jk Lone Hospital Jaipur | Binocular Microscope | Model Not Available | 12E580 | Functional | Others
35664 | Gogunda Chc | Syringe Needle Destroyer | Model not available | 3000205365 | Functional | Others
35665 | Gogunda Chc | Syringe Needle Destroyer | Model not available | 3000205373 | Functional | Others
35666 | Gogunda Chc | Syringe Needle Destroyer | Model not available | 3000205390 | Functional | Others
35667 | Gogunda Chc | Syringe Needle Destroyer | Model not available | 3000205397 | Functional | Others
35668 | Gogunda Chc | Baby Weighing Machine | Model Not Available | 30722624 | Functional | Others
35669 | Mandalgarh Chc | Spot Light ( Portable ) | Model Not Available | 3000042829 | Functional | Others
35670 | Gogunda Chc | Instrument Sterilizer | Model Not Available | 3000205371 | Functional | Others
35671 | Gogunda Chc | Instrument Sterilizer | Model Not Available | 3000205379 | Functional | Others
35672 | Bant Phc Sirohi | Sahlis HB Meter | Model not available | 2000035472 | Functional | Others
35673 | Nandiya Phc | Radiant Heat Warmer | Meditrin - Heat Warmer | 2000035544 | Functional | Others
35674 | Nandiya Phc | Spot Light ( Portable ) | Model Not Available | 2000035545 | Functional | Others
35675 | Dist Hospital Barmer Dh | Multi-Para Monitor | Model not available | 3000124584 | Functional | Others
35676 | Dist Hospital Barmer Dh | Multi-Para Monitor | Model not available | 3000124583 | Functional | Others
35677 | Dist Hospital Barmer Dh | Multi-Para Monitor | Model not available | 3000124588 | Functional | Others
35678 | Dist Hospital Barmer Dh | Multi-Para Monitor | Model not available | 3000124587 | Functional | Others
35679 | Dist Hospital Barmer Dh | Multi-Para Monitor | Model not available | 3000124586 | Functional | Others
35680 | Mirjapur Chc Baran | Hemoglobin meter | Model Not Available | 3000203622 | Functional | Others
35681 | Tyonda Phc | Ice lined refrigerator | MK - 142 | 24511036 | Functional | Vestfrost Solutions
35682 | Tyonda Phc | Weighing Machine | MODEL NOT AVAILABLE | 3000218866 | Functional | Others
35683 | Mirjapur Chc Baran | Syringe Needle Destroyer | Model not available | 3000203624 | Functional | Others
35684 | Mirjapur Chc Baran | Baby Weighing Machine | Model Not Available | 3000203623 | Functional | Others
35685 | Mirjapur Chc Baran | SPHYGMOMANOMETER(BP APPRATUS) | MODEL NOT AVAILABLE | 3000203625 | Functional | Others
35686 | Mirjapur Chc Baran | Baby Weighing Machine | Model Not Available | 3000203626 | Functional | Cmho Supply
35687 | Jakhora Phc | Weighing Machine | MODEL NOT AVAILABLE | 3000218631 | Functional | Crown Digital Scales Inc
35688 | Jashma Phc | Blood Bank Refrigerator | Model not available | 3000199181 | Functional | Others
35689 | Jashma Phc | Blood Bank Refrigerator | Model not available | 3000199183 | Functional | Others
35690 | Mirjapur Chc Baran | Blood Bank Refrigerator | Model not available | 3000203634 | Functional | Others
35691 | Sarana Phc | Binocular Microscope | Model Not Available | 2000034259 | Functional | Others
35692 | Mirjapur Chc Baran | Instrument Sterilizer | Model Not Available | 3000203637 | Functional | Others
35693 | Mirjapur Chc Baran | Autoclave | Model not available | 3000203639 | Functional | Others
35694 | Kithana Phc | SPHYGMOMANOMETER(BP APPRATUS) | Pagoda | 3000218508 | Non Functional Not Repairable | Elite Scientific Corporation
35695 | Bakhtawarpura Phc | Baby Weighing Machine | Model Not Available | 3000218576 | Functional | Crown Digital Scales Inc
35696 | Atru Chc | Dental Chair Unit | Model Not Available | 3000199671 | Functional | Others
35697 | Govt Hospital Nasirabad Sdh | Blood Bank Refrigerator | Model not available | 3000047599 | Functional | Others
35698 | Govt Hospital Nasirabad Sdh | Ice lined refrigerator | Model Not Available | 3000047600 | Functional | Others
35699 | Atru Chc | Blood Cell Counter - 3 part | Horiba - ABX Micros ES 60 | 3000199674 | Functional | Others
35700 | Jashma Phc | Glucometer | Model not available | 3000199178 | Functional | Others
35701 | Atru Chc | Semi Automated Chemistry Analyzer | Model not Available | 3000199675 | Functional | Others
35702 | Manaksas Phc Jhunjunu | Baby Weighing Machine | Model Not Available | 3000218231 | Functional | Others
35703 | Bakhtawarpura Phc | Syringe Needle Destroyer | Model not available | 3000218580 | Functional | Others
35704 | Bakhtawarpura Phc | Syringe Needle Destroyer | Model not available | 3000218581 | Functional | Others
35705 | Deogaon Chc Ajmer | Weighing Machine | MODEL NOT AVAILABLE | 3000047199 | Functional | Others
35706 | Kotri Chc | 100mA X-Ray Machine | Model not available | 1457 | Functional | Others
35707 | Jk Lone Hospital Jaipur | Suction Machine | Model Not Available | 3000085584 | Functional | Others
35708 | Gulabpura Chc | Semi Automated Chemistry Analyzer | Model not Available | 1213050 | Functional | Others
35709 | Jk Lone Hospital Jaipur | Radiant Heat Warmer | Model Not Available | 3000085588 | Functional | Others
35710 | Chanar Phc | Centrifuge Machine ( 4 Tube ) | Model not available | 3000119040 | Functional | Others
35711 | Chanar Phc | Blood Bank Refrigerator | Model not available | 3000119045 | Functional | Others
35712 | Jk Lone Hospital Jaipur | Multi-Para Monitor | Model not available | 3000085631 | Functional | Others
35713 | Vallabhunagar Chc | VDRL Rotator (Rotor and Shaker) | Yorco - YSI 148 | 06J0699 | Functional | Yorco Sales Pvt Ltd
35714 | Jk Lone Hospital Jaipur | Ventilator | Model Not Available | 20135I21326 | Functional | Others
35715 | Gogunda Chc | Suction Machine | Model Not Available | 3000205364 | Functional | Bhasin Sons Private Limited
35716 | Mandalgarh Chc | Boyles Apparatus | MODEL NOT AVAILABLE | 3000042829 | Functional | Others
35717 | Paraniya Phc | Binocular Microscope | Model Not Available | 3000088461 | Functional | Others
35718 | Gogunda Chc | Oxygen Concentrator | BPL - OG 4203 | AXTCOB4910 | Functional | Bpl Medical Technologies
35719 | Jk Lone Hospital Jaipur | Electrolyte Analyzer | Model not available | 8L00135 | Functional | Others
35720 | Gogunda Chc | Suction Machine | Model Not Available | 3000205372 | Functional | Suprime Enterprises
35721 | Gogunda Chc | Suction Machine | MODEL NOT AVAILABLE | 3000280992 | Functional | Others
35722 | Jk Lone Hospital Jaipur | Automated Urine Analyzer | Model not available | A1628 | Functional | Others
35723 | Gogunda Chc | FOOT OPERATED SUCTION MACHINE | SU-101 | 11141 | Functional | Niscomed Electro Medical Devices
35724 | Anadara Phc | Glucometer | Model not available | 3000045478 | Functional | Others
35725 | Gogunda Chc | Anesthesia Machine | MODEL NOT AVAILABLE | 2266173 | Functional | Gayatri Sales Corporation Jaipur
35726 | Gogunda Chc | Anesthesia Machine | MODEL NOT AVAILABLE | 3000205384 | Functional | Gayatri Sales Corporation Jaipur
35727 | Gogunda Chc | Anesthesia Machine | MODEL NOT AVAILABLE | 3000205385 | Functional | Gayatri Sales Corporation Jaipur
35728 | Bant Phc Sirohi | Baby Weighing Machine | Model Not Available | 2000035470 | Functional | Others
35729 | Jk Lone Hospital Jaipur | Centrifuge Machine (36 Tubes) | Model Not Available | 3000085525 | Functional | Others
35730 | Udaipurwati Chc | Weighing Machine | MODEL NOT AVAILABLE | 3000218428 | Functional | Others
35731 | Udaipurwati Chc | Baby Weighing Machine | Model Not Available | 3000218429 | Functional | Others
35732 | Jk Lone Hospital Jaipur | Centrifuge Machine (36 Tubes) | REMI - R 23 | HGNCI-680 | Functional | Others
35733 | Binota Chc Chittorgarh | Semi Automated Chemistry Analyzer | Model not Available | 3000203053 | Functional | Others
35734 | Binota Chc Chittorgarh | Semi Automated Chemistry Analyzer | Model not Available | 3000203065 | Functional | Others
35735 | Vijaynagar Chc | ECG Machine (Single Channel) | Model Not Available | 30000477 | Functional | Others
35736 | Umand Phc | FOOT OPERATED SUCTION MACHINE | MODEL NOT AVAILABLE | 3000199346 | Functional | Others
35737 | Bera Chc | Syringe Needle Destroyer | Model not available | 3000197308 | Functional | Others
35738 | Kapasan Chc | Blood Bank Refrigerator | Model not available | 3000203177 | Functional | Others
35739 | Chirawa Chc | Suction Machine | Model Not Available | 3000218358 | Functional | Others
35740 | Chirawa Chc | Radiant Heat Warmer | Zeal - RHW 2101A | RHW2101A/0913/2007 | Functional | Zeal Medical Pvt Ltd
35741 | Chirawa Chc | Phototherepy Unit | MODEL NOT AVAILABLE | 3000218362 | Functional | Meditrin Instruments
35742 | Chirawa Chc | Phototherepy Unit | Fenam, Bilitron Sky 5006 | 3000218361 | Functional | Fanem
35743 | Begun Chc | Defibrillator | MODEL NOT AVAILABLE | 3000203332 | Functional | Others
35744 | Begun Chc | Weighing Machine | MODEL NOT AVAILABLE | 3000203336 | Functional | Others
35745 | Begun Chc | Blood Bank Refrigerator | Model not available | 3000203337 | Functional | Others
35746 | Begun Chc | Blood Bank Refrigerator | Model not available | 3000203339 | Functional | Others
35747 | Ardawata Phc | Weighing Machine | MODEL NOT AVAILABLE | 3000218554 | Functional | Crown Digital Scales Inc
35748 | Begun Chc | Blood Cell Counter - 3 part | Horiba - ABX Micros ES 60 | 3000203280 | Functional | Others
35749 | Begun Chc | Freezes | MODEL NOT AVAILABLE | 3000203284 | Functional | Others
35750 | Begun Chc | Syringe Needle Destroyer | Model not available | 3000203328 | Functional | Others
35751 | Begun Chc | Hot Air Oven | Model not available | 3000203287 | Functional | Others
35752 | Ardawata Phc | Glucometer | Accu Chek Performa | 3000218561 | Functional | Roche Digital Pvt Ltd
35753 | Begun Chc | VDRL Rotator (Rotor and Shaker) | Yorco - YSI 148 | 3000203288 | Functional | Others
35754 | Begun Chc | Hemoglobin meter | Model Not Available | 3000203291 | Functional | Others
35755 | Sihod Phc | Glucometer | Easy Touch ET-101 | 1012A004477 | Functional | Others
35756 | Sihod Phc | Centrifuge Machine ( 4 Tube ) | Model not available | 3000218707 | Functional | Others
35757 | Begun Chc | Syringe Needle Destroyer | Model not available | 3000203296 | Functional | Others
35758 | Katunda Chc | Centrifuge Machine ( 4 Tube ) | Model not available | 3000203267 | Functional | Others
35759 | Chhipabarod Chc | Instrument Sterilizer | Model Not Available | 3000199740 | Functional | Others
35760 | Ked Phc Jhunjhunu | Weighing Machine | MODEL NOT AVAILABLE | 2000046934 | Functional | Others
35761 | Chhabra Chc | Radiant Heat Warmer | Model Not Available | 3000199613 | Functional | Others
35762 | City Dispensary Kali Palton Tonk | Binocular Microscope | Model Not Available | 3000055242 | Functional | Others
35763 | Chhabra Chc | Hydraulic Operation Table | MODEL NOT AVAILABLE | 3000199619 | Functional | Others
35764 | Chhabra Chc | Hydraulic Operation Table | MODEL NOT AVAILABLE | 3000199620 | Functional | Others
35765 | Umara Phc Sikar | Binocular Microscope | Model Not Available | 2000031228 | Functional | Others
35766 | City Dispensary Takhta Tonk | Binocular Microscope | Model Not Available | 3000088242 | Functional | Others
35767 | Bhinder Chc | Freezes | MODEL NOT AVAILABLE | 3000204286 | Functional | Videocon Industries Ltd
35768 | Pachewar Phc | Binocular Microscope | Model Not Available | 3000088499 | Functional | Others
35769 | Ramgarh Phc Baran | Radiant Heat Warmer | Model Not Available | 3000208628 | Functional | Others
35770 | Ramgarh Phc Baran | Weighing Machine | MODEL NOT AVAILABLE | 3000208631 | Functional | Others
35771 | Ramgarh Phc Baran | Blood Bank Refrigerator | Model not available | 3000208633 | Functional | Others
35772 | Tordi Phc | Monocular Microscope | Model not available | 3000080225 | Functional | Others
35773 | Tordi Phc | Instrument Sterilizer | Model Not Available | 3000080229 | Functional | Paras Enterprises
35774 | Koyla Phc | Fetal Doppler | MODEL NOT AVAILABLE | 3000203534 | Functional | Others
35775 | Koyla Phc | Syringe Needle Destroyer | Model not available | 3000203536 | Functional | Cmho Supply
35776 | Kotri Luharwas Phc | Centrifuge Machine ( 8 Tube) | Model Not Available | IGLC-11021 | Functional | Others
35777 | Sarera Phc | Weighing Machine | MODEL NOT AVAILABLE | 3000205786 | Functional | Others
35778 | Jk Lone Hospital Jaipur | Binocular Microscope | Model Not Available | 140368485 | Functional | Others
35779 | Moondlabisoti Phc | Blood Bank Refrigerator | Model not available | 3000203671 | Functional | Others
35780 | Bhula Phc Sirohi | Weighing Machine | MODEL NOT AVAILABLE | 2000035525 | Functional | Others
35781 | Sagwara Phc | Centrifuge Machine ( 4 Tube ) | Model not available | 3000198135 | Functional | Others
35782 | Moondlabisoti Phc | Syringe Needle Destroyer | Model not available | 3000203672 | Functional | Cmho Supply
35783 | Moondlabisoti Phc | Syringe Needle Destroyer | Model not available | 3000203673 | Functional | Cmho Supply
35784 | Deldar Phc | SPHYGMOMANOMETER(BP APPRATUS) | MODEL NOT AVAILABLE | 3000119024 | Functional | Others
35785 | Chirawa Chc | SPHYGMOMANOMETER(BP APPRATUS) | MODEL NOT AVAILABLE | 3000218338 | Functional | Others
35786 | Chirawa Chc | SPHYGMOMANOMETER(BP APPRATUS) | MODEL NOT AVAILABLE | 3000218339 | Functional | Others
35787 | Chirawa Chc | Centrifuge Machine ( 4 Tube ) | Remi 4C | 3000218345 | Functional | Remi Electrotechnik Ltd
35788 | Pookh Chc | Glucometer | Model not available | A103B-08J20-1413 | Functional | Others
35789 | Akola Chc Chittorgarh | Baby Weighing Machine | Model Not Available | 3000203409 | Functional | Others
35790 | Pookh Chc | Monocular Microscope | Model not available | 2000046886 | Non Functional Repairable | Others
35791 | Pookh Chc | Hemoglobin meter | HB 301 | 13428113251 | Functional | Hemocue India
35792 | Meghpur Phc | Centrifuge Machine ( 6 Tube ) | Model Not Available | 3000199258 | Functional | Others
35793 | Bhaisroardgarh Phc | Syringe Needle Destroyer | Microsil ND 20 | 3000203142 | Functional | Others
35794 | Chinoo Phc | Binocular Microscope | Model Not Available | 3000056568 | Functional | Others
35795 | Pipalda Phc | Weighing Machine | MODEL NOT AVAILABLE | 2000020197 | Functional | Others
35796 | Chinoo Phc | FOOT OPERATED SUCTION MACHINE | MODEL NOT AVAILABLE | 3000056571 | Functional | Others
35797 | Binota Chc Chittorgarh | Fetal Doppler | MODEL NOT AVAILABLE | 3000203064 | Functional | Others
35798 | Nandwai Phc | Syringe Needle Destroyer | Model not available | 3000199249 | Functional | Others
35799 | Vijaynagar Chc | Binocular Microscope | Model Not Available | 3000047759 | Functional | Others
35800 | Kapasan Chc | FOGGING MACHINE | MODEL NOT AVAILABLE | 3000203201 | Functional | Others
35801 | Chirawa Chc | Syringe Needle Destroyer | Model not available | 3000218357 | Functional | Others
35802 | Chirawa Chc | Incubator | MODEL NOT AVAILABLE | 3000218364 | Non Functional Repairable | Others
35803 | Chirawa Chc | SPHYGMOMANOMETER(BP APPRATUS) | MODEL NOT AVAILABLE | 3000218603 | Non Functional Repairable | Ajay Optical India
35804 | Chirawa Chc | SPHYGMOMANOMETER(BP APPRATUS) | MODEL NOT AVAILABLE | 3000218602 | Non Functional Repairable | Others
35805 | Chirawa Chc | SPHYGMOMANOMETER(BP APPRATUS) | MODEL NOT AVAILABLE | 3000218604 | Non Functional Repairable | Others
35806 | Chirawa Chc | SPHYGMOMANOMETER(BP APPRATUS) | MODEL NOT AVAILABLE | 3000218605 | Non Functional Repairable | Others
35807 | Chirawa Chc | SPHYGMOMANOMETER(BP APPRATUS) | MODEL NOT AVAILABLE | 3000218606 | Non Functional Repairable | Others
35808 | Chirawa Chc | SPHYGMOMANOMETER(BP APPRATUS) | MODEL NOT AVAILABLE | 3000218607 | Non Functional Repairable | Others
35809 | Chirawa Chc | SPHYGMOMANOMETER(BP APPRATUS) | MODEL NOT AVAILABLE | 3000218608 | Non Functional Repairable | Others
35810 | Chirawa Chc | SPHYGMOMANOMETER(BP APPRATUS) | MODEL NOT AVAILABLE | 3000218609 | Non Functional Repairable | Others
35811 | Amar Garh Choki Phc Sawai Madhopur | Instrument Sterilizer | Model Not Available | 3000084207 | Functional | Cmho Supply
35812 | Khirni Phc | Radiant Heat Warmer | Zeal - RHW 2101A | 1A107131795 | Functional | Zeal Medical Pvt Ltd
35813 | Khirni Phc | Ice lined refrigerator | MK-144 | 20032300283 | Functional | Others
35814 | Deori Phc | Glucometer | Model not available | 3000208600 | Functional | Others
35815 | Deori Phc | Syringe Needle Destroyer | Model not available | 3000208607 | Functional | Others
35816 | Lamba Kalan Phc Tonk | Syringe Needle Destroyer | Model not available | 3000080198 | Functional | Others
35817 | Bhinder Chc | Incubator | MODEL NOT AVAILABLE | 3000204281 | Functional | Others
35818 | Bhinder Chc | Blood Bank Refrigerator | Model not available | 3000204284 | Functional | Others
35819 | Bhinder Chc | Blood Bank Refrigerator | Model not available | 3000204285 | Functional | Others
35820 | Deepawas Phc | Centrifuge Machine ( 8 Tube) | REMI - R 8C | HGLC-9318 | Functional | Remi Electrotechnik Ltd
35821 | Deepawas Phc | Binocular Microscope | Quasmo | 2000031492 | Functional | Quality Scientific And Mechanical Works Pvt Ltd
35822 | Bhinder Chc | Pulse Oxymeter | Model Not Available | 3000204302 | Functional | Others
35823 | Gijgarh Chc | Radiant Heat Warmer | Zeal - RHW 2101A | RHW2101A109131880 | Non Functional Not Repairable | Zeal Medical Pvt Ltd
35824 | Gijgarh Chc | Blood Bank Refrigerator | Model not available | 248 | Functional | Haier Appliances India Pvt
35825 | Dasroli Phc | Ice lined refrigerator | Model Not Available | 2000031236 | Functional | Others
35826 | Koyla Phc | Binocular Microscope | Model Not Available | 3000203539 | Functional | Others
35827 | Sarera Phc | Radiant Heat Warmer | MODEL NOT AVAILABLE | 3000214928 | Functional | Others
35828 | Mandalgarh Chc | SPHYGMOMANOMETER(BP APPRATUS) | MODEL NOT AVAILABLE | 277033 | Functional | Others
35829 | Gogunda Chc | Freezes | MODEL NOT AVAILABLE | 3000205366 | Functional | Videocon Industries Ltd
35830 | Paraniya Phc | Glucometer | Model not available | M100002800 | Functional | Others
35831 | Khandi Ovari Nicha Fala Phc Udaipur | Syringe Needle Destroyer | Model not available | 3000205717 | Functional | Others
35832 | Paraniya Phc | Hemoglobin meter | Model Not Available | 3000088461 | Functional | Others
35833 | Bant Phc Sirohi | SPHYGMOMANOMETER(BP APPRATUS) | MODEL NOT AVAILABLE | 242798 | Functional | Others
35834 | Gogunda Chc | O.T. Light Double Dome | MODEL NOT AVAILABLE | 3000205382 | Functional | Cognate India
35835 | Bant Phc Sirohi | Baby Weighing Machine | Model Not Available | 2000035469 | Functional | Others
35836 | Jk Lone Hospital Jaipur | ESR Analyzer | VES - Matic Cube 80 | 80326 | Functional | Others
35837 | Govt Hospital Nasirabad Sdh | Digital Photo Calorimeter | Model not available | 3000047713 | Functional | Others
35838 | Kadel Phc | Monocular Microscope | Model not available | 9504142 | Functional | Others
35839 | Budhwara Phc | Blood Bank Refrigerator | Model not available | 2000033398 | Functional | Others
35840 | Govt Hospital Nasirabad Sdh | Colorimeter | MODEL NOT AVAILABLE | 3000047714 | Functional | Others
35841 | Budhwara Phc | Freezes | MODEL NOT AVAILABLE | 2000033401 | Functional | Others
35842 | Budhwara Phc | Nebulizer | MODEL NOT AVAILABLE | 2000033402 | Functional | Others
35843 | Budhwara Phc | Suction Machine | Model Not Available | 2000033404 | Functional | Others
35844 | Kadel Phc | Ice lined refrigerator | HBC-70 | 2000033412 | Functional | Others
35845 | Govt Hospital Nasirabad Sdh | Incubator | MODEL NOT AVAILABLE | 3000047603 | Functional | Others
35846 | Dhal Phc Ajmer | Baby Weighing Machine | Model Not Available | 3000049092 | Functional | Others
35847 | Dhal Phc Ajmer | Syringe Needle Destroyer | Nulife - Dots | 3000049093 | Functional | Others
35848 | Govt Hospital Nasirabad Sdh | Binocular Microscope | Model Not Available | 3000047687 | Functional | Others
35849 | Govt Hospital Nasirabad Sdh | Blood Cell Counter - 3 part | Model not available | 3000047688 | Functional | Others
35850 | Govt Hospital Nasirabad Sdh | Semi Automated Chemistry Analyzer | Model not Available | 3000047689 | Functional | Others
35851 | Chapaneri Phc Ajmer | Syringe Needle Destroyer | Model not available | 2000032924 | Functional | Others
35852 | Chapaneri Phc Ajmer | Ice lined refrigerator | HBD-116 | 2000032927 | Functional | Others
35853 | Govt Hospital Nasirabad Sdh | Incubator | MODEL NOT AVAILABLE | 3000047691 | Functional | Others
35854 | Govt Hospital Nasirabad Sdh | Blood Bank Refrigerator | Model not available | 3000047694 | Functional | Others
35855 | A K Hospital Beawar Ajmer Dh | Cobalt Radiotherapy machine | Model Not Available | 2000034670 | Functional | Others
35856 | A K Hospital Beawar Ajmer Dh | Cobalt Radiotherapy machine | Model Not Available | 2000034671 | Functional | Others
35857 | Y N Hospital Kishangarh Sdh | Pulse Oxymeter | Model Not Available | 62008984 | Functional | Others
35858 | Y N Hospital Kishangarh Sdh | Pulse Oxymeter | Model Not Available | C09P0525 | Functional | Others
35859 | Y N Hospital Kishangarh Sdh | Slit Lamp | Model Not Available | 3000047422 | Functional | Others
35860 | A K Hospital Beawar Ajmer Dh | Anesthesia Machine | MODEL NOT AVAILABLE | 2000034572 | Functional | Others
35861 | A K Hospital Beawar Ajmer Dh | Spot Light ( Portable ) | Model Not Available | cp90015049 | Functional | Others
35862 | Jln Central Store Medical College | Syringe Infusion Pump | JAZ-1800C | 2000032500 | Functional | Others
35863 | Jln Central Store Medical College | Syringe Infusion Pump | JAZ-1800C | 2000032501 | Functional | Others
35864 | Jk Lone Hospital Jaipur | Ventilator | Model Not Available | 216061 | Functional | Others
35865 | Gulabpura Chc | Incubator | MODEL NOT AVAILABLE | 3000125962 | Functional | Others
35866 | Chanar Phc | Spot Light ( Portable ) | Model Not Available | 3000119055 | Functional | Others
35867 | Vallabhunagar Chc | Centrifuge Machine (24 Tubes) | R-8C DX | JBL098786 | Functional | Remi Electrotechnik Ltd
35868 | Jk Lone Hospital Jaipur | Ventilator | Model Not Available | 20135I21331 | Functional | Others
35869 | Jk Lone Hospital Jaipur | Ventilator | Model Not Available | 20135I21328 | Functional | Others
35870 | Mandalgarh Chc | Glucometer | Model not available | 3000042852 | Functional | Others
35871 | Vallabhunagar Chc | Tonometer | Model Not Available | 3000205336 | Functional | Others
35872 | Kailash Nagar Phc | Baby Weighing Machine | Model Not Available | 3000042634 | Functional | Others
35873 | Krishanganj Chc Sirohi | Fetal Doppler | ND - 102 | 2000035350 | Functional | Others
35874 | Jk Lone Hospital Jaipur | Baby Weighing Machine | Model Not Available | 3000085648 | Functional | Others
35875 | Sheoganj Chc | Radiant Heat Warmer | Model Not Available | 3000119112 | Functional | Others
35876 | Sarera Phc | SPHYGMOMANOMETER(BP APPRATUS) | MODEL NOT AVAILABLE | 98122979 | Functional | Ajay Optical India
35877 | Kotri Luharwas Phc | Freezes | MODEL NOT AVAILABLE | 106NRNK12579 | Functional | Lg
35878 | Kotri Luharwas Phc | SPHYGMOMANOMETER(BP APPRATUS) | MODEL NOT AVAILABLE | 2000031806 | Functional | Others
35879 | Mandalgarh Chc | Pulse Oxymeter | Model Not Available | 3000042824 | Functional | Others
35880 | Gogunda Chc | Radiant Heat Warmer | Zeal - RHW 2101A | 3000205367 | Functional | Zeal Medical Pvt Ltd
35881 | Gogunda Chc | Radiant Heat Warmer | Zeal - RHW 2101A | RHW2101A/0713/359 | Functional | Zeal Medical Pvt Ltd
35882 | Gogunda Chc | Radiant Heat Warmer | Zeal - RHW 2101A | RHW2101A0713/360 | Functional | Zeal Medical Pvt Ltd
35883 | Nandiya Phc | Baby Weighing Machine | Docbel Braun | 2000035546 | Functional | Others
35884 | Nandiya Phc | Blood Bank Refrigerator | Model not available | 2000035550 | Functional | Others
35885 | Mandalgarh Chc | Baby Weighing Machine | Model Not Available | 3000042831 | Functional | Others
35886 | Udaipurwati Chc | Cold Light Source | MODEL NOT AVAILABLE | 3000218412 | Functional | Others
35887 | Udaipurwati Chc | Cold Light Source | MODEL NOT AVAILABLE | 3000218413 | Functional | Others
35888 | Deldar Phc | Freezes | MODEL NOT AVAILABLE | 3000119025 | Functional | Others
35889 | Jk Lone Hospital Jaipur | 1.5 Ton Split Air Conditioner | Blue Star - 5HW18ZB | 3000085534 | Functional | Others
35890 | Pookh Chc | Syringe Needle Destroyer | Model not available | 2000046872 | Functional | Bhasin Sons Private Limited
35891 | Pookh Chc | Glucometer | Model not available | RMDB017922 | Functional | Others
35892 | Pookh Chc | Syringe Needle Destroyer | Model not available | 2000046897 | Non Functional Repairable | Bhasin Sons Private Limited
35893 | Pookh Chc | Syringe Needle Destroyer | Model not available | 2000046898 | Non Functional Repairable | Bhasin Sons Private Limited
35894 | Chirawa Chc | Phototherepy Unit | MODEL NOT AVAILABLE | 3000218363 | Functional | Zeal Medical Pvt Ltd
35895 | Loharki Phc | Binocular Microscope | PZB 22 | 3000056980 | Functional | Others
35896 | Chirawa Chc | Fetal Doppler | MODEL NOT AVAILABLE | 3000218596 | Non Functional Repairable | Bpl Medical Technologies
35897 | Chirawa Chc | Blood Bank Refrigerator | Model not available | 3000218599 | Functional | Others
35898 | Loharki Phc | STABILIZER | MODEL NOT AVAILABLE | 3000056982 | Functional | Others
35899 | Chirawa Chc | Pulse Oxymeter | Model Not Available | 3000218601 | Functional | Others
35900 | Chirawa Chc | SPHYGMOMANOMETER(BP APPRATUS) | MODEL NOT AVAILABLE | 3000218612 | Functional | Others
35901 | Khuri Phc | Freezes | MODEL NOT AVAILABLE | 3000056602 | Functional | Others
35902 | Khuri Phc | Spot Light ( Portable ) | Model Not Available | 3000056609 | Functional | Others
35903 | Udaipurwati Chc | FOOT OPERATED SUCTION MACHINE | MODEL NOT AVAILABLE | 3000218392 | Functional | Others
35904 | Phalsund Chc | Defibrillator | DEFIGARD 4000 | 3000056624 | Functional | Others
35905 | Phalsund Chc | Hot Air Oven | Yorco - YSI - 431D | 3000056626 | Functional | Others
35906 | Udaipurwati Chc | MTP Suction apparatus electrically operated | MODEL NOT AVAILABLE | 3000218262 | Non Functional Repairable | Others
35907 | Udaipurwati Chc | Instrument Sterilizer | Model Not Available | 3000218276 | Functional | Others
35908 | Udaipurwati Chc | Instrument Sterilizer | Model Not Available | 3000218277 | Functional | Others
35909 | Udaipurwati Chc | Autoclave | Model not available | 3000218275 | Functional | Others
35910 | Deva Phc | Binocular Microscope | Model Not Available | 95340 | Functional | Others
35911 | Deogaon Chc Ajmer | FOGGING MACHINE | MODEL NOT AVAILABLE | 3000047200 | Functional | Others
35912 | Atru Chc | Blood Bank Refrigerator | Model not available | 3000199680 | Functional | Others
35913 | Shimla Phc | Ice lined refrigerator | MK - 142 | 24511591 | Functional | Vestfrost Solutions
35914 | Bakhtawarpura Phc | Ice lined refrigerator | SB 142 | 24525380 | Functional | Vestfrost Solutions
35915 | Deva Phc | Glucometer | Model not available | 3000056014 | Functional | Others
35916 | Heerawa Phc | Baby Weighing Machine | Model Not Available | 3000218772 | Functional | Others
35917 | Gangori Hospital | Syringe Needle Destroyer | Model not available | 3000139831 | Functional | Others
35918 | Mandar Phc | FOOT OPERATED SUCTION MACHINE | SU-101 | 2000035461 | Functional | Others
35919 | Varada Phc | Incubator | MODEL NOT AVAILABLE | 3000045414 | Functional | Others
35920 | Gangori Hospital | Centrifuge Machine ( 16 Tube ) | Model not available | 3000139505 | Functional | Others
35921 | Chhipabarod Chc | Fetal Doppler | MODEL NOT AVAILABLE | 3000199742 | Functional | Others
35922 | Chhipabarod Chc | Fetal Doppler | MODEL NOT AVAILABLE | 3000199743 | Functional | Others
35923 | Hanspur Phc Sikar | Syringe Needle Destroyer | Model not available | 2000029006 | Functional | Zeal Medical Pvt Ltd
35924 | Chhipabarod Chc | Centrifuge Machine ( 4 Tube ) | Model not available | 3000199752 | Functional | Others
35925 | Chhipabarod Chc | Instrument Sterilizer | Model Not Available | 3000199766 | Functional | Others
35926 | Chhipabarod Chc | FOGGING MACHINE | MODEL NOT AVAILABLE | 3000199767 | Functional | Others
35927 | Chhipabarod Chc | Defibrillator with Cardiac Monitor | Model Not Available | 3000199768 | Functional | Others
35928 | Malarna Station Phc | SPHYGMOMANOMETER(BP APPRATUS) | MODEL NOT AVAILABLE | 14004778 | Functional | Kamal Coach Works Pvy Ltd
35929 | Chhabra Chc | VDRL Rotator (Rotor and Shaker) | Model Not Available | 3000199596 | Functional | Others
35930 | Ked Phc Jhunjhunu | Instrument Sterilizer | Model Not Available | 2000046928 | Functional | Others
35931 | Amar Garh Choki Phc Sawai Madhopur | Autoclave | Model not available | 3000084215 | Functional | Cmho Supply
35932 | Chhabra Chc | Syringe Needle Destroyer | Model not available | 3000199611 | Functional | Others
35933 | Amar Garh Choki Phc Sawai Madhopur | Syringe Needle Destroyer | Nulife - Dots | 3000084204 | Functional | Cmho Supply
35934 | Dundlath Phc | Hemoglobin meter | Model Not Available | 3000141145 | Functional | Schiller Healthcare India Pvt Ltd
35935 | Meena Bhadoda Phc Sawaimadhopur | SPHYGMOMANOMETER(BP APPRATUS) | MODEL NOT AVAILABLE | 3000084167 | Functional | Others
35936 | Roopgarh May Rehat Phc | Suction Machine | Model Not Available | 2000031436 | Functional | Others
35937 | Roopgarh May Rehat Phc | Fetal Doppler | MODEL NOT AVAILABLE | FB1401200499 | Functional | Others
35938 | Bhinder Chc | Centrifuge Machine ( 4 Tube ) | Remi 4C | 3000204280 | Functional | Remi Electrotechnik Ltd
35939 | Dalpatpura Phc Sikar | Glucometer | Model not available | RMDB017400 | Functional | Others
35940 | Bhinder Chc | Phototherepy Unit | MODEL NOT AVAILABLE | 3000204292 | Functional | Fanem
35941 | Bhinder Chc | 100mA X-Ray Machine | Model not available | 3000204287 | Functional | General Medical Equipment
35942 | Jln Central Store Medical College | Defibrillator | MODEL NOT AVAILABLE | 2000032502 | Functional | Others
35943 | A K Hospital Beawar Ajmer Dh | Autoclave | Model not available | 2000034616 | Functional | Others
35944 | Y N Hospital Kishangarh Sdh | Suction Machine | Model Not Available | 3000047433 | Functional | Others
35945 | Y N Hospital Kishangarh Sdh | Suction Machine | Model Not Available | 3000047432 | Functional | Others
35946 | Y N Hospital Kishangarh Sdh | Slit Lamp | Model Not Available | 3000047408 | Functional | Others
35947 | Y N Hospital Kishangarh Sdh | Slit Lamp | Model Not Available | 3000047409 | Not in use | Others
35948 | Jln Central Store Medical College | Multi-Para Monitor | Model not available | 599GA | Functional | Others
35949 | Jln Central Store Medical College | Multi-Para Monitor | Model not available | 632GA | Functional | Others
35950 | Jln Central Store Medical College | Multi-Para Monitor | Model not available | 837WA | Functional | Others
35951 | Jln Central Store Medical College | Multi-Para Monitor | Model not available | 822WA | Functional | Others
35952 | Jln Central Store Medical College | Multi-Para Monitor | Model not available | 827WA | Functional | Others
35953 | Jln Central Store Medical College | Multi-Para Monitor | Model not available | 1932 | Functional | Others
35954 | Y N Hospital Kishangarh Sdh | Anesthesia Machine | MODEL NOT AVAILABLE | 3000047405 | Functional | Others
35955 | Y N Hospital Kishangarh Sdh | Anesthesia Machine | MODEL NOT AVAILABLE | 3000047404 | Functional | Others
35956 | Y N Hospital Kishangarh Sdh | Slit Lamp | Model not available | 20049 | Functional | Others
35957 | Y N Hospital Kishangarh Sdh | Slit Lamp | Model Not Available | 3000047402 | Functional | Others
35958 | Baghsuri Phc | Syringe Needle Destroyer | Model not available | 2000032497 | Functional | Others
35959 | Baghsuri Phc | ECG Machine (Single Channel) | Model Not Available | 2000032498 | Functional | Others
35960 | Govt Hospital Nasirabad Sdh | Ultra Sonography (USG) & Colour Dopler Machine | Mindray - DP 2200 | 3000047711 | Functional | Others
35961 | Kirap Phc | Instrument Sterilizer | Model Not Available | 3000047035 | Functional | Others
35962 | Y N Hospital Kishangarh Sdh | Freezes | MODEL NOT AVAILABLE | 3000047393 | Functional | Others
35963 | Kirap Phc | Suction Machine | Model Not Available | 3000047034 | Functional | Others
35964 | Kirap Phc | Instrument Sterilizer | Model Not Available | 3000047033 | Functional | Others
35965 | Govt Hospital Nasirabad Sdh | Anesthesia Machine | MODEL NOT AVAILABLE | 3000047712 | Functional | Others
35966 | Kirap Phc | Syringe Needle Destroyer | Model not available | 3000047037 | Functional | Others
35967 | Jln Central Store Medical College | Laminar Flow | KCH-B | 203 | Functional | Others
35968 | Y N Hospital Kishangarh Sdh | Blood Bank Refrigerator | Model not available | 3000047444 | Functional | Others
35969 | Badgaon Chc | Cautry Machine | Model Not Available | 3000205065 | Functional | Electro Pvt Ltd Hydrabad
35970 | Badgaon Chc | Suction Machine | Model Not Available | 21871206 | Functional | Others
35971 | Jhakhod Phc | Centrifuge Machine ( 6 Tube ) | Model Not Available | 3000141310 | Functional | Others
35972 | Badgaon Chc | Syringe Needle Destroyer | Model not available | 3000205071 | Functional | Mrk Healthcare Pvt Ltd Delhi
35973 | Jhakhod Phc | Hemoglobin meter | Model Not Available | 3000141312 | Functional | Others
35974 | Pbm Medical College And Hospital | Instrument Sterilizer | Model Not Available | 3000042735 | Functional | Others
35975 | Pbm Medical College And Hospital | Instrument Sterilizer | Model Not Available | 3000042721 | Functional | Others
35976 | Pbm Medical College And Hospital | Instrument Sterilizer | Model Not Available | 3000042722 | Functional | Others
35977 | Pbm Medical College And Hospital | Instrument Sterilizer | Model Not Available | 3000045784 | Functional | Others
35978 | Sarada Chc | Pulse Oxymeter | Model Not Available | EA07C00744 | Functional | Mediaid Inc
35979 | Balara Phc | Centrifuge Machine ( 8 Tube) | Model Not Available | 2000037535 | Functional | Gomax X-Ray
35980 | Achnera Phc | Sahlis HB Meter | Model not available | 3000130541 | Functional | Others
35981 | Sarada Chc | Freezes | MODEL NOT AVAILABLE | 2.1022e+17 | Functional | Others
35982 | Sarada Chc | Fetal Doppler | MODEL NOT AVAILABLE | 2012FQ368 | Functional | Others
35983 | Chirana Chc | Binocular Microscope | MLW Lab | 3000141096 | Functional | Others
35984 | Sarada Chc | Instrument Sterilizer | Model Not Available | 3000204933 | Functional | Others
35985 | Balara Phc | Micropipettes | MODEL NOT AVAILABLE | 2000037540 | Functional | Others
35986 | Sarada Chc | Radiant Heat Warmer | Model Not Available | 3000204935 | Functional | Others
35987 | Bijoliyan Chc | Incubator | MODEL NOT AVAILABLE | 3000042958 | Functional | Others
35988 | Balara Phc | Nebulizer | MODEL NOT AVAILABLE | 2000037543 | Functional | Marienfeld
35989 | Chirana Chc | Weighing Machine | MODEL NOT AVAILABLE | 30782680 | Functional | Others
35990 | Sms Hospital | FOGGING MACHINE | MODEL NOT AVAILABLE | 6481 | Functional | Others
35991 | Sms Hospital | FOGGING MACHINE | MODEL NOT AVAILABLE | 3000084895 | Functional | Others
35992 | Chirana Chc | SPHYGMOMANOMETER(BP APPRATUS) | MODEL NOT AVAILABLE | 3000141130 | Non Functional Repairable | Others
35993 | Chirana Chc | SPHYGMOMANOMETER(BP APPRATUS) | MODEL NOT AVAILABLE | 3000141131 | Non Functional Repairable | Others
35994 | Bhungara Phc | Freezes | MODEL NOT AVAILABLE | 3000207892 | Functional | Others
35995 | Rodhai Phc Karauli | Stethoscope | Model Not Available | 3000138716 | Functional | Others
35996 | Sarthal Phc | Baby Weighing Machine | Model Not Available | 3000203725 | Functional | Others
35997 | Sarthal Phc | Baby Weighing Machine | Model Not Available | 3000203726 | Functional | Others
35998 | Hamirgarh Chc | Blood Bank Refrigerator | JAR -31 | 3000125482 | Functional | Others
35999 | Rodhai Phc Karauli | Weighing Machine | Victoria DX | 3000138718 | Functional | Ramon Surgical Company
36000 | Parsaad Chc Udaipur | Incubator | MODEL NOT AVAILABLE | 3000205700 | Functional | Others
36001 | Sarthal Phc | SPHYGMOMANOMETER(BP APPRATUS) | MODEL NOT AVAILABLE | 3000203731 | Functional | Others
36002 | Obri Chc | Photoelectric Calorimeter | Calorimeter - 1312 | 3000210328 | Functional | Others
36003 | Obri Chc | Radiant Heat Warmer | Model Not Available | 3000210309 | Functional | Others
36004 | Obri Chc | Radiant Heat Warmer | Model Not Available | 3000210312 | Functional | Others
36005 | Obri Chc | Freezes | MODEL NOT AVAILABLE | 3000210315 | Functional | Others
36006 | Obri Chc | Freezes | MODEL NOT AVAILABLE | 3000210330 | Functional | Others
36007 | Jhalawar Medical College Medical Collage Hospital | Oxygen Concentrator | BPL - OG 4203 | 3000121446 | Functional | Bpl Medical Technologies
36008 | Bool Phc | Weighing Machine | Crown | 3000138957 | Non Functional Not Repairable | Others
36009 | Mandalgarh Chc | Spot Light ( Portable ) | Model Not Available | 3000042838 | Functional | Others
36010 | R K District Hospital Rajsamand Dh | Spot Light ( Portable ) | Model Not Available | 3000052670 | Functional | Others
36011 | Ambamata Phc | Ice lined refrigerator | HBC-70 | 3000130303 | Functional | Others
36012 | Ambamata Phc | Blood Bank Refrigerator | Model not available | 3000130304 | Functional | Others
36013 | Ambamata Phc | Blood Bank Refrigerator | Model not available | 3000130305 | Functional | Others
36014 | Jhalawar Medical College Medical Collage Hospital | Defibrillator | DF 2509 | MA5M1529 | Functional | Bpl Medical Technologies
36015 | Mandalgarh Chc | Ice lined refrigerator | HBC-70 | 3000042864 | Functional | Others
36016 | City Dispensary No 1 Sikar | Freezes | MODEL NOT AVAILABLE | 2000029570 | Functional | Videocon Industries Ltd
36017 | Ambamata Phc | Syringe Needle Destroyer | Nulife - Dots | 26991 | Functional | Others
36018 | R K District Hospital Rajsamand Dh | ECG Machine (Single Channel) | BPL - Cardiart 108T | 3000052633 | Functional | Others
36019 | Mandalgarh Chc | Blood Bank Refrigerator | Model not available | 3000042867 | Functional | Others
36020 | Ambamata Phc | Instrument Sterilizer | Model Not Available | 3000130307 | Functional | Others
36021 | Moondlabisoti Phc | Ice lined refrigerator | Model Not Available | 3000203677 | Functional | Others
36022 | Moondlabisoti Phc | Weighing Machine | MODEL NOT AVAILABLE | 3000202277 | Functional | Others
36023 | Malarampur Phc | Ice lined refrigerator | Model Not Available | 50213217 | Functional | Others
36024 | Khotawali Phc | Nebulizer | MODEL NOT AVAILABLE | 2013021613 | Functional | Others
36025 | Khotawali Phc | Ice lined refrigerator | Model Not Available | 3000044286 | Functional | Others
36026 | Hindon Sdh | FOOT OPERATED SUCTION MACHINE | MODEL NOT AVAILABLE | 3000138402 | Functional | Cmho Supply
36027 | Langra Phc | SPHYGMOMANOMETER(BP APPRATUS) | MODEL NOT AVAILABLE | 3000138483 | Non Functional Repairable | Others
36028 | Somnath Choraha Phc Dausa | SPHYGMOMANOMETER(BP APPRATUS) | MODEL NOT AVAILABLE | 3000081172 | Functional | Others
36029 | Anupsahar Phc Hanumangarh | Baby Weighing Machine | Model Not Available | 2000037944 | Functional | Others
36030 | Anupsahar Phc Hanumangarh | Hemoglobin meter | Model Not Available | 2000037945 | Functional | Others
36031 | Khetri Chc | Suction Machine | Model Not Available | 3000141273 | Functional | Cmho Supply
36032 | District Hospital Pratapgarh Dh | Fully Automated Clinical Chemistry Analyzer | Randox - RX IMOLA | 3000130265 | Functional | Others
36033 | Khetri Chc | Radiant Heat Warmer | Model Not Available | 3000141274 | Functional | Meditrin Instruments
36034 | District Hospital Pratapgarh Dh | Glucometer | Model not available | 3000130268 | Functional | Others
36035 | Jhadol Ph Chc | Instrument Sterilizer | Model Not Available | 3000204498 | Functional | Others
36036 | M G Hospital Bhilwara Dh | Defibrillator with Cardiac Monitor | Model Not Available | 3000125213 | Functional | Others
36037 | Khetri Chc | Instrument Sterilizer | Model Not Available | 3000141275 | Functional | Others
36038 | District Hospital Pratapgarh Dh | Sahlis HB Meter | HB Meter | 3000130267 | Functional | Others
36039 | Dhankoli Phc | Baby Weighing Machine | Model Not Available | NA | Functional | Others
36040 | Masuda Chc | O.T. Light Single Dome | MODEL NOT AVAILABLE | UZ17447 | Functional | Cmho Supply
36041 | Khetri Chc | Syringe Needle Destroyer | Model not available | 3000141276 | Functional | General Medical Equipment
36042 | District Hospital Pratapgarh Dh | Glucometer | Model not available | 3000130269 | Functional | Others
36043 | Dhankoli Phc | Spot Light ( Portable ) | Model Not Available | NA | Functional | Others
36044 | Jk Lone Hospital Jaipur | Suction Machine | Model Not Available | 3000222006 | Functional | Bhaseen Health Products Pvt Ltd
36045 | Dhankoli Phc | Baby Weighing Machine | Model Not Available | NA0 | Functional | Others
36046 | M G Hospital Bhilwara Dh | Anesthesia Machine | Jupiter 200 | 3000125214 | Functional | Others
36047 | Sms Hospital | Defibrillator with Cardiac Monitor | Model Not Available | A10S0734 | Functional | Others
36048 | Badgaon Chc | FOGGING MACHINE | MODEL NOT AVAILABLE | 3000205080 | Functional | Others
36049 | Mangrop Phc | Baby Weighing Machine | Model Not Available | 3000125497 | Functional | Others
36050 | Badgaon Chc | Freezes | MODEL NOT AVAILABLE | 3000205085 | Functional | Others
36051 | Pachelklan Phc | Binocular Microscope | Model Not Available | 3000203553 | Functional | Cmho Supply
36052 | Mangrop Phc | Autoclave | Model not available | 3434 | Functional | Others
36053 | Patusari Phc | Weighing Machine | MODEL NOT AVAILABLE | 2000019806 | Functional | Crown Digital Scales Inc
36054 | Pachelklan Phc | Radiant Heat Warmer | Model Not Available | 3000203557 | Functional | Others
36055 | Patusari Phc | SPHYGMOMANOMETER(BP APPRATUS) | Pagoda | 2000019805 | Functional | Others
36056 | Patusari Phc | Baby Weighing Machine | Model Not Available | 2000019807 | Functional | Crown Digital Scales Inc
36057 | Pachelklan Phc | Blood Bank Refrigerator | Model not available | 3000203565 | Functional | Cmho Supply
36058 | Badgaon Chc | Dental Chair Unit | Model Not Available | 3000205023 | Functional | Chesa Inc
36059 | Badgaon Chc | Centrifuge Machine ( 8 Tube) | Model Not Available | 3000205025 | Functional | Others
36060 | Badgaon Chc | Semi Automated Chemistry Analyzer | CPC - STAT FAX 3300 | 3300-6695 | Functional | Awarness Technologies
36061 | Bhadrawas Phc | Weighing Machine | MODEL NOT AVAILABLE | 2000019759 | Non Functional Repairable | Others
36062 | Badgaon Chc | Binocular Microscope | Microlux - 16 | 3000205030 | Functional | Others
36063 | Badgaon Chc | Micropipettes | MODEL NOT AVAILABLE | 3000205033 | Functional | Others
36064 | Badgaon Chc | Micropipettes | MODEL NOT AVAILABLE | 3000205034 | Functional | Others
36065 | Badgaon Chc | Micropipettes | MODEL NOT AVAILABLE | 3000205035 | Functional | Others
36066 | Badgaon Chc | Micropipettes | MODEL NOT AVAILABLE | 3000205036 | Functional | Others
36067 | Badgaon Chc | Micropipettes | MODEL NOT AVAILABLE | 3000205037 | Functional | Others
36068 | Badgaon Chc | Micropipettes | MODEL NOT AVAILABLE | 3000205038 | Functional | Others
36069 | Bhadrawas Phc | Binocular Microscope | PZB 22 | 67147 | Functional | Others
36070 | Badgaon Chc | Glucometer | Model not available | 3000205039 | Functional | Acon Laboratories
36071 | Badgaon Chc | 100mA X-Ray Machine | Allengers - MARS-6R | 2K130406180-X/HF | Functional | Allengers Medical Systems Ltd
36072 | Jk Lone Hospital Jaipur | Blood Mixer ( Roller Mixer ) | Model not available | 3000085924 | Functional | Others
36073 | Jhakhod Phc | Syringe Needle Destroyer | Microsil - ND350 | 3000141316 | Functional | Linco Scientific Instruments And Chemicals (P) Ltd
36074 | Jhakhod Phc | Autoclave | Model not available | 3000141320 | Functional | Others
36075 | Sms Hospital | Defibrillator with Cardiac Monitor | Model Not Available | A10S0706 | Functional | Others
36076 | Jhakhod Phc | Suction Machine | Model Not Available | 3000141313 | Functional | Others
36077 | Jhakhod Phc | Weighing Machine | MODEL NOT AVAILABLE | 3000141314 | Functional | Crown Digital Scales Inc
36078 | Sms Hospital | Defibrillator with Cardiac Monitor | Model Not Available | A10S00707 | Functional | Others
36079 | Badgaon Chc | Double Puncture Laparoscope with Console Unit | Model Not Available | 3000205078 | Functional | Others
36080 | Mangrop Phc | Weighing Machine | MODEL NOT AVAILABLE | 3000125495 | Functional | Others
36081 | Pachelklan Phc | SPHYGMOMANOMETER(BP APPRATUS) | MODEL NOT AVAILABLE | 3000203552 | Functional | Others
36082 | Mangrop Phc | Syringe Needle Destroyer | Nulife - Dots | 3000125494 | Functional | Others
36083 | Pachelklan Phc | Glucometer | Model not available | 3000203555 | Functional | Others
36084 | Pachelklan Phc | Blood Bank Refrigerator | Model not available | 3000203556 | Functional | Others
36085 | Swaroopganj Phc | Blood Bank Refrigerator | Model not available | 30000125462 | Functional | Others
36086 | Swaroopganj Phc | Freezes | MODEL NOT AVAILABLE | 3000125456 | Functional | Others
36087 | Swaroopganj Phc | Centrifuge Machine ( 8 Tube) | Model Not Available | 3000125455 | Functional | Others
36088 | Khandar Chc | Radiant Heat Warmer | Zeal - RHW 2101A | 2000020260 | Functional | Others
36089 | Kunjer Phc | Ice lined refrigerator | Model Not Available | 3000199723 | Functional | Others
36090 | Khandar Chc | Instrument Sterilizer | Model Not Available | 2000020278 | Functional | Others
36091 | Goluwala Chc | Spot Light ( Portable ) | Model Not Available | 3000044232 | Functional | Others
36092 | Jhalawar Medical College Medical Collage Hospital | Binocular Microscope | Labomed - Vision 2000 | 71014960 | Functional | Labomed
36093 | Sms Hospital | Monocular Microscope | Model not available | 6343 | Functional | Others
36094 | Shehrakar Phc | Centrifuge Machine ( 12 Tube ) | Model Not Available | 3000137088 | Functional | Others
36095 | Patheri Phc | SPHYGMOMANOMETER(BP APPRATUS) | Model not Available | 3000056236 | Functional | Others
36096 | Sms Hospital | Monocular Microscope | Model not available | 91203 | Functional | Others
36097 | Sms Hospital | Monocular Microscope | Model not available | 91186 | Functional | Others
36098 | Bool Phc | Weighing Machine | MODEL NOT AVAILABLE | 30001138969 | Functional | Precision Electronic Instruments Co
36099 | Jhalawar Medical College Medical Collage Hospital | CPM-Continuous Passive Motion | Model Not Available | 2K70402014 | Functional | Others
36100 | Jhalawar Medical College Medical Collage Hospital | Infra Red Lamp | Model Not Available | 3000129651 | Functional | Others
36101 | Alooda Phc | Hemoglobin meter | Model Not Available | 664/02/2015 | Functional | Others
36102 | Parsaad Chc Udaipur | FOOT OPERATED SUCTION MACHINE | SU-101 | 3000205713 | Functional | Niscomed Electro Medical Devices
36103 | Bool Phc | Syringe Needle Destroyer | Model not available | 3000138963 | Functional | Others
36104 | Sms Hospital | SPHYGMOMANOMETER(BP APPRATUS) | MODEL NOT AVAILABLE | 98135749 | Functional | Others
36105 | Jhalawar Medical College Medical Collage Hospital | Ultrasound Therapy Machine | Model Not Available | 3000129654 | Functional | Others
36106 | Shergarh Phc | Centrifuge Machine ( 8 Tube) | Model Not Available | 3000207578 | Functional | Others
36107 | Pbm Medical College And Hospital | 100mA X-Ray Machine | Model not available | 2000035675 | Functional | Others
36108 | Pbm Medical College And Hospital | 100mA X-Ray Machine | Model not available | 2000035676 | Functional | Others
36109 | Pbm Medical College And Hospital | 100mA X-Ray Machine | Model not available | 2000035677 | Functional | Others
36110 | Pbm Medical College And Hospital | 100mA X-Ray Machine | Model not available | 2000035678 | Functional | Others
36111 | Pbm Medical College And Hospital | 100mA X-Ray Machine | Model not available | 2000035679 | Functional | Others
36112 | Pbm Medical College And Hospital | 100mA X-Ray Machine | Model not available | 2000035663 | Functional | Others
36113 | Pbm Medical College And Hospital | 100mA X-Ray Machine | Model not available | 2000035665 | Functional | Others
36114 | Pbm Medical College And Hospital | 100mA X-Ray Machine | Model not available | 2000035666 | Functional | Others
36115 | Pbm Medical College And Hospital | 100mA X-Ray Machine | Model not available | 2000035667 | Functional | Others
36116 | Pbm Medical College And Hospital | 100mA X-Ray Machine | Model not available | 20000335667 | Functional | Others
36117 | Pbm Medical College And Hospital | 100mA X-Ray Machine | Model not available | 2000035670 | Functional | Others
36118 | Pbm Medical College And Hospital | 100mA X-Ray Machine | Model not available | 2000035671 | Functional | Others
36119 | Pbm Medical College And Hospital | 100mA X-Ray Machine | Model not available | 2000035653 | Functional | Others
36120 | Pbm Medical College And Hospital | 100mA X-Ray Machine | Model not available | 2000035654 | Functional | Others
36121 | Pbm Medical College And Hospital | 100mA X-Ray Machine | Model not available | 2000035656 | Functional | Others
36122 | Pbm Medical College And Hospital | 100mA X-Ray Machine | HBD-116 | 3000125797 | Functional | Others
36123 | Pbm Medical College And Hospital | 100mA X-Ray Machine | Model not available | 2000035660 | Functional | Others
36124 | Pbm Medical College And Hospital | 100mA X-Ray Machine | Model not available | 2000035661 | Functional | Others
36125 | Chitrawas Phc | Baby Weighing Machine | Model Not Available | 3000205419 | Functional | Crown Digital Scales Inc
36126 | Deldar Phc | Instrument Sterilizer | Model Not Available | 3000119033 | Functional | Others
36127 | Moondlabisoti Phc | Blood Bank Refrigerator | Model not available | 3000203681 | Functional | Others
36128 | Palodada Phc | Syringe Needle Destroyer | Model not available | 3000198178 | Functional | Others
36129 | Bamoriklan Phc | Glucometer | Model not available | 3000203688 | Functional | Others
36130 | Palodada Phc | Weighing Machine | MODEL NOT AVAILABLE | 3000205979 | Functional | Others
36131 | Malarampur Phc | Syringe Needle Destroyer | Model not available | 716861 | Functional | Others
36132 | Malarampur Phc | Monocular Microscope | Model not available | 890187 | Functional | Others
36133 | Malarampur Phc | SPHYGMOMANOMETER(BP APPRATUS) | MODEL NOT AVAILABLE | 3000044012 | Functional | Others
36134 | Hindon Sdh | Blood Bank Refrigerator | Model not available | 855 | Non Functional Not Repairable | Authentic Instruments Ltd
36135 | Jhakhrawali Phc | Centrifuge Machine ( 4 Tube ) | Model not available | 3000044419 | Functional | Others
36136 | Jk Lone Hospital Jaipur | 1.5 Ton Split Air Conditioner | Blue Star - 5HW18ZB | 3000085532 | Functional | Others
36137 | Jk Lone Hospital Jaipur | Freezes | MODEL NOT AVAILABLE | 3000085920 | Functional | Others
36138 | Jhakhod Phc | SPHYGMOMANOMETER(BP APPRATUS) | Pagoda | 3000141324 | Functional | Elite Scientific Corporation
36139 | Jk Lone Hospital Jaipur | Freezes | MODEL NOT AVAILABLE | 3000085925 | Functional | Others
36140 | Mangrop Phc | SPHYGMOMANOMETER(BP APPRATUS) | MODEL NOT AVAILABLE | 99135616 | Functional | Others
36141 | Mangrop Phc | Blood Bank Refrigerator | MF114 | 20053203874 | Functional | Others
36142 | Jhakhod Phc | Binocular Microscope | PZB 22 | 67158 | Functional | Quality Scientific And Mechanical Works Pvt Ltd
36143 | Sms Hospital | Defibrillator with Cardiac Monitor | Model Not Available | A10S0712 | Functional | Others
36144 | Sms Hospital | Defibrillator with Cardiac Monitor | Model Not Available | A10S0722 | Functional | Others
36145 | Jhakhrawali Phc | Blood Bank Refrigerator | Model not available | 297 | Functional | Others
36146 | Masuda Chc | O.T. Light Single Dome | MODEL NOT AVAILABLE | 2000032853 | Functional | Cmho Supply
36147 | Dhankoli Phc | Labour Table | AKS Hospicare | NA | Functional | Others
36148 | M G Hospital Banswara Dh | Radiant Heat Warmer | Zeal - RHW 2101A | 3000120801 | Functional | Others
36149 | M G Hospital Banswara Dh | Radiant Heat Warmer | Zeal - RHW 2101A | 3000120805 | Functional | Others
36150 | Niradhnu Phc | Binocular Microscope | PZB 22 | 67138 | Functional | Quality Scientific And Mechanical Works Pvt Ltd
36151 | Niradhnu Phc | Centrifuge Machine ( 4 Tube ) | Model not available | 3000141178 | Functional | Others
36152 | Badgaon Chc | Radiant Heat Warmer | Zeal - RHW 2101A | RHW2101A/0713/438 | Functional | Zeal Medical Pvt Ltd
36153 | Badgaon Chc | Radiant Heat Warmer | Zeal - RHW 2101A | RHW2101A/0713/439 | Functional | Zeal Medical Pvt Ltd
36154 | Badgaon Chc | Radiant Heat Warmer | Zeal - RHW 2101A | RHW2101A/0713/440 | Functional | Zeal Medical Pvt Ltd
36155 | Niradhnu Phc | Hemoglobin meter | Model Not Available | 3000141180 | Functional | Others
36156 | Niradhnu Phc | Syringe Needle Destroyer | Microsil - ND350 | 3000141182 | Functional | Others
36157 | Badgaon Chc | Phototherepy Unit | MODEL NOT AVAILABLE | 3000205049 | Functional | Others
36158 | Niradhnu Phc | Baby Weighing Machine | Model Not Available | 3000141183 | Functional | Others
36159 | Badgaon Chc | Spot Light ( Portable ) | Model Not Available | 3000205055 | Functional | Others
36160 | Badgaon Chc | Baby Weighing Machine | Model Not Available | 3000205059 | Functional | Crown Digital Scales Inc
36161 | Badgaon Chc | Spot Light ( Portable ) | Model Not Available | 3000205064 | Functional | Others
36162 | Kidwana Phc | Instrument Sterilizer | Model Not Available | 3000141303 | Functional | Paras Enterprises
36163 | Kidwana Phc | Centrifuge Machine ( 4 Tube ) | Model not available | 3000141297 | Functional | Others
36164 | Kakoda Phc | Binocular Microscope | PZB 22 | 67169 | Functional | Quality Scientific And Mechanical Works Pvt Ltd
36165 | Kakoda Phc | Hemoglobin meter | Model Not Available | 3000141286 | Functional | Others
36166 | Kakoda Phc | Weighing Machine | Victoria DX | 3000141294 | Functional | Crown Digital Scales Inc
36167 | Sms Hospital | Monocular Microscope | Monocular - M L W | 11m430 | Functional | Others
36168 | Oadwada Phc | Binocular Microscope | Microlux - 16 | 12-d12621 | Functional | Others
36169 | Chotisadadi Chc | Fetal Doppler | MODEL NOT AVAILABLE | 3000130865 | Functional | Others
36170 | Kotada Phc | Centrifuge Machine ( 8 Tube) | Model not available | 3000120756 | Functional | Others
36171 | Kotada Phc | Syringe Needle Destroyer | Model not available | 3000120754 | Functional | Others
36172 | Chotisadadi Chc | C-pap Machine | Model Not Available | 3000130868 | Functional | Others
36173 | Goluwala Chc | Micropipettes | MODEL NOT AVAILABLE | 12102910 | Functional | Others
36174 | Oadwada Phc | Labour Table | Model Not Available | 3000119306 | Functional | Others
36175 | Chotisadadi Chc | Labour Table | Model Not Available | 3000130870 | Functional | Others
36176 | Jk Lone Hospital Jaipur | Urine Test Strip Analyzer | URODIPCheck - 300 | 34110491 | Functional | Others
36177 | Mermandwada Phc Sirohi | Weighing Machine | MODEL NOT AVAILABLE | 3000042069 | Functional | Others
36178 | Mermandwada Phc Sirohi | Weighing Machine | MODEL NOT AVAILABLE | 3000042070 | Functional | Others
36179 | Dist Hospital Barmer Dh | Syringe Infusion Pump | Model not available | 3000124569 | Functional | Others
36180 | Dist Hospital Barmer Dh | Syringe Infusion Pump | Model not available | 3000124568 | Functional | Others
36181 | Dist Hospital Barmer Dh | Syringe Infusion Pump | Model not available | 3000124567 | Functional | Others
36182 | Dist Hospital Barmer Dh | Syringe Infusion Pump | Model not available | 3000124566 | Functional | Others
36183 | Jk Lone Hospital Jaipur | 1.5 Ton Split Air Conditioner | Blue Star - 5HW18ZB | 3000085535 | Functional | Others
36184 | Jhak Phc | Blood Bank Refrigerator | Model not available | 3000117869 | Functional | Others
36185 | Jhak Phc | Blood Bank Refrigerator | Model not available | 3000117870 | Functional | Others
36186 | Jhak Phc | SPHYGMOMANOMETER(BP APPRATUS) | MODEL NOT AVAILABLE | 3000117872 | Functional | Others
36187 | Jhak Phc | SPHYGMOMANOMETER(BP APPRATUS) | MODEL NOT AVAILABLE | 3000117873 | Functional | Others
36188 | Gogunda Chc | Hot Air Oven | Model not available | 1205 | Functional | Deepak Enterprises
36189 | Gogunda Chc | Ice lined refrigerator | HBC-70 | 3000205396 | Functional | Haier Appliances India Pvt
36190 | Gogunda Chc | Ice lined refrigerator | HBC-70 | 3000205401 | Functional | Vestfrost Solutions
36191 | Gogunda Chc | Ice lined refrigerator | Model Not Available | 3000205403 | Functional | Haier Appliances India Pvt
36192 | Bagri Phc | SPHYGMOMANOMETER(BP APPRATUS) | MODEL NOT AVAILABLE | 913459 | Non Functional Not Repairable | Ajay Optical India
36193 | Sms Hospital | Monocular Microscope | Model not available | 91256 | Functional | Others
36194 | Sms Hospital | Monocular Microscope | Model not available | 91281 | Functional | Others
36195 | Anjana Phc | Centrifuge Machine ( 8 Tube) | Model Not Available | 3000207433 | Functional | Others
36196 | Baravarda Chc | Incubator | MODEL NOT AVAILABLE | 3000130610 | Functional | Others
36197 | Bagra Phc | Incubator | MODEL NOT AVAILABLE | 3000045930 | Functional | Others
36198 | Bagra Phc | Binocular Microscope | Model Not Available | 3000045931 | Functional | Others
36199 | Parsaad Chc Udaipur | Hydraulic Operation Table | MODEL NOT AVAILABLE | 3000205250 | Functional | Others
36200 | Parsaad Chc Udaipur | Hydraulic Operation Table | MODEL NOT AVAILABLE | 3000205251 | Functional | Others
36201 | Pbm Medical College And Hospital | 100mA X-Ray Machine | Model not available | 3000045690 | Functional | Others
36202 | Sarada Chc | SPHYGMOMANOMETER(BP APPRATUS) | MODEL NOT AVAILABLE | 130707 | Functional | Niscomed Electro Medical Devices
36203 | Godan Phc | Glucometer | Model not available | 3000119256 | Functional | Others
36204 | Sri Karanpur Chc | Freezes | MODEL NOT AVAILABLE | 20032109294 | Functional | Others
36205 | Godan Phc | Centrifuge Machine ( 4 Tube ) | Model not available | 3000119257 | Functional | Others
36206 | Godan Phc | Binocular Microscope | Model Not Available | 3000119259 | Functional | Others
36207 | Manoharthana Chc | SPHYGMOMANOMETER(BP APPRATUS) | MODEL NOT AVAILABLE | 3000206868 | Functional | Others
36208 | Bhungara Phc | Radiant Heat Warmer | Model Not Available | 3000207895 | Functional | Others
36209 | Chirana Chc | ECG Machine (Three Channel ) | Model Not Available | RX1304128024 | Functional | Maestros Mediline Systems Limited
36210 | Burhan Ka Tala Phc | Binocular Microscope | PZB 22 | 3000214486 | Functional | Others
36211 | Burhan Ka Tala Phc | Binocular Microscope | PZB 22 | 58860 | Functional | Others
36212 | Burhan Ka Tala Phc | Binocular Microscope | PZB 22 | 22106 | Functional | Others
36213 | Chirana Chc | Nebulizer | MODEL NOT AVAILABLE | 3000141134 | Functional | Others
36214 | Sri Karanpur Chc | Weighing Machine | MODEL NOT AVAILABLE | 3000048865 | Functional | Others
36215 | Burhan Ka Tala Phc | Freezes | MODEL NOT AVAILABLE | 3000214481 | Functional | Others
36216 | Bargavn Phc | Centrifuge Machine ( 4 Tube ) | Model not available | 3000203585 | Functional | Others
36217 | Bargavn Phc | Hemoglobin meter | Model Not Available | 3000203587 | Functional | Others
36218 | Bargavn Phc | Blood Bank Refrigerator | Model not available | 3000203588 | Functional | Others
36219 | Godan Phc | Syringe Needle Destroyer | Model not available | 3000119263 | Functional | Others
36220 | Bargavn Phc | Autoclave | Model not available | 3000203589 | Functional | Others
36221 | Godan Phc | FOOT OPERATED SUCTION MACHINE | MODEL NOT AVAILABLE | 3000119264 | Functional | Others
36222 | Somnath Choraha Phc Dausa | Spot Light ( Portable ) | Model Not Available | 3000081170 | Functional | Others
36223 | Khodan Phc | Suction Machine | Model Not Available | 3000207212 | Not in use | Others
36224 | Godan Phc | Instrument Sterilizer | Model Not Available | 3000119265 | Functional | Others
36225 | Bargavn Phc | Instrument Sterilizer | Model Not Available | 3000203591 | Functional | Others
36226 | Somnath Choraha Phc Dausa | Autoclave | Model not available | 100224 | Functional | Others
36227 | Chirana Chc | Syringe Needle Destroyer | Model not available | 3000141117 | Functional | Mrk Healthcare Pvt Ltd Delhi
36228 | M G Hospital Banswara Dh | Radiant Heat Warmer | Zeal - RHW 2101A | 3000120806 | Functional | Others
36229 | M G Hospital Banswara Dh | Radiant Heat Warmer | Zeal - RHW 2101A | 3000120817 | Functional | Others
36230 | M G Hospital Banswara Dh | Radiant Heat Warmer | Zeal - RHW 2101A | 3000120818 | Functional | Others
36231 | M G Hospital Banswara Dh | Radiant Heat Warmer | Zeal - RHW 2101A | 3000120821 | Functional | Others
36232 | M G Hospital Banswara Dh | Radiant Heat Warmer | Zeal - RHW 2101A | 3000120823 | Functional | Others
36233 | M G Hospital Banswara Dh | Radiant Heat Warmer | Zeal - RHW 2101A | 3000120824 | Functional | Others
36234 | Setkolu Phc | Binocular Microscope | Model Not Available | 3000203755 | Functional | Cmho Supply
36235 | M G Hospital Bhilwara Dh | Defibrillator with Cardiac Monitor | Model Not Available | 3000125215 | Functional | Others
36236 | Jhadol Ph Chc | SPHYGMOMANOMETER(BP APPRATUS) | MODEL NOT AVAILABLE | 1450125 | Functional | Others
36237 | Dhankoli Phc | Syringe Needle Destroyer | Model not available | 103 | Functional | Others
36238 | M G Hospital Bhilwara Dh | Mobile ( Portable ) X-Ray Machine | Model not available | 3000125216 | Functional | Others
36239 | Jhadol Ph Chc | Baby Weighing Machine | Model Not Available | 3000204501 | Functional | Crown Digital Scales Inc
36240 | Setkolu Phc | Centrifuge Machine ( 4 Tube ) | Model not available | 3000203756 | Functional | Others
36241 | Dhankoli Phc | Centrifuge Machine ( 8 Tube) | REMI - R4C | NA | Functional | Others
36242 | M G Hospital Bhilwara Dh | O.T. Light Single Dome | MODEL NOT AVAILABLE | 3000125217 | Functional | Others
36243 | Dhankoli Phc | Binocular Microscope | AMT 5A | NA | Functional | Others
36244 | Masuda Chc | ECG Machine (Single Channel) | BPL - Cardiart 108T | CGMA5K1097 | Non Functional Repairable | Others
36245 | M G Hospital Bhilwara Dh | STABILIZER | MODEL NOT AVAILABLE | 3000125218 | Functional | Others
36246 | Setkolu Phc | Glucometer | Model not available | 3000203757 | Functional | Others
36247 | Jhadol Ph Chc | Ventilator | Model Not Available | 3000204502 | Functional | Bpl Medical Technologies
36248 | Jk Lone Hospital Jaipur | ECG Machine (Twelve Channel ) | Cardiotouch Bionet 3000 | T200300069 | Functional | Bionet Co Ltd
36249 | Setkolu Phc | Hemoglobin meter | Model Not Available | 3000203758 | Functional | Others
36250 | M G Hospital Banswara Dh | Suction Machine | Model Not Available | 3000120836 | Functional | Others
36251 | Dhankoli Phc | Pulse Oxymeter | Model Not Available | NA | Functional | Others
36252 | Masuda Chc | Autoclave | Model not available | 2000032856 | Functional | Others
36253 | Jhadol Ph Chc | Pulse Oxymeter | Model Not Available | 3000204504 | Functional | Larsen And Tourbo Ltd
36254 | Oadwada Phc | FOOT OPERATED SUCTION MACHINE | MODEL NOT AVAILABLE | 3000119307 | Functional | Others
36255 | Chotisadadi Chc | O.T. Light Single Dome | MODEL NOT AVAILABLE | 3000130871 | Functional | Others
36256 | Dist Hospital Barmer Dh | Radiant Heat Warmer | Meditrin - Heat Warmer | 3000122124 | Functional | Others
36257 | Dist Hospital Barmer Dh | Radiant Heat Warmer | Meditrin - Heat Warmer | 3000122117 | Functional | Others
36258 | Dist Hospital Barmer Dh | Radiant Heat Warmer | Meditrin - Heat Warmer | 3000122118 | Functional | Others
36259 | Dist Hospital Barmer Dh | Radiant Heat Warmer | Meditrin - Heat Warmer | 3000122116 | Functional | Others
36260 | Dist Hospital Barmer Dh | Radiant Heat Warmer | Meditrin - Heat Warmer | 3000122115 | Functional | Others
36261 | Dist Hospital Barmer Dh | Radiant Heat Warmer | Meditrin - Heat Warmer | 3000122114 | Functional | Others
36262 | Kakoda Phc | Syringe Needle Destroyer | Microsil - ND350 | 3000141291 | Functional | Others
36263 | Oadwada Phc | Ice lined refrigerator | MK - 142 | 25117706 | Functional | Others
36264 | Oadwada Phc | Blood Bank Refrigerator | Model not available | 24122416 | Functional | Others
36265 | Oadwada Phc | Syringe Needle Destroyer | Nulife - Dots | NBSD0716564 | Functional | Others
36266 | Oadwada Phc | Syringe Needle Destroyer | Nulife - Dots | 9394 | Functional | Others
36267 | Sms Hospital | Monocular Microscope | Model not available | 12A139 | Functional | Others
36268 | Chotisadadi Chc | Phototherepy Unit | MODEL NOT AVAILABLE | 3000130828 | Functional | Others
36269 | Chotisadadi Chc | Phototherepy Unit | MODEL NOT AVAILABLE | 3000130829 | Functional | Others
36270 | Sms Hospital | Monocular Microscope | Model not available | 12A034 | Functional | Others
36271 | Dist Hospital Barmer Dh | Multi-Para Monitor | Star 50 ( L and T ) | 3000122123 | Functional | Others
36272 | Dist Hospital Barmer Dh | Multi-Para Monitor | Star 50 ( L and T ) | 3000122122 | Functional | Others
36273 | Sms Hospital | Monocular Microscope | Model not available | 11B320 | Functional | Others
36274 | Sms Hospital | Monocular Microscope | Model not available | 12A128 | Functional | Others
36275 | Sms Hospital | Monocular Microscope | Model not available | 12A036 | Functional | Others
36276 | Kakoda Phc | Autoclave | Model not available | 3000141292 | Functional | Others
36277 | Mahidam Phc | Suction Machine | Model Not Available | 3000207887 | Functional | Others
36278 | Sms Hospital | Monocular Microscope | Model not available | 12A140 | Functional | Others
36279 | Kakoda Phc | SPHYGMOMANOMETER(BP APPRATUS) | Model not available | 3000054224 | Functional | Rohilla Industries Jaipur
36280 | Mt Abu Chc | Hydraulic Operation Table | MODEL NOT AVAILABLE | 3000042578 | Functional | Others
36281 | Mt Abu Chc | Freezes | MODEL NOT AVAILABLE | 3000042592 | Functional | Others
36282 | Mandalgarh Chc | Labour Table | Model Not Available | 3000042837 | Functional | Others
36283 | Jk Lone Hospital Jaipur | 1.5 Ton Split Air Conditioner | Blue Star - 5HW18ZB | 3000085537 | Functional | Others
36284 | Nitoda Phc Sirohi | Syringe Needle Destroyer | Model not available | 2000035540 | Functional | Others
36285 | Bagri Phc | SPHYGMOMANOMETER(BP APPRATUS) | MODEL NOT AVAILABLE | 9812452 | Functional | Ajay Optical India
36286 | Kalyanpur Phc | Binocular Microscope | Model Not Available | 3000205957 | Functional | Mlw Intermed
36287 | Sms Hospital | Monocular Microscope | Model not available | 91286 | Functional | Others
36288 | Sms Hospital | Monocular Microscope | Model not available | 91209 | Functional | Others
36289 | Sms Hospital | Monocular Microscope | Model not available | 91257 | Functional | Others
36290 | Shehrakar Phc | Nebulizer | MODEL NOT AVAILABLE | 300017089 | Functional | Others
36291 | Chotisadadi Chc | Syringe Needle Destroyer | Nulife - Dots | 3000130862 | Functional | Others
36292 | Anjana Phc | Syringe Needle Destroyer | Model not available | 3000207434 | Functional | Others
36293 | R K District Hospital Rajsamand Dh | Glucometer | Model not available | 6571650 | Functional | Others
36294 | Chhapra Phc | Spot Light ( Portable ) | Model Not Available | 3000141352 | Functional | Others
36295 | Parsaad Chc Udaipur | O.T. Light Single Dome | MODEL NOT AVAILABLE | 3000205253 | Functional | Others
36296 | Chhapra Phc | Instrument Sterilizer | Model Not Available | 3000141354 | Functional | Paras Enterprises
36297 | Jhupel Phc Banswara | SPHYGMOMANOMETER(BP APPRATUS) | Blue Star - 3HW12VB | 3000207849 | Functional | Others
36298 | Chhapra Phc | Syringe Needle Destroyer | Microsil - ND350 | 3000141356 | Functional | Others
36299 | Parsaad Chc Udaipur | Instrument Sterilizer | Model Not Available | 3000205255 | Functional | Others
36300 | Jhupel Phc Banswara | Weighing Machine | MODEL NOT AVAILABLE | 3000207848 | Functional | Others
36301 | Sms Hospital | Monocular Microscope | Model not available | 91247 | Functional | Others
36302 | Paparda Chc | Centrifuge Machine ( 8 Tube) | Model Not Available | FALC069 | Functional | Remi Electrotechnik Ltd
36303 | Parsaad Chc Udaipur | Defibrillator | MODEL NOT AVAILABLE | P2F2678 | Functional | Bpl Medical Technologies
36304 | Bangothri Kalan Phc | Suction Machine | Model Not Available | 3000141333 | Functional | Surgitech
36305 | Shehrakar Phc | Ice lined refrigerator | Model Not Available | 3000137095 | Non Functional Not Repairable | Others
36306 | Bargavn Phc | Nebulizer | MODEL NOT AVAILABLE | 3000203593 | Functional | Others
36307 | Godan Phc | Baby Weighing Machine | Crown | 3000119267 | Functional | Others
36308 | Chirana Chc | Syringe Needle Destroyer | Model not available | 14G1032 | Functional | Others
36309 | Godan Phc | SPHYGMOMANOMETER(BP APPRATUS) | MODEL NOT AVAILABLE | 3000119268 | Functional | Others
36310 | Anupsahar Phc Hanumangarh | Syringe Needle Destroyer | Model not available | 2000037942 | Functional | Others
36311 | Anupsahar Phc Hanumangarh | Weighing Machine | MODEL NOT AVAILABLE | 2000037943 | Functional | Others
36312 | Bargavn Phc | Ice lined refrigerator | Model Not Available | 3000203597 | Functional | Others
36313 | Nogama Phc | Syringe Needle Destroyer | Model not available | 3000207721 | Functional | Others
36314 | Bargavn Phc | Blood Bank Refrigerator | Model not available | 3000203598 | Functional | Others
36315 | Bargavn Phc | Radiant Heat Warmer | Model Not Available | 3000203600 | Functional | Others
36316 | Odwadia Phc | Centrifuge Machine ( 8 Tube) | Model Not Available | 3000205923 | Functional | Others
36317 | Sri Karanpur Chc | Radiant Heat Warmer | Zeal - RHW 2101A | 3000048868 | Functional | Zeal Medical Pvt Ltd
36318 | Sri Karanpur Chc | Radiant Heat Warmer | Zeal - RHW 2101A | 3000048875 | Functional | Zeal Medical Pvt Ltd
36319 | Sri Karanpur Chc | Radiant Heat Warmer | Zeal - RHW 2101A | 3000048876 | Functional | Zeal Medical Pvt Ltd
36320 | Odwadia Phc | Syringe Needle Destroyer | Model not available | NBSD0714137 | Functional | Mrk Healthcare Pvt Ltd Delhi
36321 | Odwadia Phc | Glucometer | Model not available | M20M0000859 | Functional | Others
36322 | Odwadia Phc | Syringe Needle Destroyer | Model not available | 3000205926 | Functional | Others
36323 | Sri Karanpur Chc | Baby Weighing Machine | Model Not Available | 30722508 | Functional | Others
36324 | Sri Karanpur Chc | Baby Weighing Machine | Model Not Available | 3000048878 | Functional | Others
36325 | Odwadia Phc | Baby Weighing Machine | Model Not Available | 3000205927 | Functional | Others
36326 | Odwadia Phc | FOOT OPERATED SUCTION MACHINE | MODEL NOT AVAILABLE | 3000205928 | Functional | Surgicoin Medequip Pvt Ltd
36327 | Ramsar Chc | Hemoglobin meter | HB 301 | 3000122149 | Functional | Others
36328 | Odwadia Phc | Blood Bank Refrigerator | Model not available | 3000205931 | Functional | Haier Appliances India Pvt
36329 | Odwadia Phc | Freezes | GL-185 | 3000205932 | Functional | Others
36330 | Ramsar Chc | Freezes | MODEL NOT AVAILABLE | 3000122164 | Functional | Others
36331 | Pbm Medical College And Hospital | Autoclave | Model not available | 2000035955 | Functional | Others
36332 | Mahidam Phc | Freezes | VEE 184 | 3000207888 | Functional | Others
36333 | Chotisadadi Chc | Suction Machine | Model Not Available | 3000130832 | Not in use | Others
36334 | Chotisadadi Chc | Suction Machine | Model Not Available | 3000130860 | Not in use | Others
36335 | Sms Hospital | Monocular Microscope | Model not available | 12B117 | Functional | Others
36336 | R K District Hospital Rajsamand Dh | O.T. Light Single Dome | MODEL NOT AVAILABLE | 3000052750 | Functional | Others
36337 | R K District Hospital Rajsamand Dh | O.T. Light Single Dome | MODEL NOT AVAILABLE | 3000052751 | Functional | Others
36338 | Chotisadadi Chc | Ice lined refrigerator | HBC-70 | 3000130852 | Functional | Others
36339 | Chotisadadi Chc | Ice lined refrigerator | HBC-70 | 3000130853 | Functional | Others
36340 | Kunjer Phc | Blood Bank Refrigerator | Model not available | 3000199720 | Functional | Others
36341 | Chotisadadi Chc | Freezes | MODEL NOT AVAILABLE | 3000130854 | Functional | Others
36342 | Chotisadadi Chc | Freezes | MODEL NOT AVAILABLE | 3000130855 | Functional | Others
36343 | Kunjer Phc | Centrifuge Machine ( 4 Tube ) | Model not available | 3000199721 | Functional | Others
36344 | Kakoda Phc | Baby Weighing Machine | Model Not Available | 3000141288 | Functional | Crown Digital Scales Inc
36345 | Chotisadadi Chc | Nebulizer | MODEL NOT AVAILABLE | 3000130857 | Functional | Others
36346 | Kunjer Phc | Instrument Sterilizer | Model Not Available | 3000199728 | Functional | Others
36347 | Kunjer Phc | Blood Bank Refrigerator | Model not available | 3000199730 | Functional | Others
36348 | Sms Hospital | Monocular Microscope | Model not available | 12B123 | Functional | Others
36349 | Chotisadadi Chc | Oxygen Concentrator | Model Not Available | 3000130861 | Functional | Others
36350 | Dist Hospital Barmer Dh | Phototherepy Unit | Fenam, Bilitron Sky 5006 | 3000122119 | Functional | Others
36351 | Dist Hospital Barmer Dh | Phototherepy Unit | Fenam, Bilitron Sky 5006 | 3000122121 | Functional | Others
36352 | Dist Hospital Barmer Dh | Phototherepy Unit | Fenam, Bilitron Sky 5006 | 3000131478 | Functional | Others
36353 | Dist Hospital Barmer Dh | Phototherepy Unit | Fenam, Bilitron Sky 5006 | 3000131479 | Functional | Others
36354 | Sms Hospital | Monocular Microscope | Model not available | 12A073 | Functional | Others
36355 | Sms Hospital | Monocular Microscope | Model not available | 12B116 | Functional | Others
36356 | Odwada Phc | Binocular Microscope | AMT 5A | 3000124443 | Functional | Others
36357 | Odwada Phc | Centrifuge Machine ( 8 Tube) | Model Not Available | 3000124444 | Functional | Others
36358 | Jhalawar Medical College Medical Collage Hospital | Nebulizer | MODEL NOT AVAILABLE | 20080204233UF | Functional | Omron Health Care
36359 | R K District Hospital Rajsamand Dh | Multi-Para Monitor | Star 55 | 3000052678 | Functional | Others
36360 | R K District Hospital Rajsamand Dh | Multi-Para Monitor | Star 55 | 3000052679 | Functional | Others
36361 | R K District Hospital Rajsamand Dh | Multi-Para Monitor | Star 55 | 3000052680 | Functional | Others
36362 | R K District Hospital Rajsamand Dh | Multi-Para Monitor | Star 55 | 3000052681 | Functional | Others
36363 | R K District Hospital Rajsamand Dh | Multi-Para Monitor | Star 55 | 3000052682 | Functional | Others
36364 | R K District Hospital Rajsamand Dh | Multi-Para Monitor | Star 55 | 3000052746 | Functional | Others
36365 | R K District Hospital Rajsamand Dh | Multi-Para Monitor | Star 55 | 3000052712 | Functional | Others
36366 | R K District Hospital Rajsamand Dh | Multi-Para Monitor | Model not available | 3000281495 | Functional | Others
36367 | R K District Hospital Rajsamand Dh | Multi-Para Monitor | Star 55 | 3000052664 | Functional | Others
36368 | R K District Hospital Rajsamand Dh | Multi-Para Monitor | Star 55 | 3000052630 | Functional | Others
36369 | R K District Hospital Rajsamand Dh | Multi-Para Monitor | Star 55 | 3000052661 | Functional | Others
36370 | Gogunda Chc | 100mA X-Ray Machine | Allengers - 100R | 3000205398 | Functional | Allengers Medical Systems Ltd
36371 | Gogunda Chc | Mobile ( Portable ) X-Ray Machine | Allengers - MARS 3.5 | 3000205399 | Functional | Allengers Medical Systems Ltd
36372 | Kalyanpur Phc | Binocular Microscope | Model Not Available | 3000205955 | Functional | Ajay Optical India
36373 | Kalyanpur Phc | Radiant Heat Warmer | Zeal - RHW 2101A | RHW2101A/0713/431 | Functional | Zeal Medical Pvt Ltd
36374 | Jhakhod Phc | Hemoglobin meter | Model Not Available | 3000141318 | Functional | Marienfeld
36375 | Pachelklan Phc | Syringe Needle Destroyer | Model not available | 3000203551 | Functional | Others
36376 | Pachelklan Phc | Baby Weighing Machine | Model Not Available | 3000203560 | Functional | Cmho Supply
36377 | Swaroopganj Phc | Labour Table | Model Not Available | 3000125457 | Functional | Others
36378 | Harnawada Shahji Phc Baran | Syringe Needle Destroyer | Model not available | 3000203739 | Functional | Others
36379 | Harnawada Shahji Phc Baran | FOOT OPERATED SUCTION MACHINE | MODEL NOT AVAILABLE | 3000203742 | Functional | Others
36380 | Harnawada Shahji Phc Baran | Blood Bank Refrigerator | Model not available | 3000203750 | Functional | Others
36381 | Harnawada Shahji Phc Baran | SPHYGMOMANOMETER(BP APPRATUS) | MODEL NOT AVAILABLE | 3000203753 | Functional | Others
36382 | Khandar Chc | Instrument Sterilizer | Model Not Available | 2000020268 | Functional | Others
36383 | Jhalawar Medical College Medical Collage Hospital | Syringe Needle Destroyer | MRK | NBS00718555 | Functional | Others
36384 | Pbm Medical College And Hospital | Autoclave | Model not available | 3000042703 | Functional | Others
36385 | Odwadia Phc | SPHYGMOMANOMETER(BP APPRATUS) | MODEL NOT AVAILABLE | 304818 | Functional | Others
36386 | Pbm Medical College And Hospital | Phototherepy Unit | MODEL NOT AVAILABLE | 2000035758 | Functional | Others
36387 | Sallopat Phc | Binocular Microscope | Labomed - Vision 2000 | 3000207603 | Functional | Others
36388 | Pbm Medical College And Hospital | Blood Gas Analyzer (ABG Machine) | Model not available | 3000045761 | Functional | Others
36389 | District Hospital Pratapgarh Dh | A Scan Ultrasonic Biometer | ODM-1000A | 3000130297 | Functional | Others
36390 | Aton Phc | Centrifuge Machine ( 4 Tube ) | Model not available | 3000203784 | Functional | Others
36391 | Pbm Medical College And Hospital | Ultra Sonography (USG) & Colour Dopler Machine | Model not available | 2000035680 | Functional | Others
36392 | Pbm Medical College And Hospital | Ultra Sonography (USG) & Colour Dopler Machine | Model not available | 2000035681 | Functional | Others
36393 | Pbm Medical College And Hospital | Ultra Sonography (USG) & Colour Dopler Machine | Model not available | 2000035682 | Functional | Others
36394 | Pbm Medical College And Hospital | Ultra Sonography (USG) & Colour Dopler Machine | Model not available | 2000035683 | Functional | Others
36395 | Pbm Medical College And Hospital | Ultra Sonography (USG) & Colour Dopler Machine | Model not available | 2000035685 | Functional | Others
36396 | Pbm Medical College And Hospital | Ultra Sonography (USG) & Colour Dopler Machine | Model not available | 2000035684 | Functional | Others
36397 | Pbm Medical College And Hospital | Ultra Sonography (USG) & Colour Dopler Machine | Model not available | 2000035686 | Functional | Others
36398 | Pbm Medical College And Hospital | Ultra Sonography (USG) & Colour Dopler Machine | Model not available | 3000045692 | Functional | Others
36399 | Pbm Medical College And Hospital | Ultra Sonography (USG) & Colour Dopler Machine | Model not available | 2000035687 | Functional | Others
36400 | Timedabada Phc | Centrifuge Machine ( 8 Tube) | Model Not Available | 3000207730 | Functional | Others
36401 | Aton Phc | Binocular Microscope | Microlux - 16 | 3000203785 | Functional | Cmho Supply
36402 | Aton Phc | Glucometer | Model not available | 3000203786 | Functional | Others
36403 | District Hospital Pratapgarh Dh | 100mA X-Ray Machine | Model not available | 25725 | Functional | Others
36404 | Aton Phc | Hemoglobin meter | Model Not Available | 3000203787 | Functional | Others
36405 | Pbm Medical College And Hospital | Fetal Doppler | MODEL NOT AVAILABLE | 2000035673 | Functional | Others
36406 | Pbm Medical College And Hospital | Fetal Doppler | MODEL NOT AVAILABLE | 2000035674 | Functional | Others
36407 | Pbm Medical College And Hospital | Fetal Doppler | MODEL NOT AVAILABLE | 2000035669 | Functional | Others
36408 | Aton Phc | Blood Bank Refrigerator | Model not available | 3000203788 | Functional | Others
36409 | Pbm Medical College And Hospital | C. T. Scanner | TSX-021B | 2000035668 | Functional | Others
36410 | Chinch Phc | Centrifuge Machine ( 8 Tube) | Model Not Available | 3000207712 | Functional | Others
36411 | R K District Hospital Rajsamand Dh | Syringe Infusion Pump | SIMTEK - Infutek 405 | 3000052697 | Functional | Others
36412 | R K District Hospital Rajsamand Dh | Syringe Infusion Pump | SIMTEK - Infutek 405 | 911104 | Functional | Others
36413 | R K District Hospital Rajsamand Dh | Syringe Infusion Pump | SIMTEK - Infutek 405 | 55T08 | Functional | Others
36414 | R K District Hospital Rajsamand Dh | Syringe Infusion Pump | SIMTEK - Infutek 405 | 2408104 | Functional | Others
36415 | R K District Hospital Rajsamand Dh | Syringe Infusion Pump | SIMTEK - Infutek 405 | 5AJ06 | Functional | Others
36416 | R K District Hospital Rajsamand Dh | Syringe Infusion Pump | SIMTEK - Infutek 405 | 2009104 | Functional | Others
36417 | R K District Hospital Rajsamand Dh | Syringe Infusion Pump | SIMTEK - Infutek 405 | 5ST01 | Functional | Others
36418 | R K District Hospital Rajsamand Dh | Syringe Infusion Pump | SIMTEK - Infutek 405 | 21270281 | Functional | Others
36419 | R K District Hospital Rajsamand Dh | Syringe Infusion Pump | SIMTEK - Infutek 405 | 21249845 | Functional | Others
36420 | R K District Hospital Rajsamand Dh | Syringe Infusion Pump | SIMTEK - Infutek 405 | 21270633 | Functional | Others
36421 | R K District Hospital Rajsamand Dh | Syringe Infusion Pump | SIMTEK - Infutek 405 | 21270319 | Functional | Others
36422 | R K District Hospital Rajsamand Dh | Syringe Infusion Pump | SIMTEK - Infutek 405 | 212702696 | Functional | Others
36423 | R K District Hospital Rajsamand Dh | Syringe Infusion Pump | SIMTEK - Infutek 405 | 1204234 | Functional | Others
36424 | R K District Hospital Rajsamand Dh | Syringe Infusion Pump | SIMTEK - Infutek 405 | 1204233 | Functional | Others
36425 | R K District Hospital Rajsamand Dh | Syringe Infusion Pump | SIMTEK - Infutek 405 | 1204235 | Functional | Others
36426 | R K District Hospital Rajsamand Dh | Syringe Infusion Pump | SIMTEK - Infutek 405 | 1204232 | Functional | Others
36427 | R K District Hospital Rajsamand Dh | Syringe Infusion Pump | SIMTEK - Infutek 405 | 404080 | Functional | Others
36428 | R K District Hospital Rajsamand Dh | Syringe Infusion Pump | SIMTEK - Infutek 405 | 404085 | Functional | Others
36429 | R K District Hospital Rajsamand Dh | Syringe Infusion Pump | SIMTEK - Infutek 405 | 5SB065 | Functional | Others
36430 | R K District Hospital Rajsamand Dh | Syringe Infusion Pump | SIMTEK - Infutek 405 | IIEI455524 | Functional | Others
36431 | R K District Hospital Rajsamand Dh | Syringe Infusion Pump | SIMTEK - Infutek 405 | IIEI455525 | Functional | Others
36432 | R K District Hospital Rajsamand Dh | Syringe Infusion Pump | SIMTEK - Infutek 405 | IIEI455526 | Functional | Others
36433 | R K District Hospital Rajsamand Dh | Syringe Infusion Pump | SIMTEK - Infutek 405 | IIEI455527 | Functional | Others
36434 | R K District Hospital Rajsamand Dh | Syringe Infusion Pump | SIMTEK - Infutek 405 | 21270331 | Functional | Others
36435 | R K District Hospital Rajsamand Dh | Syringe Infusion Pump | SIMTEK - Infutek 405 | 21270332 | Functional | Others
36436 | R K District Hospital Rajsamand Dh | Syringe Infusion Pump | SIMTEK - Infutek 405 | 21270333 | Functional | Others
36437 | Sms Hospital | Monocular Microscope | Model not available | 12B333 | Functional | Others
36438 | Kajra Phc | Centrifuge Machine ( 4 Tube ) | Model not available | 3000141367 | Functional | Remi Electrotechnik Ltd
36439 | Kajra Phc | Hemoglobin meter | Model Not Available | 3000141368 | Functional | Others
36440 | R K District Hospital Rajsamand Dh | Binocular Microscope | Model Not Available | 140570022 | Functional | Others
36441 | Kajra Phc | Hemoglobin meter | Model Not Available | 3000141369 | Functional | Others
36442 | Kajra Phc | Syringe Needle Destroyer | Nulife - Dots | 3000141370 | Functional | Mrk Healthcare Pvt Ltd Delhi
36443 | R K District Hospital Rajsamand Dh | Semi Automated Chemistry Analyzer | Model not Available | 3000052617 | Functional | Others
36444 | Padampur Chc | VDRL Rotator (Rotor and Shaker) | Model not available | 3000041204 | Functional | Others
36445 | Parsaad Chc Udaipur | Radiant Heat Warmer | Model Not Available | 3000205693 | Functional | Meditrin Instruments
36446 | Sms Hospital | Monocular Microscope | Model not available | 265036 | Functional | Others
36447 | Sms Hospital | Monocular Microscope | Model not available | CD175 | Functional | Others
36448 | Raiyana Phc | SPHYGMOMANOMETER(BP APPRATUS) | MODEL NOT AVAILABLE | 3000124455 | Functional | Others
36449 | Sarthal Phc | Binocular Microscope | Model Not Available | 3000203718 | Functional | Others
36450 | Parsaad Chc Udaipur | Blood Bank Refrigerator | Model not available | BE04GYE2600B24500154 | Functional | Haier Appliances India Pvt
36451 | Sarthal Phc | Centrifuge Machine ( 4 Tube ) | Model not available | 3000203719 | Functional | Others
36452 | Hamirgarh Chc | Blood Cell Counter - 3 part | Model not available | 3000125487 | Functional | Others
36453 | Padampur Chc | Glucometer | Accu Chek Performa | 3000041206 | Functional | Others
36454 | Hamirgarh Chc | Photoelectric Calorimeter | Calorimeter - 1312 | 3000125486 | Functional | Others
36455 | Parsaad Chc Udaipur | Binocular Microscope | Model Not Available | 3000205696 | Functional | Ajay Optical India
36456 | Hamirgarh Chc | Hemoglobin meter | Model Not Available | 3000125485 | Functional | Others
36457 | Padampur Chc | Hemoglobin meter | HB 301 | 3000041207 | Functional | Others
36458 | Kajra Phc | Glucometer | Model not available | 303R002EC0 | Functional | Others
36459 | Khanwas Phc | Hemoglobin meter | Model Not Available | 790/02/2015 | Functional | Others
36460 | Sarthal Phc | Syringe Needle Destroyer | Model not available | 3000203727 | Functional | Cmho Supply
36461 | Kajra Phc | Glucometer | Model not available | 22132061789 | Functional | Omron Health Care
36462 | Rodhai Phc Karauli | Weighing Machine | Victoria DX | 3000138717 | Functional | Ramon Surgical Company
36463 | Kakoda Phc | FOOT OPERATED SUCTION MACHINE | MODEL NOT AVAILABLE | 3000141290 | Functional | Others
36464 | Shri Hari Dev Joshi Genaral Hospital Dungarpur Dh | Oxygen Concentrator | Model Not Available | 3000052542 | Functional | Others
36465 | Shri Hari Dev Joshi Genaral Hospital Dungarpur Dh | Oxygen Concentrator | Model Not Available | 3000052543 | Functional | Others
36466 | Shri Hari Dev Joshi Genaral Hospital Dungarpur Dh | Oxygen Concentrator | Model Not Available | 3000052544 | Functional | Others
36467 | Shri Hari Dev Joshi Genaral Hospital Dungarpur Dh | Oxygen Concentrator | Model Not Available | 3000052545 | Functional | Others
36468 | Shri Hari Dev Joshi Genaral Hospital Dungarpur Dh | Oxygen Concentrator | Model Not Available | 3000052564 | Functional | Others
36469 | Shri Hari Dev Joshi Genaral Hospital Dungarpur Dh | Oxygen Concentrator | Model Not Available | 3000052565 | Functional | Others
36470 | Shri Hari Dev Joshi Genaral Hospital Dungarpur Dh | Oxygen Concentrator | Model Not Available | 3000052566 | Functional | Others
36471 | Shri Hari Dev Joshi Genaral Hospital Dungarpur Dh | Oxygen Concentrator | Model Not Available | 3000052567 | Functional | Others
36472 | Baravarda Chc | Radiant Heat Warmer | Meditrin - Heat Warmer | 3000130619 | Functional | Others
36473 | Paparda Chc | Radiant Heat Warmer | Zeal - RHW 2101A | RHW2101A10913/1894 | Functional | Others
36474 | R K District Hospital Rajsamand Dh | Binocular Microscope | Model Not Available | 3000052624 | Functional | Others
36475 | Baravarda Chc | FOOT OPERATED SUCTION MACHINE | MODEL NOT AVAILABLE | 47 | Functional | Others
36476 | Shehrakar Phc | FOOT OPERATED SUCTION MACHINE | MODEL NOT AVAILABLE | 3000137099 | Functional | Others
36477 | Sms Hospital | Monocular Microscope | Model not available | 911282 | Functional | Others
36478 | Shehrakar Phc | Syringe Needle Destroyer | Model not available | 3000137101 | Functional | Others
36479 | Sms Hospital | Monocular Microscope | Model not available | 91302 | Functional | Others
36480 | Kawai Chc Baran | Radiant Heat Warmer | Model Not Available | 3000199774 | Functional | Others
36481 | R K District Hospital Rajsamand Dh | ECG Machine (Single Channel) | BPL - Cardiart 108T | 646390 | Functional | Others
36482 | R K District Hospital Rajsamand Dh | ECG Machine (Single Channel) | BPL - Cardiart 108T | iit8273 | Functional | Others
36483 | Bagra Phc | Labour Table | Model Not Available | 3000045947 | Functional | Others
36484 | Sms Hospital | Monocular Microscope | Model not available | 91296 | Functional | Others
36485 | Kawai Chc Baran | Suction Machine | Model Not Available | 3000199777 | Functional | Others
36486 | R K District Hospital Rajsamand Dh | Hydraulic Operation Table | Janak | 3000052741 | Functional | Others
36487 | Sikandara Chc | Radiant Heat Warmer | Zeal - RHW 2101A | RHW210A/02414/2864 | Functional | Zeal Medical Pvt Ltd
36488 | Sms Hospital | Binocular Microscope | Model Not Available | 3000086992 | Functional | Others
36489 | Chirana Chc | 100mA X-Ray Machine | Allengers - MARS-6R | 2K130606291-X/HF | Functional | Allengers Medical Systems Ltd
36490 | Aton Phc | Blood Bank Refrigerator | Model not available | 3000203789 | Functional | Others
36491 | Pbm Medical College And Hospital | YAG Laser | Model Not Available | 2000035904 | Functional | Others
36492 | Pbm Medical College And Hospital | YAG Laser | Model Not Available | 2000035899 | Functional | Others
36493 | Chirana Chc | Suction Machine | Model Not Available | 3000141108 | Functional | Others
36494 | Chinch Phc | Spot Light ( Portable ) | Model Not Available | 3000207714 | Functional | Others
36495 | Chirana Chc | FOOT OPERATED SUCTION MACHINE | SU-101 | 10704 | Functional | Niscomed Electro Medical Devices
36496 | Chinch Phc | Freezes | MODEL NOT AVAILABLE | 3000207715 | Functional | Others
36497 | Chirana Chc | Spot Light ( Portable ) | Model Not Available | 3000141110 | Functional | Others
36498 | Aton Phc | Syringe Needle Destroyer | Model not available | 3000203791 | Functional | Others
36499 | Chirana Chc | Baby Weighing Machine | Model Not Available | 3000141111 | Functional | Docbel Group Of Industries
36500 | Chirana Chc | Instrument Sterilizer | Model Not Available | 3000141113 | Functional | Others
36501 | Nayagaonbanswara Phc | Binocular Microscope | Model Not Available | 3000207847 | Functional | Others
36502 | Chirana Chc | Syringe Needle Destroyer | Microsil - ND350 | 3000141114 | Functional | Others
36503 | Chirana Chc | Syringe Needle Destroyer | Microsil ND 20 | 3000141115 | Functional | Others
36504 | Chirana Chc | Weighing Machine | MODEL NOT AVAILABLE | 3000141116 | Functional | Others
36505 | R K District Hospital Rajsamand Dh | Suction Machine | Surgicoin | 3000052637 | Functional | Others
36506 | R K District Hospital Rajsamand Dh | Spot Light ( Portable ) | Model Not Available | 3000052638 | Functional | Others
36507 | R K District Hospital Rajsamand Dh | Emergeny First Aid Kit | Medisys | 3000052639 | Functional | Others
36508 | R K District Hospital Rajsamand Dh | CTMT Machine | RMS | 5563 | Functional | Others
36509 | Dhamniya Phc | SPHYGMOMANOMETER(BP APPRATUS) | MODEL NOT AVAILABLE | 3000262035 | Functional | Others
36510 | R K District Hospital Rajsamand Dh | Laminar Flow | KCH-B | 40360 | Functional | Others
36511 | R K District Hospital Rajsamand Dh | 100mA X-Ray Machine | GME - GMHF-6 | 40451 | Functional | Others
36512 | Dhamniya Phc | Baby Weighing Machine | Model Not Available | 3000262036 | Functional | Others
36513 | R K District Hospital Rajsamand Dh | 100mA X-Ray Machine | Model Not Available | 3000222876 | Non Functional Not Repairable | Omron Health Care
36514 | Dhamniya Phc | SPHYGMOMANOMETER(BP APPRATUS) | MODEL NOT AVAILABLE | 3000262038 | Functional | Others
36515 | Mermandwada Phc Sirohi | SPHYGMOMANOMETER(BP APPRATUS) | MODEL NOT AVAILABLE | 3000042071 | Functional | Others
36516 | Mermandwada Phc Sirohi | Hemoglobin meter | Model Not Available | 3000042072 | Functional | Others
36517 | Dist Hospital Barmer Dh | Pulse Oxymeter | Model Not Available | 3000124579 | Functional | Others
36518 | Dist Hospital Barmer Dh | Pulse Oxymeter | Model Not Available | 3000124578 | Functional | Others
36519 | Dist Hospital Barmer Dh | Pulse Oxymeter | Model Not Available | 3000124577 | Functional | Others
36520 | Dist Hospital Barmer Dh | Pulse Oxymeter | Model Not Available | 3000124576 | Functional | Others
36521 | Dist Hospital Barmer Dh | Pulse Oxymeter | Model Not Available | 3000124575 | Functional | Others
36522 | Nitoda Phc Sirohi | SPHYGMOMANOMETER(BP APPRATUS) | MODEL NOT AVAILABLE | 48635 | Functional | Others
36523 | Jk Lone Hospital Jaipur | 1.5 Ton Split Air Conditioner | Blue Star - 5HW18ZB | 3000085538 | Functional | Others
36524 | Bagri Phc | FOOT OPERATED SUCTION MACHINE | MODEL NOT AVAILABLE | 3000081775 | Functional | Surgicoin Medequip Pvt Ltd
36525 | Sonadi Phc | Hemoglobin meter | Model Not Available | 798 | Functional | Others
36526 | Kalyanpur Phc | Centrifuge Machine ( 8 Tube) | Model Not Available | 3000205956 | Functional | Others
36527 | Kalyanpur Phc | Ice lined refrigerator | HBC-70 | 3000205961 | Functional | Haier Appliances India Pvt
36528 | Kalyanpur Phc | Syringe Needle Destroyer | Model not available | 3639 | Functional | Others
36529 | Kalyanpur Phc | Syringe Needle Destroyer | Model not available | 3000205968 | Functional | Others
36530 | R K District Hospital Rajsamand Dh | Syringe Infusion Pump | SIMTEK - Infutek 405 | 21270334 | Functional | Others
36531 | R K District Hospital Rajsamand Dh | Syringe Infusion Pump | SIMTEK - Infutek 405 | 3000052652 | Functional | Others
36532 | R K District Hospital Rajsamand Dh | Syringe Infusion Pump | SIMTEK - Infutek 405 | PTO9/49 | Functional | Others
36533 | R K District Hospital Rajsamand Dh | Syringe Infusion Pump | SIMTEK - Infutek 405 | PTO09/103 | Functional | Others
36534 | R K District Hospital Rajsamand Dh | Syringe Infusion Pump | SIMTEK - Infutek 405 | PTO09/183 | Functional | Others
36535 | R K District Hospital Rajsamand Dh | Syringe Infusion Pump | SIMTEK - Infutek 405 | PTO09/165 | Functional | Others
36536 | Kalyanpur Phc | FOOT OPERATED SUCTION MACHINE | SU-101 | 11102 | Functional | Niscomed Electro Medical Devices
36537 | Jk Lone Hospital Jaipur | Hemoglobin meter | Model Not Available | 12023942E | Functional | Others
36538 | Parsaad Chc Udaipur | Centrifuge Machine ( 8 Tube) | Model Not Available | 3000205699 | Functional | Others
36539 | Sarthal Phc | FOOT OPERATED SUCTION MACHINE | MODEL NOT AVAILABLE | 3000203728 | Functional | Others
36540 | Hamirgarh Chc | Syringe Needle Destroyer | Nulife - Dots | 3000125481 | Functional | Others
36541 | Kajra Phc | FOOT OPERATED SUCTION MACHINE | SU-101 | 10326 | Functional | Niscomed Electro Medical Devices
36542 | Padampur Chc | Cautry Machine | Model Not Available | 3000041212 | Functional | Others
36543 | Khanwas Phc | Hemoglobin meter | Model Not Available | 7271/02/2015 | Functional | Others
36544 | Parsaad Chc Udaipur | Hot Air Oven | Model not available | 3000205701 | Functional | Others
36545 | Kajra Phc | Baby Weighing Machine | Model Not Available | 3000141375 | Functional | Crown Digital Scales Inc
36546 | Sarthal Phc | Instrument Sterilizer | Model Not Available | 3000203732 | Functional | Others
36547 | Rodhai Phc Karauli | Syringe Needle Destroyer | Model not available | 3000138719 | Functional | Others
36548 | Khanwas Phc | Freezes | MODEL NOT AVAILABLE | 2.0135e+18 | Functional | Others
36549 | Parsaad Chc Udaipur | Incubator | Yorco - YSI - 438D | 1354321 | Functional | Yorco Sales Pvt Ltd
36550 | Sarthal Phc | Autoclave | Model not available | 3000203733 | Functional | Others
36551 | Badodia Phc | Binocular Microscope | Model Not Available | 3000207916 | Functional | Others
36552 | Sarthal Phc | Instrument Sterilizer | Model Not Available | 3000203734 | Functional | Others
36553 | Patheri Phc | Radiant Heat Warmer | Zeal - RHW 2101A | 3000119641 | Functional | Others
36554 | Parsaad Chc Udaipur | SPHYGMOMANOMETER(BP APPRATUS) | MODEL NOT AVAILABLE | 66998 | Functional | Others
36555 | Patheri Phc | Spot Light ( Portable ) | Model Not Available | 3000119642 | Not in use | Others
36556 | Patheri Phc | Baby Weighing Machine | Crown | 3000119643 | Functional | Others
36557 | Sms Hospital | Monocular Microscope | Model not available | MA1875 | Functional | Others
36558 | R K District Hospital Rajsamand Dh | Incubator | Yorco - YSI - 438D | 15054206 | Functional | Others
36559 | Patheri Phc | SPHYGMOMANOMETER(BP APPRATUS) | MODEL NOT AVAILABLE | 63148 | Functional | Others
36560 | Chhapra Phc | Hemoglobin meter | Model Not Available | 3000141346 | Functional | Others
36561 | Hamirgarh Chc | Fetal Doppler | ND - 102 | 3000125476 | Functional | Others
36562 | Sms Hospital | Monocular Microscope | Model not available | 93391 | Functional | Others
36563 | Parsaad Chc Udaipur | SPHYGMOMANOMETER(BP APPRATUS) | MODEL NOT AVAILABLE | 3000205248 | Functional | Others
36564 | Palodada Phc | Binocular Microscope | Model Not Available | 3000198177 | Functional | Others
36565 | Palodada Phc | Radiant Heat Warmer | Meditrin - Heat Warmer | NRHM/WM11/137 | Functional | Meditrin Instruments
36566 | Palodada Phc | Fetal Doppler | MODEL NOT AVAILABLE | 2012FQ372 | Functional | Others
36567 | Bamoriklan Phc | Binocular Microscope | Model Not Available | 3000203684 | Functional | Cmho Supply
36568 | Bamoriklan Phc | Binocular Microscope | Model Not Available | 3000203685 | Functional | Cmho Supply
36569 | Palodada Phc | Baby Weighing Machine | Model Not Available | 3000205976 | Functional | Crown Digital Scales Inc
36570 | Palodada Phc | FOOT OPERATED SUCTION MACHINE | MODEL NOT AVAILABLE | 3000205977 | Functional | Niscomed Electro Medical Devices
36571 | Bamoriklan Phc | Syringe Needle Destroyer | Model not available | 3000203689 | Functional | Cmho Supply
36572 | Palodada Phc | Syringe Needle Destroyer | Model not available | 3000205978 | Functional | Others
36573 | Palodada Phc | SPHYGMOMANOMETER(BP APPRATUS) | MODEL NOT AVAILABLE | 3000205980 | Functional | Others
36574 | Malarampur Phc | Glucometer | Model not available | 3000043058 | Functional | Others
36575 | Malarampur Phc | Ice lined refrigerator | Model Not Available | 3000044002 | Functional | Others
36576 | Malarampur Phc | Autoclave | Model not available | 3000044010 | Functional | Others
36577 | Malarampur Phc | Syringe Needle Destroyer | Model not available | 726621 | Functional | Others
36578 | Malarampur Phc | Nebulizer | MODEL NOT AVAILABLE | 3000044007 | Functional | Others
36579 | Hindon Sdh | Weighing Machine | MODEL NOT AVAILABLE | 3000138406 | Functional | Cmho Supply
36580 | Hindon Sdh | Spot Light ( Portable ) | Model Not Available | 3000138409 | Functional | Cmho Supply
36581 | Hindon Sdh | Blood Bank Refrigerator | Model not available | 883 | Functional | Cmho Supply
36582 | Jhakhrawali Phc | SPHYGMOMANOMETER(BP APPRATUS) | MODEL NOT AVAILABLE | 285776110 | Functional | Others
36583 | Hindon Sdh | Incubator | MODEL NOT AVAILABLE | 851 | Functional | Cmho Supply
36584 | Jhakhrawali Phc | Suction Machine | Model Not Available | 3000044424 | Functional | Others
36585 | Bamoriklan Phc | Fetal Doppler | MODEL NOT AVAILABLE | 3000203691 | Functional | Cmho Supply
36586 | Badgaon Chc | Suction Machine | Model Not Available | 3000205024 | Functional | Others
36587 | Sms Hospital | Defibrillator with Cardiac Monitor | Model Not Available | A10S0739 | Functional | Others
36588 | Badgaon Chc | Syringe Needle Destroyer | Model not available | 3000205026 | Functional | Others
36589 | R K District Hospital Rajsamand Dh | Anesthesia Machine | MODEL NOT AVAILABLE | 3000052728 | Functional | Others
36590 | R K District Hospital Rajsamand Dh | Anesthesia Machine | MODEL NOT AVAILABLE | 3000052729 | Functional | Others
36591 | Dhamniya Phc | SPHYGMOMANOMETER(BP APPRATUS) | MODEL NOT AVAILABLE | 3000262039 | Functional | Others
36592 | Dhamniya Phc | STABILIZER | MODEL NOT AVAILABLE | 3000262040 | Functional | Others
36593 | Jk Lone Hospital Jaipur | Hemoglobin Analyzer | CPC - i-heme+ | 3000230236 | Functional | Others
36594 | R K District Hospital Rajsamand Dh | Cautry Machine | Model Not Available | 3000052731 | Functional | Others
36595 | Dhamniya Phc | Labour Table | Model Not Available | 3000262041 | Functional | Others
36596 | R K District Hospital Rajsamand Dh | Spot Light ( Portable ) | Model Not Available | 3000052732 | Functional | Others
36597 | Masuda Chc | 100mA X-Ray Machine | Model not available | 1301 | Functional | Cmho Supply
36598 | Dhamniya Phc | Blood Bank Refrigerator | Model not available | 3000262042 | Functional | Others
36599 | Jepla Phc | Centrifuge Machine ( 4 Tube ) | Model not available | 3000199639 | Functional | Others
36600 | R K District Hospital Rajsamand Dh | Baby Weighing Machine | Model Not Available | 3000052672 | Functional | Others
36601 | Dhamniya Phc | Ice lined refrigerator | HBC-70 | 3000262043 | Functional | Others
36602 | Jepla Phc | Binocular Microscope | Model Not Available | 3000199640 | Functional | Cmho Supply
36603 | R K District Hospital Rajsamand Dh | 100mA X-Ray Machine | Allengers - 100R | 3000052673 | Functional | Others
36604 | Dhamniya Phc | Centrifuge Machine ( 6 Tube ) | Model Not Available | 3000262044 | Functional | Others
36605 | Jepla Phc | Glucometer | Model not available | 3000199641 | Functional | Others
36606 | Dhamniya Phc | Binocular Microscope | Microlux - 16 | 3000262045 | Functional | Others
36607 | R K District Hospital Rajsamand Dh | 100mA X-Ray Machine | Allengers - MARS-6R | 3000052674 | Functional | Others
36608 | R K District Hospital Rajsamand Dh | 100mA X-Ray Machine | Allengers - MARS-6R | 3000052675 | Functional | Others
36609 | R K District Hospital Rajsamand Dh | 100mA X-Ray Machine | Allengers - MARS-6R | 3000052677 | Functional | Others
36610 | Bhutala Phc | Syringe Needle Destroyer | Model not available | NBSD0725053 | Functional | Mrk Healthcare Pvt Ltd Delhi
36611 | Jepla Phc | Radiant Heat Warmer | Model Not Available | 3000199642 | Functional | Others
36612 | Masuda Chc | Freezes | GL-185 | 2000032834 | Functional | Others
36613 | Chirana Chc | SPHYGMOMANOMETER(BP APPRATUS) | MODEL NOT AVAILABLE | 3000141112 | Functional | Others
36614 | Jepla Phc | Instrument Sterilizer | Model Not Available | 3000199643 | Functional | Others
36615 | Parsaad Chc Udaipur | Syringe Needle Destroyer | Model not available | 3000205247 | Functional | Others
36616 | Sms Hospital | Monocular Microscope | Model not available | 3000140977 | Functional | Others
36617 | Sms Hospital | Monocular Microscope | Model not available | 425538 | Functional | Others
36618 | Siyapur Phc Banswara | Syringe Needle Destroyer | Model not available | 3000207600 | Functional | Others
36619 | Patheri Phc | Weighing Machine | Crown | 3000119649 | Functional | Others
36620 | Patheri Phc | Centrifuge Machine ( 12 Tube ) | Model Not Available | 3000119650 | Functional | Others
36621 | Patheri Phc | Binocular Microscope | Model Not Available | 10481 | Functional | Others
36622 | Sms Hospital | Monocular Microscope | Model not available | 9133 | Functional | Others
36623 | Shri Hari Dev Joshi Genaral Hospital Dungarpur Dh | Pulse Oxymeter | Model Not Available | 3000205009 | Functional | Others
36624 | Shri Hari Dev Joshi Genaral Hospital Dungarpur Dh | Pulse Oxymeter | Model Not Available | 30002050012 | Functional | Others
36625 | Shri Hari Dev Joshi Genaral Hospital Dungarpur Dh | Pulse Oxymeter | Model Not Available | 3000205018 | Functional | Others
36626 | R K District Hospital Rajsamand Dh | ECG Machine (Single Channel) | BPL - Cardiart 108T | 3000052702 | Functional | Others
36627 | Shehrakar Phc | Glucometer | SD Check Gold | MD1E0FAA2513 | Functional | Sd Bio Standard Diagnostic Pvt Ltd
36628 | Sms Hospital | Monocular Microscope | Model not available | 91263 | Functional | Others
36629 | Sms Hospital | Monocular Microscope | Model not available | 91284 | Functional | Others
36630 | Sms Hospital | Monocular Microscope | Model not available | 91191 | Functional | Others
36631 | Sms Hospital | Monocular Microscope | Model not available | 91224 | Functional | Others
36632 | Sms Hospital | Monocular Microscope | Model not available | 91228 | Functional | Others
36633 | Padampur Chc | SPHYGMOMANOMETER(BP APPRATUS) | MODEL NOT AVAILABLE | 3000041218 | Functional | Others
36634 | Anjana Phc | Suction Machine | Model Not Available | 3000207435 | Functional | Others
36635 | Padampur Chc | ECG Machine (Three Channel ) | Model Not Available | 3000041210 | Functional | Others
36636 | Padampur Chc | ECG Machine (Three Channel ) | Model Not Available | 3000041211 | Functional | Others
36637 | Anjana Phc | Radiant Heat Warmer | Model Not Available | 3000207436 | Functional | Others
36638 | Baravarda Chc | Blood Cell Counter - 3 part | Horiba - ABX Micros ES 60 | 3000130608 | Functional | Others
36639 | Sms Hospital | Monocular Microscope | Model not available | 91280 | Functional | Others
36640 | Hamirgarh Chc | Pulse Oxymeter | Model not available | 3000056191 | Functional | Cmho Supply
36641 | Sms Hospital | Monocular Microscope | Model not available | 91233 | Functional | Others
36642 | Khotawali Phc | Baby Weighing Machine | Model Not Available | 3000044278 | Functional | Others
36643 | Sonadi Phc | Centrifuge Machine ( 8 Tube) | Model Not Available | 3000081730 | Functional | Wipro G E Healthcare Pvt Ltd
36644 | Jk Lone Hospital Jaipur | Blood Mixer ( Roller Mixer ) | Model not available | 3000085916 | Functional | Others
36645 | Dubbi Phc Dausa | Weighing Machine | MODEL NOT AVAILABLE | 3000081153 | Functional | Others
36646 | Badgaon Chc | Blood Cell Counter - 3 part | Horiba - ABX Micros ES 60 | 305ESOH05709 | Functional | Horiba India Pvt Ltd
36647 | Bhadrawas Phc | Weighing Machine | MODEL NOT AVAILABLE | 2000019763 | Functional | Others
36648 | Badgaon Chc | Hot Air Oven | YSI-431 | 13HS2BT | Functional | Yorco Sales Pvt Ltd
36649 | Bhadrawas Phc | Baby Weighing Machine | Model Not Available | 2000019757 | Functional | Others
36650 | Badgaon Chc | Baby Weighing Machine | Model Not Available | 3000205058 | Functional | Others
36651 | Kidwana Phc | Glucometer | Model not available | M14KP008017 | Functional | Others
36652 | Kidwana Phc | Weighing Machine | Victoria DX | 3000141300 | Functional | Others
36653 | Sms Hospital | Monocular Microscope | Model not available | 12B328 | Functional | Others
36654 | Kakoda Phc | SPHYGMOMANOMETER(BP APPRATUS) | Pagoda | 255134 | Functional | Elite Scientific Corporation
36655 | Sms Hospital | Monocular Microscope | Model not available | 12B295 | Functional | Others
36656 | Kajra Phc | SPHYGMOMANOMETER(BP APPRATUS-Digital) | Model Not Available | 130582080192106 | Functional | Others
36657 | Kajra Phc | SPHYGMOMANOMETER(BP APPRATUS) | MODEL NOT AVAILABLE | 3000141381 | Functional | Others
36658 | Sms Hospital | Monocular Microscope | Model not available | 12B316 | Functional | Others
36659 | Dist Hospital Barmer Dh | SPHYGMOMANOMETER(BP APPRATUS-Digital) | Model Not Available | 3000131486 | Functional | Others
36660 | Dist Hospital Barmer Dh | SPHYGMOMANOMETER(BP APPRATUS-Digital) | Model Not Available | 3000131487 | Functional | Others
36661 | Padampur Chc | Centrifuge Machine ( 4 Tube ) | Remi 4C | 3000041205 | Functional | Others
36662 | R K District Hospital Rajsamand Dh | Semi Automated Chemistry Analyzer | Model not Available | 10380 | Functional | Others
36663 | R K District Hospital Rajsamand Dh | Semi Automated Chemistry Analyzer | Model not Available | 801754317 | Functional | Others
36664 | R K District Hospital Rajsamand Dh | Semi Automated Chemistry Analyzer | Model not Available | 804753393 | Functional | Others
36665 | Jhakhrawali Phc | Freezes | MODEL NOT AVAILABLE | 3000044430 | Functional | Others
36666 | Badopal Phc Hanumangarh | Baby Weighing Machine | Model Not Available | 3000044437 | Functional | Others
36667 | Parlika Phc | Syringe Needle Destroyer | Model not available | 3000043261 | Functional | Others
36668 | R K District Hospital Rajsamand Dh | Ultrasound Therapy Machine | Model Not Available | 3000052676 | Functional | Others
36669 | Bhutala Phc | Syringe Needle Destroyer | Model not available | 3000205111 | Functional | Others
36670 | R K District Hospital Rajsamand Dh | Suction Machine | Model Not Available | 3000052734 | Functional | Others
36671 | Jepla Phc | Syringe Needle Destroyer | Model not available | 3000199644 | Functional | Others
36672 | Manpur Phc | FOOT OPERATED SUCTION MACHINE | MODEL NOT AVAILABLE | 3000262046 | Functional | Others
36673 | R K District Hospital Rajsamand Dh | Anesthesia Machine | Jupiter 200 | 3000052737 | Functional | Others
36674 | Masuda Chc | Centrifuge Machine ( 8 Tube) | REMI - R303 | 2000032835 | Functional | Others
36675 | Manpur Phc | Baby Weighing Machine | Model Not Available | 3000262047 | Functional | Others
36676 | Bhutala Phc | Syringe Needle Destroyer | Model not available | 3000205112 | Functional | Others
36677 | R K District Hospital Rajsamand Dh | C-Arm Machine | Model Not Available | 3000052738 | Functional | Others
36678 | Jepla Phc | SPHYGMOMANOMETER(BP APPRATUS) | MODEL NOT AVAILABLE | 3000199645 | Functional | Others
36679 | Jepla Phc | SPHYGMOMANOMETER(BP APPRATUS) | MODEL NOT AVAILABLE | 3000199646 | Functional | Others
36680 | Manpur Phc | STABILIZER | MODEL NOT AVAILABLE | 3000262048 | Functional | Others
36681 | Jepla Phc | Weighing Machine | MODEL NOT AVAILABLE | 3000199647 | Functional | Others
36682 | Khetri Chc | 100mA X-Ray Machine | Model not available | 3000141253 | Functional | Picks Medical Systems Ltd
36683 | Bhutala Phc | Centrifuge Machine ( 8 Tube) | Model Not Available | 3000205113 | Functional | Others
36684 | Jepla Phc | Baby Weighing Machine | Model Not Available | 3000199648 | Functional | Others
36685 | Bhutala Phc | Binocular Microscope | Microlux - 16 | 3000205114 | Functional | Ajay Optical India
36686 | Khetri Chc | Blood Cell Counter - 3 part | Horiba - ABX Micros ES 60 | 306ES0H05826 | Functional | Horiba India Pvt Ltd
36687 | Jepla Phc | Ice lined refrigerator | Model Not Available | 3000199650 | Functional | Others
36688 | Masuda Chc | Syringe Needle Destroyer | Model not available | 2000032836 | Non Functional Repairable | Others
36689 | Bhutala Phc | Hemoglobin meter | Model Not Available | 3000205115 | Functional | Others
36690 | Jepla Phc | Blood Bank Refrigerator | Model not available | 3000199651 | Functional | Others
36691 | Khetri Chc | Centrifuge Machine ( 8 Tube) | REMI - R4C | CPL1982 | Functional | Remi Electrotechnik Ltd
36692 | Jk Lone Hospital Jaipur | ECG Machine (Three Channel ) | Model Not Available | epg00131031 | Functional | Others
36693 | Bhutala Phc | Freezes | Kelvinator KGE 193 | 3000205116 | Functional | Others
36694 | Chhapra Phc | Syringe Needle Destroyer | Nulife - Dots | 3000141349 | Functional | Mrk Healthcare Pvt Ltd Delhi
36695 | Bagra Phc | Freezes | MODEL NOT AVAILABLE | 3000045929 | Functional | Others
36696 | Chhapra Phc | SPHYGMOMANOMETER(BP APPRATUS) | Pagoda | 3000141350 | Functional | Elite Scientific Corporation
36697 | Hamirgarh Chc | Labour Table | Model Not Available | 3000125473 | Functional | Others
36698 | R K District Hospital Rajsamand Dh | ECG Machine (Single Channel) | Model Not Available | 1041102 | Functional | Others
36699 | Shehrakar Phc | Radiant Heat Warmer | Model Not Available | 3000137100 | Functional | Others
36700 | Padampur Chc | Baby Weighing Machine | Model Not Available | 3000041227 | Functional | Others
36701 | Bagra Phc | Binocular Microscope | Model Not Available | 3000045933 | Functional | Others
36702 | Chhapra Phc | Fetal Doppler | MODEL NOT AVAILABLE | 2014FQ0235 | Functional | Others
36703 | Padampur Chc | O.T. Light Single Dome | MODEL NOT AVAILABLE | 3000041228 | Functional | Others
36704 | R K District Hospital Rajsamand Dh | Suction Machine | Model Not Available | 3000052688 | Functional | Others
36705 | Padampur Chc | Defibrillator | MODEL NOT AVAILABLE | 3000041229 | Functional | Others
36706 | R K District Hospital Rajsamand Dh | Syringe Needle Destroyer | Microsil ND 20 | 3000052690 | Functional | Others
36707 | Shehrakar Phc | ESR Stand | Model not available | 3000137090 | Functional | Others
36708 | Parsaad Chc Udaipur | Syringe Needle Destroyer | Model not available | RCN332032001 | Functional | Robonik India Pvt Ltd
36709 | Shehrakar Phc | Blood Bank Refrigerator | Model not available | 3000137093 | Functional | Haier Appliances India Pvt
36710 | Baravarda Chc | Syringe Needle Destroyer | Model not available | 3000130612 | Functional | Others
36711 | Padampur Chc | Instrument Sterilizer | Model Not Available | 3000041232 | Functional | Others
36712 | Baravarda Chc | Sahlis HB Meter | Model not available | 3000130613 | Functional | Others
36713 | Baravarda Chc | Glucometer | Model not available | 3000130614 | Functional | Others
36714 | Baravarda Chc | Glucometer | Model not available | 3000130615 | Functional | Others
36715 | Baravarda Chc | Glucometer | Model not available | 3000130616 | Functional | Others
36716 | Padampur Chc | Freezes | MODEL NOT AVAILABLE | 3000041233 | Functional | Others
36717 | Padampur Chc | Freezes | MODEL NOT AVAILABLE | 3000041235 | Functional | Others
36718 | Baravarda Chc | Suction Machine | Model Not Available | 3000130618 | Functional | Others
36719 | Padampur Chc | Ice lined refrigerator | HBC-70 | 3000041234 | Functional | Others
36720 | Kotada Phc | Binocular Microscope | Labomed - Vision 2000 | 3000120757 | Functional | Others
36721 | Sms Hospital | Monocular Microscope | Model not available | 12B296 | Functional | Others
36722 | Hamirgarh Chc | Binocular Microscope | Model Not Available | 3000125484 | Functional | Others
36723 | Padampur Chc | Hot Air Oven | Model not available | 3000041208 | Functional | Others
36724 | Khanwas Phc | Hemoglobin meter | Model Not Available | 624/0220/5 | Functional | Others
36725 | Sarthal Phc | Blood Bank Refrigerator | Model not available | 3000203724 | Functional | Others
36726 | Parsaad Chc Udaipur | Semi Automated Chemistry Analyzer | Micro Lab - RX 50V | 3000205697 | Functional | Micro Lab Instruments Ahmedabad
36727 | Padampur Chc | Syringe Needle Destroyer | Model not available | 3000041214 | Functional | Others
36728 | Padampur Chc | Phototherepy Unit | MODEL NOT AVAILABLE | 3000041215 | Functional | Others
36729 | Khanwas Phc | Hemoglobin meter | Model Not Available | 4871/0212015 | Functional | Others
36730 | Badodia Phc | Centrifuge Machine ( 8 Tube) | Model Not Available | 3000207913 | Functional | Others
36731 | Kajra Phc | Radiant Heat Warmer | Zeal - RHW 2101A | RHW12101A/0913/1995 | Functional | Others
36732 | Hamirgarh Chc | 100mA X-Ray Machine | Model not available | 3000125479 | Functional | Others
36733 | Parsaad Chc Udaipur | 100mA X-Ray Machine | GME - GMHF-6 | SR2K1309XRH068 | Functional | General Medical Equipment
36734 | Badodia Phc | Suction Machine | Model Not Available | 3000207917 | Functional | Others
36735 | Parsaad Chc Udaipur | Instrument Sterilizer | Model Not Available | 3000205244 | Functional | Others
36736 | Patheri Phc | Instrument Sterilizer | Model Not Available | 11115/2009 | Functional | Others
36737 | Patheri Phc | Freezes | Kelvinator KGE 193 | 3000119648 | Functional | Others
36738 | Parlika Phc | Baby Weighing Machine | Model Not Available | 3000043263 | Functional | Others
36739 | Kawai Chc Baran | Centrifuge Machine ( 4 Tube ) | Model not available | 3000199782 | Functional | Omron Health Care
36740 | R K District Hospital Rajsamand Dh | Syringe Needle Destroyer | Model not available | 3000052726 | Functional | Others
36741 | R K District Hospital Rajsamand Dh | Syringe Needle Destroyer | Model not available | 3000052634 | Functional | Others
36742 | Baravarda Chc | Ice lined refrigerator | HBC-70 | 3000130632 | Functional | Others
36743 | Baravarda Chc | Ice lined refrigerator | HBC-70 | 3000130633 | Functional | Others
36744 | Jhalawar Medical College Medical Collage Hospital | Dental Drill Machine-Hand Piece | Model not available | 3000130100 | Functional | Others
36745 | Gangiyasar Phc | Autoclave | Model not available | 3000141190 | Functional | Others
36746 | Gopinath Ka Gara Phc | Centrifuge Machine ( 8 Tube) | Model Not Available | 3000207560 | Functional | Others
36747 | R K District Hospital Rajsamand Dh | Single Puncture Laparoscope with Console Unit | 26034AAV | 31111017 | Functional | Others
36748 | Jepla Phc | Blood Bank Refrigerator | Model not available | 3000199652 | Functional | Others
36749 | Khetri Chc | Semi Automated Chemistry Analyzer | CHEM 5 PLUS | 61017 | Functional | Erba Diagnostics
36750 | Manpur Phc | Ice lined refrigerator | HBC-70 | 3000262049 | Functional | Others
36751 | Bhutala Phc | Glucometer | Model not available | M20M0000484 | Functional | Others
36752 | Khetri Chc | VDRL Rotator (Rotor and Shaker) | Yorco - YSI 148 | 610731 | Functional | Yorco Sales Pvt Ltd
36753 | Manpur Phc | Blood Bank Refrigerator | Model not available | 3000262050 | Functional | Others
36754 | Bhutala Phc | Glucometer | Model not available | 3000205118 | Functional | Others
36755 | Bhuti Phc | FOOT OPERATED SUCTION MACHINE | MODEL NOT AVAILABLE | 3000119345 | Functional | Others
36756 | Jk Lone Hospital Jaipur | Weighing Machine | Crown | 3000230171 | Functional | Others
36757 | District Hospital Pratapgarh Dh | Bi-pap Machine | MODEL NOT AVAILABLE | 3000129988 | Functional | Others
36758 | Manpur Phc | Autoclave | Model not available | 3000262051 | Functional | Others
36759 | Khetri Chc | Centrifuge Machine ( 8 Tube) | Model Not Available | 146072 | Functional | Hettich Lab Technology
36760 | Bhuti Phc | SPHYGMOMANOMETER(BP APPRATUS) | MODEL NOT AVAILABLE | 59848 | Functional | Others
36761 | Bhutala Phc | SPHYGMOMANOMETER(BP APPRATUS) | MODEL NOT AVAILABLE | 3000205120 | Functional | Others
36762 | Bhuti Phc | Labour Table | Model Not Available | 3000119346 | Functional | Others
36763 | District Hospital Pratapgarh Dh | Boyles Apparatus | MODEL NOT AVAILABLE | 3000129990 | Functional | Others
36764 | District Hospital Pratapgarh Dh | Boyles Apparatus | MODEL NOT AVAILABLE | 3000129991 | Functional | Others
36765 | Bhuti Phc | Weighing Machine | MODEL NOT AVAILABLE | 3000119348 | Functional | Others
36766 | Bhutala Phc | FOOT OPERATED SUCTION MACHINE | MODEL NOT AVAILABLE | 3000205121 | Functional | Surgicoin Medequip Pvt Ltd
36767 | Manpur Phc | SPHYGMOMANOMETER(BP APPRATUS) | MODEL NOT AVAILABLE | 3000262052 | Functional | Others
36768 | District Hospital Pratapgarh Dh | O.T. Light Single Dome | MODEL NOT AVAILABLE | 3000129992 | Functional | Others
36769 | Bhuti Phc | Spot Light ( Portable ) | Model Not Available | 3000119347 | Functional | Others
36770 | Masuda Chc | O.T. Light Single Dome | MODEL NOT AVAILABLE | 2000032837 | Functional | Cmho Supply
36771 | Bhutala Phc | Fetal Doppler | MODEL NOT AVAILABLE | 201250227 | Functional | Others
36772 | M G Hospital Banswara Dh | Ultra Sonography (USG) & Colour Dopler Machine | Model not available | 3000207083 | Not in use | Others
36773 | Baravarda Chc | Suction Machine | Model Not Available | 3000130620 | Functional | Others
36774 | Baravarda Chc | Syringe Needle Destroyer | Model not available | 3000130621 | Functional | Others
36775 | Bangothri Kalan Phc | Binocular Microscope | Model Not Available | 3000141335 | Functional | Others
36776 | Shehrakar Phc | Syringe Needle Destroyer | Nulife - Dots | NBSDO725518 | Functional | Mrk Healthcare Pvt Ltd Delhi
36777 | Paparda Chc | SPHYGMOMANOMETER(BP APPRATUS) | MODEL NOT AVAILABLE | 135069 | Functional | Others
36778 | Baravarda Chc | 100mA X-Ray Machine | Allengers - MARS-6R | 3000130628 | Functional | Others
36779 | Bagra Phc | Radiant Heat Warmer | Model Not Available | 3000045943 | Functional | Others
36780 | Parsaad Chc Udaipur | Phototherepy Unit | Fenam, Bilitron Sky 5006 | I-IJAK4401183 | Functional | Fanem
36781 | Bagra Phc | Baby Weighing Machine | Model Not Available | 3000045944 | Functional | Others
36782 | Parsaad Chc Udaipur | Baby Weighing Machine | Model Not Available | 38722627 | Functional | Cmho Supply
36783 | Kawai Chc Baran | Blood Bank Refrigerator | Model not available | 3000199786 | Functional | Others
36784 | Sikandara Chc | Baby Weighing Machine | Crown | 3000081205 | Functional | Crown Digital Scales Inc
36785 | Kawai Chc Baran | Ice lined refrigerator | Model Not Available | 3000199787 | Functional | Others
36786 | R K District Hospital Rajsamand Dh | Autoclave | Model not available | 3000052745 | Functional | Others
36787 | Bangothri Kalan Phc | Syringe Needle Destroyer | Model not available | 3000141339 | Functional | Bhasin Sons Private Limited
36788 | Kawai Chc Baran | Blood Bank Refrigerator | Model not available | 3000199781 | Functional | Others
36789 | Parsaad Chc Udaipur | SPHYGMOMANOMETER(BP APPRATUS) | MODEL NOT AVAILABLE | 3000205277 | Functional | Others
36790 | Bangothri Kalan Phc | SPHYGMOMANOMETER(BP APPRATUS-Digital) | Model Not Available | 20140705294VGI | Functional | Omron Health Care
36791 | Parsaad Chc Udaipur | Nebulizer | NE-C28 | 20140706568UF | Functional | Omron Health Care
36792 | Kawai Chc Baran | Semi Automated Chemistry Analyzer | Model not Available | 3000199783 | Functional | Others
36793 | Bangothri Kalan Phc | SPHYGMOMANOMETER(BP APPRATUS) | MODEL NOT AVAILABLE | 3000141341 | Functional | Others
36794 | Parsaad Chc Udaipur | Syringe Needle Destroyer | Model not available | NBSD0724763 | Functional | Others
36795 | Kawai Chc Baran | Glucometer | Model not available | 3000199785 | Functional | Others
36796 | Jawahar Hospital Jaisalmer Dh | Radiant Heat Warmer | Model Not Available | 300005776 | Functional | Others
36797 | Jawahar Hospital Jaisalmer Dh | Radiant Heat Warmer | Model Not Available | 3000056775 | Functional | Others
36798 | Jawahar Hospital Jaisalmer Dh | Radiant Heat Warmer | Model Not Available | 3000056774 | Functional | Others
36799 | Pachelklan Phc | Centrifuge Machine ( 4 Tube ) | Model not available | 3000203554 | Functional | Omron Health Care
36800 | Pachelklan Phc | Autoclave | Model not available | 3000203559 | Functional | Others
36801 | Patusari Phc | Hemoglobin meter | Model Not Available | 2000019803 | Functional | Others
36802 | Pachelklan Phc | Nebulizer | MODEL NOT AVAILABLE | 3000203567 | Functional | Others
36803 | Swaroopganj Phc | Ice lined refrigerator | HBC-70 | 3000125464 | Functional | Others
36804 | Swaroopganj Phc | Baby Weighing Machine | Model Not Available | 3000125461 | Functional | Others
36805 | Harnawada Shahji Phc Baran | Binocular Microscope | Model Not Available | 3000203735 | Functional | Others
36806 | Harnawada Shahji Phc Baran | Glucometer | Model not available | 3000203738 | Functional | Others
36807 | Baloda Phc Jhunjunu | SPHYGMOMANOMETER(BP APPRATUS) | MODEL NOT AVAILABLE | 98134313 | Functional | Others
36808 | Badgaon Chc | Syringe Needle Destroyer | Model not available | 3000205060 | Functional | Others
36809 | Kidwana Phc | Nebulizer | MODEL NOT AVAILABLE | 3000141306 | Functional | Others
36810 | Kidwana Phc | Monocular Microscope | Model not available | 830162 | Functional | Others
36811 | Kidwana Phc | Binocular Microscope | Model Not Available | 3000141296 | Functional | Others
36812 | Kidwana Phc | Hemoglobin meter | Model Not Available | 3000141298 | Functional | Others
36813 | Kotada Phc | Freezes | MODEL NOT AVAILABLE | 3000120755 | Functional | Others
36814 | Oadwada Phc | Freezes | Kelvinator KGE 193 | 3000119314 | Functional | Others
36815 | Sms Hospital | Monocular Microscope | Model not available | 12A070 | Functional | Others
36816 | Goluwala Chc | Micropipettes | MODEL NOT AVAILABLE | 3000044192 | Functional | Others
36817 | Sms Hospital | Monocular Microscope | Model not available | 11L419 | Functional | Others
36818 | Chotisadadi Chc | 100mA X-Ray Machine | Model not available | 3000130822 | Functional | Others
36819 | Chotisadadi Chc | 100mA X-Ray Machine | Model not available | 3000130823 | Functional | Others
36820 | Sms Hospital | Monocular Microscope | Model not available | 12A014 | Functional | Others
36821 | Mahidam Phc | Radiant Heat Warmer | Zeal - RHW 2101A | 3000207890 | Functional | Others
36822 | Chotisadadi Chc | Syringe Needle Destroyer | Microsil ND 20 | 3000130856 | Functional | Others
36823 | Chotisadadi Chc | Syringe Needle Destroyer | Microsil ND 20 | 3000130862 | Functional | Others
36824 | Parsaad Chc Udaipur | Instrument Sterilizer | Model Not Available | 3000205690 | Functional | Paras Enterprises
36825 | Bhuti Phc | Ice lined refrigerator | Model Not Available | 3000119350 | Functional | Others
36826 | Manpur Phc | Freezes | MODEL NOT AVAILABLE | 3000262053 | Functional | Others
36827 | District Hospital Pratapgarh Dh | C-Arm Machine | Model Not Available | 3000129998 | Functional | Others
36828 | Bhuti Phc | Blood Bank Refrigerator | Model not available | 3000119351 | Functional | Others
36829 | R K District Hospital Rajsamand Dh | Clinical Specular Microscope | Model Not Available | 3000052721 | Functional | Others
36830 | Masuda Chc | Suction Machine | Model Not Available | 2000032838 | Functional | Cmho Supply
36831 | M G Hospital Banswara Dh | TRACTION SYSTEM | MODEL NOT AVAILABLE | 3000207084 | Not in use | Others
36832 | District Hospital Pratapgarh Dh | Endoscope | MODEL NOT AVAILABLE | 3000129999 | Functional | Others
36833 | R K District Hospital Rajsamand Dh | Corneal Topography | Model Not Available | 3000052722 | Functional | Others
36834 | R K District Hospital Rajsamand Dh | Wax Bath Machine | Model Not Available | 3000052723 | Functional | Others
36835 | Manpur Phc | Centrifuge Machine ( 4 Tube ) | Model not available | 3000262054 | Functional | Others
36836 | M G Hospital Banswara Dh | C. T. Scanner | TSX-021B | 3000124378 | Functional | Others
36837 | Bhutala Phc | Baby Weighing Machine | Model Not Available | 3000205123 | Functional | Others
36838 | R K District Hospital Rajsamand Dh | Ultrasound Therapy Machine | Model Not Available | 3000052717 | Functional | Others
36839 | R K District Hospital Rajsamand Dh | Ultrasound Therapy Machine | Model Not Available | 3000052718 | Functional | Others
36840 | Bohat Phc | Binocular Microscope | Model Not Available | 3000203702 | Functional | Others
36841 | Bhutala Phc | Blood Bank Refrigerator | Model not available | BE0404E2600B2A550297 | Functional | Haier Appliances India Pvt
36842 | Kachhola Chc | SPHYGMOMANOMETER(BP APPRATUS) | MODEL NOT AVAILABLE | 3000262024 | Functional | Others
36843 | Bohat Phc | Centrifuge Machine ( 4 Tube ) | Model not available | 3000203703 | Functional | Others
36844 | Aakoli Phc Chitalwana | Baby Weighing Machine | Crown | 3000197027 | Functional | Others
36845 | Kachhola Chc | Baby Weighing Machine | Model Not Available | 3000262025 | Functional | Others
36846 | Bhutala Phc | Ice lined refrigerator | MK - 142 | 25015244 | Functional | Vestfrost Solutions
36847 | Aakoli Phc Chitalwana | Fetal Doppler | MODEL NOT AVAILABLE | 3000197028 | Functional | Others
36848 | Jk Lone Hospital Jaipur | Multi-Para Monitor | Model not available | 1393 | Functional | Others
36849 | Kachhola Chc | Radiant Heat Warmer | Zeal - RHW 2101A | 3000262026 | Functional | Others
36850 | Bohat Phc | Hemoglobin meter | Model Not Available | 3000203704 | Functional | Others
36851 | Jk Lone Hospital Jaipur | Incubator | MODEL NOT AVAILABLE | 1304188 | Functional | Others
36852 | Sonadi Phc | Glucometer | BG-03 | 3000081733 | Functional | Wipro G E Healthcare Pvt Ltd
36853 | Jawahar Hospital Jaisalmer Dh | Radiant Heat Warmer | Model Not Available | 30000056773 | Functional | Others
36854 | Jawahar Hospital Jaisalmer Dh | Radiant Heat Warmer | Model Not Available | 3000056772 | Functional | Others
36855 | Jawahar Hospital Jaisalmer Dh | Radiant Heat Warmer | Model Not Available | 3000056771 | Functional | Others
36856 | Jawahar Hospital Jaisalmer Dh | Radiant Heat Warmer | Model Not Available | 3000056770 | Functional | Others
36857 | Jawahar Hospital Jaisalmer Dh | Radiant Heat Warmer | Model Not Available | 3000056769 | Functional | Others
36858 | Jawahar Hospital Jaisalmer Dh | Radiant Heat Warmer | Model Not Available | 3000056768 | Functional | Others
36859 | Bool Phc | Binocular Microscope | AMT 5A | 3000138950 | Functional | Cmho Supply
36860 | Parsaad Chc Udaipur | ECG Machine (Six Channel ) | Model Not Available | CGML3B17924 | Functional | Bpl Medical Technologies
36861 | Sri Karanpur Chc | Incubator | MODEL NOT AVAILABLE | 3000048850 | Functional | Others
36862 | Sikandara Chc | Instrument Sterilizer | Model Not Available | 3604350 | Functional | Paras Enterprises
36863 | Parsaad Chc Udaipur | Ice lined refrigerator | Model Not Available | 3000205281 | Functional | Haier Appliances India Pvt
36864 | Bool Phc | Hemoglobin meter | Model Not Available | 3000138951 | Functional | Others
36865 | Bhadrajune Phc | Spot Light ( Portable ) | Model Not Available | 3000045979 | Functional | Others
36866 | Bhadrajune Phc | Spot Light ( Portable ) | Model Not Available | 3000045992 | Functional | Others
36867 | Pbm Medical College And Hospital | Blood Cell Counter - 3 part | Model not available | 2000035714 | Functional | Others
36868 | Bangothri Kalan Phc | Weighing Machine | MODEL NOT AVAILABLE | 3000141344 | Functional | Others
36869 | Bool Phc | Glucometer | SD Check Gold | MO1E08AA2017 | Functional | Sd Bio Standard Diagnostic Pvt Ltd
36870 | Sri Karanpur Chc | Sahlis HB Meter | Model not available | 3000048851 | Functional | Others
36871 | Suwana Chc | SPHYGMOMANOMETER(BP APPRATUS) | MODEL NOT AVAILABLE | 3000125711 | Functional | Others
36872 | Parsaad Chc Udaipur | Hemoglobin Analyzer | Model not available | 1343813168 | Functional | Hemocue India
36873 | Parsaad Chc Udaipur | Dental Chair Unit | Model Not Available | 3000205287 | Functional | Others
36874 | Suwana Chc | Weighing Machine | MODEL NOT AVAILABLE | 3000125712 | Functional | Others
36875 | Bool Phc | Syringe Needle Destroyer | Model not available | 3000138954 | Functional | Others
36876 | Suwana Chc | SPHYGMOMANOMETER(BP APPRATUS) | MODEL NOT AVAILABLE | 3000125713 | Functional | Others
36877 | Baravarda Chc | Ice lined refrigerator | MK - 142 | 3000130635 | Not in use | Others
36878 | Suwana Chc | Blood Bank Refrigerator | Model not available | 3000125714 | Functional | Others
36879 | Malarampur Phc | Baby Weighing Machine | Model Not Available | 3000044003 | Functional | Others
36880 | Gogunda Chc | Binocular Microscope | Model Not Available | 08-N-8585 | Functional | Ajay Optical India
36881 | Gogunda Chc | Blood Bank Refrigerator | Model not available | 3000205400 | Functional | Haier Appliances India Pvt
36882 | Gogunda Chc | Blood Bank Refrigerator | Model not available | 3000205402 | Functional | Haier Appliances India Pvt
36883 | Gogunda Chc | Blood Bank Refrigerator | Model not available | 3000205404 | Functional | Haier Appliances India Pvt
36884 | Hindon Sdh | Binocular Microscope | Model Not Available | 481543 | Functional | Cmho Supply
36885 | Jhakhrawali Phc | Binocular Microscope | Model Not Available | 3000044418 | Functional | Others
36886 | Jk Lone Hospital Jaipur | Blood Mixer ( Roller Mixer ) | Model not available | 3000085914 | Functional | Others
36887 | Jhakhod Phc | Instrument Sterilizer | Model Not Available | 3000141321 | Functional | Paras Enterprises
36888 | Jhakhod Phc | Instrument Sterilizer | Model Not Available | 3000141322 | Functional | Paras Enterprises
36889 | Jk Lone Hospital Jaipur | ECG Machine (Single Channel) | Model Not Available | DDTD2E5615 | Functional | Others
36890 | R K District Hospital Rajsamand Dh | Freezes | MODEL NOT AVAILABLE | 3000052711 | Functional | Others
36891 | R K District Hospital Rajsamand Dh | Freezes | MODEL NOT AVAILABLE | 33100498 | Functional | Others
36892 | R K District Hospital Rajsamand Dh | Freezes | MODEL NOT AVAILABLE | 3000052619 | Functional | Others
36893 | R K District Hospital Rajsamand Dh | Freezes | MODEL NOT AVAILABLE | 3000052621 | Functional | Others
36894 | R K District Hospital Rajsamand Dh | Freezes | MODEL NOT AVAILABLE | 506363 | Functional | Others
36895 | R K District Hospital Rajsamand Dh | Freezes | MODEL NOT AVAILABLE | 464041 | Functional | Others
36896 | R K District Hospital Rajsamand Dh | Freezes | MODEL NOT AVAILABLE | 3000052713 | Functional | Others
36897 | R K District Hospital Rajsamand Dh | Freezes | MODEL NOT AVAILABLE | 3000052671 | Functional | Others
36898 | R K District Hospital Rajsamand Dh | Freezes | MODEL NOT AVAILABLE | 3000052689 | Functional | Others
36899 | R K District Hospital Rajsamand Dh | Freezes | MODEL NOT AVAILABLE | 3000052705 | Functional | Others
36900 | R K District Hospital Rajsamand Dh | Freezes | MODEL NOT AVAILABLE | 3000052727 | Functional | Others
36901 | Badgaon Chc | Pulse Oxymeter | Comet - P (L and T) | C11P2074 | Functional | Larsen And Tourbo Ltd
36902 | Jhakhod Phc | Syringe Needle Destroyer | Model not available | 13H0048 | Functional | Others
36903 | Badgaon Chc | Hydraulic Operation Table | MODEL NOT AVAILABLE | 3000205074 | Functional | Others
36904 | Badgaon Chc | Autoclave | Model not available | 3000205075 | Functional | Others
36905 | Aakoli Phc Chitalwana | SPHYGMOMANOMETER(BP APPRATUS) | MODEL NOT AVAILABLE | 3000197030 | Functional | Others
36906 | Kachhola Chc | Pulse Oxymeter | Model Not Available | 3000262027 | Functional | Others
36907 | Bohat Phc | Blood Bank Refrigerator | Model not available | 3000203705 | Functional | Others
36908 | District Hospital Pratapgarh Dh | Spot Light ( Portable ) | Model Not Available | 3000129994 | Functional | Others
36909 | Bhutala Phc | Syringe Needle Destroyer | Model not available | NBSD0725948 | Functional | Mrk Healthcare Pvt Ltd Delhi
36910 | M G Hospital Banswara Dh | Stethoscope | Model Not Available | 3000207239 | Functional | Others
36911 | Aakoli Phc Chitalwana | Labour Table | Model Not Available | 3000197031 | Functional | Others
36912 | Gachhipura Chc | Instrument Sterilizer | HI VAC | 0 | Functional | Anand Medicaids Pvt Ltd
36913 | Bhutala Phc | Freezes | GL-185 | 3000205127 | Functional | Others
36914 | Aakoli Phc Chitalwana | Ice lined refrigerator | HBC-70 | 3000197032 | Functional | Others
36915 | Aakoli Phc Chitalwana | Blood Bank Refrigerator | MF114 | 3000197033 | Functional | Others
36916 | Jk Lone Hospital Jaipur | Weighing Machine | Crown | 3000230240 | Non Functional Repairable | Others
36917 | Masuda Chc | Instrument Sterilizer | Model Not Available | 2000032839 | Functional | Cmho Supply
36918 | District Hospital Pratapgarh Dh | Autoclave | Model not available | 3000129996 | Functional | Others
36919 | Gachhipura Chc | Blood Bank Refrigerator | Model not available | 25013124 | Functional | Others
36920 | Aakoli Phc Chitalwana | Syringe Needle Destroyer | Model not available | 3000197029 | Functional | Others
36921 | Aakoli Phc Chitalwana | Syringe Needle Destroyer | Model not available | 3000197035 | Functional | Others
36922 | Aakoli Phc Chitalwana | Syringe Needle Destroyer | Model not available | 3000197036 | Functional | Others
36923 | Gachhipura Chc | Ice lined refrigerator | MK - 142 | 2000028128 | Functional | Others
36924 | M G Hospital Banswara Dh | C-Arm Machine | Model Not Available | 3000207165 | Functional | Others
36925 | District Hospital Pratapgarh Dh | SPHYGMOMANOMETER(BP APPRATUS) | MODEL NOT AVAILABLE | 3000129993 | Functional | Others
36926 | Aakoli Phc Chitalwana | Weighing Machine | MODEL NOT AVAILABLE | 3000197034 | Functional | Others
36927 | Aakoli Phc Chitalwana | Weighing Machine | MODEL NOT AVAILABLE | 103764 | Functional | Others
36928 | M G Hospital Banswara Dh | Labour Table | Model Not Available | 3000207240 | Functional | Others
36929 | Gachhipura Chc | Sahlis HB Meter | HB Meter | 2000028128 | Functional | Others
36930 | Aakoli Phc Chitalwana | Centrifuge Machine ( 8 Tube) | Model Not Available | 3000197037 | Functional | Others
36931 | Gachhipura Chc | Binocular Microscope | MLW Lab | 07321B | Functional | Others
36932 | Hindon Sdh | SPHYGMOMANOMETER(BP APPRATUS) | MODEL NOT AVAILABLE | 3000138397 | Functional | Cmho Supply
36933 | Khotawali Phc | Suction Machine | Model Not Available | 3000044280 | Functional | Others
36934 | Jegpura Phc | Suction Machine | Model Not Available | 3000207181 | Functional | Others
36935 | Suwana Chc | Ice lined refrigerator | Model Not Available | 3000125715 | Functional | Others
36936 | Dist Hospital Barmer Dh | Syringe Infusion Pump | SIMTEK - Infutek 405 | 3000122880 | Functional | Others
36937 | Suwana Chc | Syringe Needle Destroyer | Microsil ND 20 | 3000125717 | Functional | Others
36938 | Suwana Chc | Autoclave | Model not available | 3146 | Functional | Others
36939 | Suwana Chc | ECG Machine (Six Channel ) | Model Not Available | 3000125719 | Functional | Others
36940 | Dundlath Phc | SPHYGMOMANOMETER(BP APPRATUS) | MODEL NOT AVAILABLE | 3000141150 | Functional | Others
36941 | Bhadrajune Phc | Sahlis HB Meter | Model not available | 3000045981 | Functional | Others
36942 | Cidiyavasa Phc | Centrifuge Machine ( 8 Tube) | Model Not Available | 3000124417 | Functional | Others
36943 | Bhadrajune Phc | Binocular Microscope | Microlux - 16 | 12622 | Functional | Others
36944 | Bhadrajune Phc | Freezes | MODEL NOT AVAILABLE | 3000045984 | Functional | Others
36945 | Gangiyasar Phc | Suction Machine | Model Not Available | 3000141186 | Functional | Others
36946 | Gangiyasar Phc | Baby Weighing Machine | Model Not Available | 3000141187 | Functional | Crown Digital Scales Inc
36947 | Sms Hospital | 500mA X-Ray Machine | Allengers - MARS 40 | 3000084784 | Functional | Others
36948 | Baravarda Chc | ECG Machine (Single Channel) | Medicaid - Cardio Fax | 3000130629 | Functional | Others
36949 | Gangiyasar Phc | Syringe Needle Destroyer | Model not available | 3000141188 | Functional | Bhasin Sons Private Limited
36950 | Dist Hospital Barmer Dh | Autoclave | Model not available | 146 | Functional | Others
36951 | Gangiyasar Phc | Weighing Machine | MODEL NOT AVAILABLE | 3000141189 | Functional | Crown Digital Scales Inc
36952 | Chhabra Chc | Blood Bank Refrigerator | Model not available | 3000199624 | Functional | Others
36953 | Chhabra Chc | Blood Bank Refrigerator | Model not available | 3000199625 | Functional | Others
36954 | Bhangdarej Chc | SPHYGMOMANOMETER(BP APPRATUS) | MODEL NOT AVAILABLE | 56888 | Functional | Cmho Supply
36955 | Bool Phc | Hemoglobin meter | Model Not Available | 3000138952 | Functional | Others
36956 | Suwana Chc | Syringe Needle Destroyer | Nulife - Dots | 3000125720 | Functional | Others
36957 | Bhangdarej Chc | Binocular Microscope | AMT 5A | 3000081187 | Non Functional Not Repairable | Cmho Supply
36958 | Kulthana Phc | Blood Bank Refrigerator | Model not available | 3000135035 | Functional | Others
36959 | Bhangdarej Chc | Centrifuge Machine ( 8 Tube) | Model Not Available | 3000081188 | Functional | Cmho Supply
36960 | Harnawada Shahji Phc Baran | SPHYGMOMANOMETER(BP APPRATUS) | MODEL NOT AVAILABLE | 3000203748 | Functional | Others
36961 | Harnawada Shahji Phc Baran | Fetal Doppler | MODEL NOT AVAILABLE | 3000203749 | Functional | Others
36962 | Khandar Chc | Semi Automated Chemistry Analyzer | 3300 | 33006137 | Functional | Others
36963 | Goluwala Chc | Spot Light ( Portable ) | Model Not Available | 3000044231 | Functional | Others
36964 | Goluwala Chc | Ice lined refrigerator | Model Not Available | 3000044174 | Functional | Others
36965 | Goluwala Chc | Micropipettes | MODEL NOT AVAILABLE | 3000044189 | Functional | Others
36966 | Goluwala Chc | Micropipettes | MODEL NOT AVAILABLE | 13060685 | Functional | Others
36967 | Jhalawar Medical College Medical Collage Hospital | Syringe Needle Destroyer | MRK | 3000129609 | Functional | Mrk Healthcare Pvt Ltd Delhi
36968 | Kajra Phc | Syringe Needle Destroyer | Nulife - Dots | 3000141382 | Functional | Mrk Healthcare Pvt Ltd Delhi
36969 | Padampur Chc | Blood Cell Counter - 3 part | Horiba - ABX Micros ES 60 | 3000041201 | Functional | Others
36970 | Jhakhrawali Phc | Fetal Doppler | MODEL NOT AVAILABLE | 197 | Functional | Others
36971 | Shehrakar Phc | Hemoglobin meter | Model Not Available | 3000137086 | Functional | Others
36972 | Parlika Phc | Ice lined refrigerator | Model Not Available | 3000043266 | Functional | Others
36973 | Saroda Chc | Radiant Heat Warmer | Model Not Available | 3000210409 | Functional | Others
36974 | Saroda Chc | Radiant Heat Warmer | Model Not Available | 3000210408 | Functional | Others
36975 | Bool Phc | ESR Stand | Model not available | 3000138955 | Functional | Others
36976 | Suwana Chc | Spot Light ( Portable ) | Model Not Available | 3000125722 | Functional | Others
36977 | Raithal Phc Baran | SPHYGMOMANOMETER(BP APPRATUS) | MODEL NOT AVAILABLE | 3000203568 | Functional | Others
36978 | Raithal Phc Baran | Glucometer | Model not available | 3000203571 | Functional | Others
36979 | Suwana Chc | STABILIZER | MODEL NOT AVAILABLE | 300125723 | Functional | Others
36980 | Gangiyasar Phc | Centrifuge Machine ( 8 Tube) | Model Not Available | 3000141199 | Functional | Others
36981 | City Dispensary No 1 Sikar | Syringe Needle Destroyer | Model not available | 2000029564 | Functional | Others
36982 | Bibasar Phc Jhunjunu | Weighing Machine | MODEL NOT AVAILABLE | 3000141250 | Functional | Crown Digital Scales Inc
36983 | City Dispensary No 1 Sikar | Centrifuge Machine ( 16 Tube ) | Model not available | 2000029565 | Functional | Others
36984 | R K District Hospital Rajsamand Dh | Suction Machine | Model Not Available | 3000052666 | Functional | Others
36985 | R K District Hospital Rajsamand Dh | Suction Machine | Model Not Available | 3000052667 | Functional | Others
36986 | Jk Lone Hospital Jaipur | Blood Gas Analyzer (ABG Machine) | Model not available | cl1353 | Functional | Others
36987 | Gachhipura Chc | Baby Weighing Machine | Model Not Available | 2000028130 | Functional | Others
36988 | Gachhipura Chc | Centrifuge Machine ( 6 Tube ) | Model Not Available | 2000028131 | Functional | Others
36989 | Gachhipura Chc | Centrifuge Machine ( 6 Tube ) | Model Not Available | 2000028132 | Functional | Others
36990 | Masuda Chc | Radiant Heat Warmer | Zeal - RHW 2101A | RHW2101A/1013/2142 | Functional | Cmho Supply
36991 | District Hospital Pratapgarh Dh | Multi-Para Monitor | Model not available | 3000130272 | Functional | Others
36992 | M G Hospital Banswara Dh | Blood Cell Counter - 3 part | Model not available | 3000207016 | Functional | Others
36993 | District Hospital Pratapgarh Dh | Suction Machine | Model Not Available | 3000130274 | Functional | Others
36994 | Gachhipura Chc | Binocular Microscope | Excel Plus | 2000028133 | Functional | Others
36995 | District Hospital Pratapgarh Dh | Glucometer | Model not available | 3000130276 | Functional | Others
36996 | District Hospital Pratapgarh Dh | Sahlis HB Meter | Model not available | 3000130277 | Functional | Others
36997 | Masuda Chc | Suction Machine | Model Not Available | 2000032840 | Functional | Cmho Supply
36998 | Gachhipura Chc | Blood Cell Counter - 3 part | Horiba - ABX Micros ES 60 | 2000028134 | Functional | Others
36999 | M G Hospital Banswara Dh | Colorimeter | MODEL NOT AVAILABLE | 3000207031 | Functional | Others
37000 | District Hospital Pratapgarh Dh | Multi-Para Monitor | Model not available | 4336 | Functional | Others
37001 | District Hospital Pratapgarh Dh | Multi-Para Monitor | Model not available | 3000130282 | Functional | Others
37002 | Gachhipura Chc | Incubator | Elite - Incubator | 2000028136 | Functional | Others
37003 | District Hospital Pratapgarh Dh | Multi-Para Monitor | Model not available | 1997 | Functional | Others
37004 | Kachhola Chc | Suction Machine | Model Not Available | 3000262029 | Functional | Others
37005 | Masuda Chc | Weighing Machine | MODEL NOT AVAILABLE | 2000032842 | Functional | Cmho Supply
37006 | District Hospital Pratapgarh Dh | ELISA Reader | Model not available | 3000130284 | Functional | Others
37007 | Gachhipura Chc | Digital PH Meter | Model Not Available | 2000028137 | Functional | Others
37008 | Kachhola Chc | O.T. Light Single Dome | MODEL NOT AVAILABLE | 3000262028 | Functional | Others
37009 | Gachhipura Chc | Freezes | VKE204 | 2000028138 | Functional | Others
37010 | Kachhola Chc | Spot Light ( Portable ) | Model Not Available | 3000262030 | Functional | Others
37011 | District Hospital Pratapgarh Dh | ELISA Washer | Model not available | 3000130285 | Functional | Others
37012 | Jhak Phc | Syringe Needle Destroyer | Model not available | 3000117871 | Functional | Others
37013 | Bagri Phc | Blood Bank Refrigerator | Model not available | 3000081779 | Functional | Cmho Supply
37014 | Sonadi Phc | SPHYGMOMANOMETER(BP APPRATUS) | MODEL NOT AVAILABLE | 3000081729 | Functional | Others
37015 | R K District Hospital Rajsamand Dh | Radiant Heat Warmer | Meditrin - Heat Warmer | 228 | Functional | Others
37016 | R K District Hospital Rajsamand Dh | Radiant Heat Warmer | Meditrin - Heat Warmer | 227 | Functional | Others
37017 | R K District Hospital Rajsamand Dh | Radiant Heat Warmer | Meditrin - Heat Warmer | 223 | Functional | Others
37018 | R K District Hospital Rajsamand Dh | Radiant Heat Warmer | Meditrin - Heat Warmer | 256 | Functional | Others
37019 | R K District Hospital Rajsamand Dh | Radiant Heat Warmer | Meditrin - Heat Warmer | 254 | Functional | Others
37020 | R K District Hospital Rajsamand Dh | Radiant Heat Warmer | Meditrin - Heat Warmer | 263 | Functional | Others
37021 | R K District Hospital Rajsamand Dh | Radiant Heat Warmer | Meditrin - Heat Warmer | 3000052668 | Functional | Others
37022 | R K District Hospital Rajsamand Dh | Radiant Heat Warmer | Meditrin - Heat Warmer | 3000052742 | Functional | Others
37023 | R K District Hospital Rajsamand Dh | Radiant Heat Warmer | Meditrin - Heat Warmer | 3000052647 | Functional | Others
37024 | R K District Hospital Rajsamand Dh | Radiant Heat Warmer | Meditrin - Heat Warmer | 3000052648 | Functional | Others
37025 | R K District Hospital Rajsamand Dh | Radiant Heat Warmer | Meditrin - Heat Warmer | 3000052649 | Functional | Others
37026 | Kulthana Phc | Ice lined refrigerator | MK-144 | 3000135037 | Functional | Others
37027 | Kulthana Phc | Blood Bank Refrigerator | Model not available | 3000135041 | Functional | Others
37028 | Raithal Phc Baran | Binocular Microscope | Model Not Available | 3000203569 | Functional | Others
37029 | Sri Karanpur Chc | Glucometer | Model not available | 3000048852 | Functional | Others
37030 | Dunguriya Phc | Weighing Machine | MODEL NOT AVAILABLE | 3000207197 | Functional | Others
37031 | Bharu Phc | Centrifuge Machine ( 8 Tube) | Model Not Available | 3000141243 | Functional | Others
37032 | Bharu Phc | Syringe Needle Destroyer | Model not available | 13H0051 | Functional | Others
37033 | Raithal Phc Baran | Baby Weighing Machine | Model Not Available | 3000203578 | Functional | Others
37034 | Raithal Phc Baran | Autoclave | Model not available | 3000203579 | Functional | Others
37035 | Pbm Medical College And Hospital | Cautry Machine | Model Not Available | 3000045781 | Functional | Others
37036 | Pbm Medical College And Hospital | Cautry Machine | Model Not Available | 2000035943 | Functional | Others
37037 | Raithal Phc Baran | FOOT OPERATED SUCTION MACHINE | MODEL NOT AVAILABLE | 3000203580 | Functional | Others
37038 | Raithal Phc Baran | Instrument Sterilizer | Model Not Available | 3000203581 | Functional | Others
37039 | Bharu Phc | SPHYGMOMANOMETER(BP APPRATUS) | MODEL NOT AVAILABLE | 3000141248 | Functional | Others
37040 | Bhadrajune Phc | Blood Bank Refrigerator | Model not available | 3000045996 | Functional | Others
37041 | City Dispensary No 1 Sikar | Ice lined refrigerator | HBC-70 | BE0581E0100B29730137 | Non Functional Not Repairable | Haier Appliances India Pvt
37042 | Bibasar Phc Jhunjunu | SPHYGMOMANOMETER(BP APPRATUS) | Pagoda | 309320 | Functional | Elite Scientific Corporation
37043 | Pbm Medical College And Hospital | Centrifuge Machine ( 12 Tube ) | Model Not Available | 2000035688 | Functional | Others
37044 | Pbm Medical College And Hospital | Centrifuge Machine ( 12 Tube ) | Model Not Available | 2000035689 | Functional | Others
37045 | Pbm Medical College And Hospital | Centrifuge Machine ( 12 Tube ) | Model Not Available | 2000035690 | Functional | Others
37046 | Pbm Medical College And Hospital | Centrifuge Machine ( 12 Tube ) | Model Not Available | 2000035693 | Functional | Others
37047 | Pbm Medical College And Hospital | Centrifuge Machine ( 12 Tube ) | Model Not Available | 2000035835 | Functional | Others
37048 | R K District Hospital Rajsamand Dh | SPHYGMOMANOMETER(BP APPRATUS) | MODEL NOT AVAILABLE | 3000052665 | Functional | Others
37049 | Sri Karanpur Chc | Syringe Needle Destroyer | Nulife - Dots | 28073 | Functional | Others
37050 | Bibasar Phc Jhunjunu | Hemoglobin meter | Model Not Available | 3000141251 | Functional | Others
37051 | City Dispensary No 1 Sikar | Binocular Microscope | Quasmo | 2000029566 | Functional | Quality Scientific And Mechanical Works Pvt Ltd
37052 | Bhangdarej Chc | Binocular Microscope | Model Not Available | cm/l9659193 | Functional | Cmho Supply
37053 | Dubbi Phc Dausa | SPHYGMOMANOMETER(BP APPRATUS) | MODEL NOT AVAILABLE | 47883 | Functional | Others
37054 | Badgaon Chc | Syringe Needle Destroyer | Model not available | NBSD0725055 | Functional | Mrk Healthcare Pvt Ltd Delhi
37055 | Badgaon Chc | Syringe Needle Destroyer | Model not available | 3000205087 | Functional | Mrk Healthcare Pvt Ltd Delhi
37056 | Badgaon Chc | Ice lined refrigerator | Model Not Available | 3000205083 | Functional | Haier Appliances India Pvt
37057 | Badgaon Chc | Ice lined refrigerator | Model Not Available | 3000205084 | Functional | Haier Appliances India Pvt
37058 | Badgaon Chc | SPHYGMOMANOMETER(BP APPRATUS) | MODEL NOT AVAILABLE | 57322 | Functional | Others
37059 | Badgaon Chc | SPHYGMOMANOMETER(BP APPRATUS) | MODEL NOT AVAILABLE | 14J0123 | Functional | Others
37060 | Patusari Phc | Autoclave | Model not available | 2000019809 | Functional | Others
37061 | Bhadrawas Phc | SPHYGMOMANOMETER(BP APPRATUS) | Pagoda | 287022 | Functional | Others
37062 | Bhadrawas Phc | SPHYGMOMANOMETER(BP APPRATUS) | Pagoda | 9313034 | Functional | Others
37063 | Badgaon Chc | ECG Machine (Six Channel ) | Model Not Available | CGML4L23439 | Functional | Bpl Medical Technologies
37064 | Badgaon Chc | SPHYGMOMANOMETER(BP APPRATUS) | MODEL NOT AVAILABLE | 3000205043 | Functional | Others
37065 | Bhadrawas Phc | Instrument Sterilizer | Model Not Available | 2000019758 | Non Functional Repairable | Others
37066 | Jk Lone Hospital Jaipur | Ventilator | Model Not Available | 3000085651 | Functional | Others
37067 | Niradhnu Phc | Glucometer | Model not available | M01985273 | Functional | Others
37068 | Badgaon Chc | Suction Machine | Model Not Available | 3000205051 | Functional | Others
37069 | Badgaon Chc | Instrument Sterilizer | Model Not Available | 3000205052 | Functional | Others
37070 | Baloda Phc Jhunjunu | Weighing Machine | MODEL NOT AVAILABLE | 3000141330 | Functional | Others
37071 | Baloda Phc Jhunjunu | Weighing Machine | MODEL NOT AVAILABLE | 3000141332 | Functional | Others
37072 | Badgaon Chc | SPHYGMOMANOMETER(BP APPRATUS) | MODEL NOT AVAILABLE | 3000205062 | Functional | Others
37073 | Kidwana Phc | FOOT OPERATED SUCTION MACHINE | MODEL NOT AVAILABLE | 3000141301 | Functional | Surgicoin Medequip Pvt Ltd
37074 | Kidwana Phc | Baby Weighing Machine | Model Not Available | 3000141302 | Functional | Crown Digital Scales Inc
37075 | Dist Hospital Barmer Dh | Pulse Oxymeter | Comet - P (L and T) | 3000131472 | Functional | Others
37076 | Dist Hospital Barmer Dh | Pulse Oxymeter | Comet - P (L and T) | 3000131473 | Functional | Others
37077 | Dist Hospital Barmer Dh | Pulse Oxymeter | Comet - P (L and T) | 3000131474 | Functional | Others
37078 | Dist Hospital Barmer Dh | Pulse Oxymeter | Comet - P (L and T) | 3000131480 | Functional | Others
37079 | Jk Lone Hospital Jaipur | Apnea Monitor | MODEL NOT AVAILABLE | 3000230241 | Functional | Others
37080 | Masuda Chc | FOGGING MACHINE | MODEL NOT AVAILABLE | 2000032843 | Functional | Cmho Supply
37081 | Kachhola Chc | Labour Table | Model Not Available | 3000262031 | Functional | Others
37082 | Kachhola Chc | Baby Weighing Machine | Model Not Available | 3000262032 | Functional | Others
37083 | District Hospital Pratapgarh Dh | Incubator | Yorco - YSI - 438D | 3000130286 | Functional | Others
37084 | District Hospital Pratapgarh Dh | Incubator | Yorco - YSI - 438D | 3000130287 | Functional | Others
37085 | Gachhipura Chc | Suction Machine | Model Not Available | 2000028139 | Functional | Others
37086 | Gachhipura Chc | Suction Machine | Model Not Available | 2000028140 | Functional | Others
37087 | Kachhola Chc | Ice lined refrigerator | MK - 142 | 3000262033 | Functional | Others
37088 | Masuda Chc | FOGGING MACHINE | MODEL NOT AVAILABLE | 2000032844 | Non Functional Repairable | Cmho Supply
37089 | Jk Lone Hospital Jaipur | SPHYGMOMANOMETER(BP APPRATUS) | Pagoda | 3000230158 | Functional | Elite Scientific Corporation
37090 | Kachhola Chc | Blood Bank Refrigerator | Model not available | 3000262034 | Functional | Others
37091 | District Hospital Pratapgarh Dh | Blood Cell Counter - 3 part | Model not available | 1121 | Not in use | Others
37092 | District Hospital Pratapgarh Dh | Blood Cell Counter - 3 part | Model not available | 1232 | Not in use | Others
37093 | Bohat Phc | Glucometer | Model not available | 3000203706 | Functional | Others
37094 | M G Hospital Banswara Dh | Blood Bank Refrigerator | Model not available | 3000124357 | Functional | Others
37095 | Gachhipura Chc | Syringe Needle Destroyer | Model not available | 2000028142 | Functional | Others
37096 | District Hospital Pratapgarh Dh | Blood Cell Counter - 3 part | Model not available | 4339 | Functional | Others
37097 | Bohat Phc | Syringe Needle Destroyer | Model not available | 3000203707 | Functional | Cmho Supply
37098 | District Hospital Pratapgarh Dh | Blood Bank Refrigerator | Model not available | 2672 | Functional | Others
37099 | Gachhipura Chc | Micropipettes | MODEL NOT AVAILABLE | 2000028144 | Functional | Others
37100 | Gachhipura Chc | Micropipettes | MODEL NOT AVAILABLE | 2000028143 | Functional | Others
37101 | Gachhipura Chc | Micropipettes | MODEL NOT AVAILABLE | 2000028145 | Functional | Others
37102 | Gachhipura Chc | Micropipettes | MODEL NOT AVAILABLE | 2000028149 | Functional | Others
37103 | Masuda Chc | O.T. Light Single Dome | MODEL NOT AVAILABLE | 2000032845 | Functional | Cmho Supply
37104 | Jk Lone Hospital Jaipur | SPHYGMOMANOMETER(BP APPRATUS) | Pagoda | 3000130159 | Functional | Elite Scientific Corporation
37105 | Kalyanpur Phc | Instrument Sterilizer | Model Not Available | 3000205970 | Functional | Others
37106 | Kalyanpur Phc | Instrument Sterilizer | Model Not Available | 3000205971 | Functional | Others
37107 | Jhakhod Phc | Nebulizer | MODEL NOT AVAILABLE | 185421 | Functional | Others
37108 | R K District Hospital Rajsamand Dh | Pulse Oxymeter | Model Not Available | 101920200102 | Functional | Others
37109 | R K District Hospital Rajsamand Dh | Pulse Oxymeter | Model Not Available | 101920200262 | Functional | Others
37110 | R K District Hospital Rajsamand Dh | Pulse Oxymeter | Model Not Available | C10P1854 | Functional | Others
37111 | R K District Hospital Rajsamand Dh | Pulse Oxymeter | Model Not Available | C10P1852 | Functional | Others
37112 | R K District Hospital Rajsamand Dh | Pulse Oxymeter | Model Not Available | C10P1850 | Functional | Others
37113 | R K District Hospital Rajsamand Dh | Pulse Oxymeter | Model Not Available | C10P1851 | Functional | Others
37114 | R K District Hospital Rajsamand Dh | Pulse Oxymeter | Model Not Available | CP9P0298 | Functional | Others
37115 | R K District Hospital Rajsamand Dh | Pulse Oxymeter | Model Not Available | CP9P0296 | Functional | Others
37116 | R K District Hospital Rajsamand Dh | Pulse Oxymeter | Model Not Available | CP9P0299 | Functional | Others
37117 | R K District Hospital Rajsamand Dh | Pulse Oxymeter | Model Not Available | C10P1159 | Functional | Others
37118 | R K District Hospital Rajsamand Dh | Nebulizer | NE-C28 | 3000052703 | Functional | Others
37119 | R K District Hospital Rajsamand Dh | Nebulizer | NE-C28 | 3000052706 | Functional | Others
37120 | R K District Hospital Rajsamand Dh | Nebulizer | NE-C28 | 3000052707 | Functional | Others
37121 | Sms Hospital | Defibrillator with Cardiac Monitor | Model Not Available | A1050837 | Functional | Others
37122 | City Dispensary No 1 Sikar | Weighing Machine | MODEL NOT AVAILABLE | 2000029568 | Functional | Others
37123 | City Dispensary No 1 Sikar | Hemoglobin meter | Model Not Available | 2000029569 | Functional | Others
37124 | Sms Hospital | Syringe Needle Destroyer | Model not available | 3000086393 | Functional | Others
37125 | Mandalgarh Chc | Blood Bank Refrigerator | Model not available | 3000042865 | Functional | Others
37126 | R K District Hospital Rajsamand Dh | Dental Chair Unit | Model Not Available | 3400655 | Functional | Others
37127 | Sms Hospital | Multi-Para Monitor | Model not available | 3000085871 | Functional | Others
37128 | Sms Hospital | ECG Machine (Six Channel ) | Model Not Available | 3000085872 | Functional | Others
37129 | Pbm Medical College And Hospital | Semi Automated Chemistry Analyzer | Model not Available | 2000035695 | Functional | Others
37130 | Pbm Medical College And Hospital | Semi Automated Chemistry Analyzer | Model not Available | 2000035589 | Functional | Others
37131 | Pbm Medical College And Hospital | Semi Automated Chemistry Analyzer | Model not Available | 2000035812 | Functional | Others
37132 | Sms Hospital | ECG Machine (Single Channel) | Model Not Available | 12300113 | Functional | Others
37133 | R K District Hospital Rajsamand Dh | SPHYGMOMANOMETER(BP APPRATUS) | MODEL NOT AVAILABLE | 3000052635 | Functional | Others
37134 | Sri Karanpur Chc | Blood Bank Refrigerator | JAR -31 | R0903770 | Functional | Others
37135 | Cheeplata Phc | Centrifuge Machine ( 8 Tube) | REMI - R 8C | HGLC-9322 | Functional | Remi Electrotechnik Ltd
37136 | Pbm Medical College And Hospital | Micropipettes | MODEL NOT AVAILABLE | 2000035809 | Functional | Others
37137 | Pbm Medical College And Hospital | Micropipettes | MODEL NOT AVAILABLE | 2000035810 | Functional | Others
37138 | Pbm Medical College And Hospital | Micropipettes | MODEL NOT AVAILABLE | 2000035811 | Functional | Others
37139 | Pbm Medical College And Hospital | Micropipettes | MODEL NOT AVAILABLE | 3000045704 | Functional | Others
37140 | Pbm Medical College And Hospital | Micropipettes | MODEL NOT AVAILABLE | 3000042750 | Functional | Others
37141 | Sms Hospital | Centrifuge Machine ( 8 Tube) | Model Not Available | 7Y014036 | Functional | Others
37142 | Alooda Phc | SPHYGMOMANOMETER(BP APPRATUS) | MODEL NOT AVAILABLE | 3031 | Functional | Ramon Surgical Company
37143 | Cheeplata Phc | Glucometer | Model not available | 2000031462 | Functional | Others
37144 | Peepli Phc | Nebulizer | MODEL NOT AVAILABLE | 3000141358 | Functional | Others
37145 | Salavtiya Phc | SPHYGMOMANOMETER(BP APPRATUS) | MODEL NOT AVAILABLE | 3000125402 | Functional | Others
37146 | Alooda Phc | Weighing Machine | Crown | 3000081107 | Functional | Ramon Surgical Company
37147 | Sri Karanpur Chc | Monocular Microscope | Model not available | 08-N-8587 | Functional | Others
37148 | Cheeplata Phc | Fetal Doppler | MODEL NOT AVAILABLE | 2013FQ716 | Functional | Others
37149 | Dist Hospital Barmer Dh | Pulse Oxymeter | Comet - P (L and T) | 3000122113 | Functional | Others
37150 | Shri Hari Dev Joshi Genaral Hospital Dungarpur Dh | Syringe Needle Destroyer | Model not available | 1650na | Functional | Others
37151 | Shri Hari Dev Joshi Genaral Hospital Dungarpur Dh | Syringe Needle Destroyer | Model not available | 1490na | Functional | Others
37152 | Shri Hari Dev Joshi Genaral Hospital Dungarpur Dh | Syringe Needle Destroyer | Model not available | 000na | Functional | Others
37153 | Shri Hari Dev Joshi Genaral Hospital Dungarpur Dh | Syringe Needle Destroyer | Model not available | 0014na | Functional | Others
37154 | Shri Hari Dev Joshi Genaral Hospital Dungarpur Dh | Syringe Needle Destroyer | Model not available | 012na | Functional | Others
37155 | Shri Hari Dev Joshi Genaral Hospital Dungarpur Dh | Syringe Needle Destroyer | Model not available | 1234 | Functional | Others
37156 | Shri Hari Dev Joshi Genaral Hospital Dungarpur Dh | Syringe Needle Destroyer | Model not available | 12345 | Functional | Others
37157 | Shri Hari Dev Joshi Genaral Hospital Dungarpur Dh | Syringe Needle Destroyer | Model not available | 3333 | Functional | Others
37158 | Shri Hari Dev Joshi Genaral Hospital Dungarpur Dh | Syringe Needle Destroyer | Model not available | 4444 | Functional | Others
37159 | Shri Hari Dev Joshi Genaral Hospital Dungarpur Dh | Syringe Needle Destroyer | Model not available | 5555 | Functional | Others
37160 | Shri Hari Dev Joshi Genaral Hospital Dungarpur Dh | Syringe Needle Destroyer | Model not available | 6666 | Functional | Others
37161 | Shri Hari Dev Joshi Genaral Hospital Dungarpur Dh | Syringe Needle Destroyer | Model not available | 7777 | Functional | Others
37162 | Shri Hari Dev Joshi Genaral Hospital Dungarpur Dh | Syringe Needle Destroyer | Model not available | 8888 | Functional | Others
37163 | Shri Hari Dev Joshi Genaral Hospital Dungarpur Dh | Syringe Needle Destroyer | Model not available | 9999 | Functional | Others
37164 | Shri Hari Dev Joshi Genaral Hospital Dungarpur Dh | Syringe Needle Destroyer | Model not available | 101010 | Functional | Others
37165 | Shri Hari Dev Joshi Genaral Hospital Dungarpur Dh | Syringe Needle Destroyer | Model not available | 111111 | Functional | Others
37166 | Kunjer Phc | Glucometer | Model not available | 3000199722 | Functional | Others
37167 | Kunjer Phc | SPHYGMOMANOMETER(BP APPRATUS) | MODEL NOT AVAILABLE | 3000199729 | Functional | Others
37168 | R K District Hospital Rajsamand Dh | Centrifuge Machine ( 16 Tube ) | Model not available | 3000052615 | Functional | Others
37169 | R K District Hospital Rajsamand Dh | Centrifuge Machine ( 16 Tube ) | Model not available | 3000052616 | Functional | Others
37170 | Odwada Phc | Syringe Needle Destroyer | Model not available | 3000124445 | Functional | Others
37171 | Hamirgarh Chc | Centrifuge Machine ( 8 Tube) | Model Not Available | 3000125489 | Functional | Others
37172 | Patheri Phc | Ice lined refrigerator | MK - 142 | 25214143 | Functional | Others
37173 | Siyapur Phc Banswara | SPHYGMOMANOMETER(BP APPRATUS) | MODEL NOT AVAILABLE | 3000207602 | Functional | Others
37174 | Siyapur Phc Banswara | SPHYGMOMANOMETER(BP APPRATUS) | MODEL NOT AVAILABLE | 3000207601 | Functional | Others
37175 | Jhakhrawali Phc | SPHYGMOMANOMETER(BP APPRATUS) | MODEL NOT AVAILABLE | 58134109 | Functional | Others
37176 | Jk Lone Hospital Jaipur | SPHYGMOMANOMETER(BP APPRATUS) | Pagoda | 3000230159 | Functional | Elite Scientific Corporation
37177 | M G Hospital Banswara Dh | ELISA Reader | Model not available | 3000124372 | Functional | Others
37178 | District Hospital Pratapgarh Dh | Centrifuge Machine ( 4 Tube ) | Model not available | 3000130293 | Functional | Others
37179 | M G Hospital Banswara Dh | ELISA Washer | Model not available | 3000124373 | Functional | Others
37180 | Gachhipura Chc | 100mA X-Ray Machine | Allengers - MARS-6R | 2000028147 | Functional | Others
37181 | Bohat Phc | Instrument Sterilizer | Model Not Available | 3000203709 | Functional | Others
37182 | Bohat Phc | Baby Weighing Machine | Model Not Available | 3000203710 | Functional | Others
37183 | M G Hospital Banswara Dh | ELISA Reader | Model not available | 3000124377 | Not in use | Others
37184 | Jalindari Phc | Binocular Microscope | Model Not Available | 3000042986 | Functional | Others
37185 | Gachhipura Chc | Ice lined refrigerator | Model Not Available | 2000028150 | Functional | Others
37186 | Jalindari Phc | Syringe Needle Destroyer | Nulife - Dots | 3000042985 | Functional | Others
37187 | M G Hospital Banswara Dh | ELISA Washer | Model not available | 3000124376 | Not in use | Others
37188 | Jalindari Phc | Labour Table | Model Not Available | 3000042988 | Functional | Others
37189 | Bohat Phc | Ice lined refrigerator | Model Not Available | 3000203712 | Functional | Others
37190 | Khetri Chc | Syringe Needle Destroyer | Model not available | 3000141282 | Non Functional Not Repairable | Others
37191 | Jalindari Phc | Ice lined refrigerator | MK-144 | 3000042989 | Functional | Others
37192 | Jalindari Phc | Radiant Heat Warmer | Zeal - RHW 2101A | 3000262004 | Functional | Others
37193 | Jalindari Phc | SPHYGMOMANOMETER(BP APPRATUS) | MODEL NOT AVAILABLE | 222364 | Functional | Others
37194 | Ren Phc | Suction Machine | Model Not Available | 2000028846 | Functional | Others
37195 | Jalindari Phc | Labour Table | Model Not Available | 3000262007 | Functional | Others
37196 | District Hospital Pratapgarh Dh | Mobile ( Portable ) X-Ray Machine | Model not available | 3000129974 | Functional | Others
37197 | District Hospital Pratapgarh Dh | Mobile ( Portable ) X-Ray Machine | Model not available | 3000129975 | Functional | Others
37198 | Bohat Phc | Blood Bank Refrigerator | Model not available | 3000203713 | Functional | Others
37199 | Jalindari Phc | Spot Light ( Portable ) | Model Not Available | 3000262008 | Functional | Others
37200 | Khetri Chc | Spot Light ( Portable ) | Model Not Available | 3000141277 | Functional | Others
37201 | District Hospital Pratapgarh Dh | 300mA X-Ray Machine | Model not available | 3000129977 | Not in use | Others
37202 | Jhakhod Phc | Baby Weighing Machine | Model Not Available | 3000141323 | Functional | Crown Digital Scales Inc
37203 | Jhakhod Phc | Syringe Needle Destroyer | Model not available | 3000141326 | Functional | Bhasin Sons Private Limited
37204 | R K District Hospital Rajsamand Dh | Autoclave | Model not available | 360365 | Functional | Others
37205 | R K District Hospital Rajsamand Dh | Autoclave | Model not available | 3000052748 | Functional | Others
37206 | R K District Hospital Rajsamand Dh | Autoclave | Model not available | 3000052744 | Functional | Others
37207 | R K District Hospital Rajsamand Dh | Autoclave | Model not available | 4540 | Functional | Others
37208 | R K District Hospital Rajsamand Dh | SPHYGMOMANOMETER(BP APPRATUS) | MODEL NOT AVAILABLE | 3000052696 | Functional | Others
37209 | Jhakhod Phc | Weighing Machine | Victoria DX | 3000141317 | Functional | Crown Digital Scales Inc
37210 | Jhakhod Phc | Glucometer | SD Check Gold | M01D03EAA6889 | Functional | Sd Bio Standard Diagnostic Pvt Ltd
37211 | Badgaon Chc | Double Puncture Laparoscope with Console Unit | Model Not Available | 3000205072 | Functional | Others
37212 | Pbm Medical College And Hospital | ECG Machine (Single Channel) | Model Not Available | 2000035595 | Functional | Others
37213 | Pbm Medical College And Hospital | ECG Machine (Single Channel) | Model Not Available | 2000035596 | Functional | Others
37214 | Salavtiya Phc | Binocular Microscope | Model Not Available | 3000125400 | Functional | Others
37215 | Parsaad Chc Udaipur | Binocular Microscope | Model Not Available | 3000205707 | Functional | Mlw Intermed
37216 | Peepli Phc | SPHYGMOMANOMETER(BP APPRATUS) | MODEL NOT AVAILABLE | 3000141360 | Functional | Others
37217 | Bamla Phc | Binocular Microscope | Microlux - 16 | 3000203807 | Functional | Cmho Supply
37218 | Peepli Phc | Centrifuge Machine ( 4 Tube ) | Model not available | 3000141361 | Functional | Others
37219 | Bamla Phc | Centrifuge Machine ( 4 Tube ) | Model not available | 3000203808 | Functional | Others
37220 | Salavtiya Phc | Hemoglobin meter | Model Not Available | 3000125398 | Functional | Others
37221 | Peepli Phc | Binocular Microscope | PZB 22 | 67131 | Functional | Quality Scientific And Mechanical Works Pvt Ltd
37222 | Parsaad Chc Udaipur | Instrument Sterilizer | Model Not Available | 3000205711 | Functional | Others
37223 | Modra Phc | Binocular Microscope | Model Not Available | 3000119531 | Functional | Others
37224 | Sms Hospital | Nebulizer | MODEL NOT AVAILABLE | 143025596 | Functional | Others
37225 | Modra Phc | Centrifuge Machine ( 4 Tube ) | Model not available | 4500 | Functional | Others
37226 | Salavtiya Phc | Blood Bank Refrigerator | Model not available | 3000125397 | Functional | Others
37227 | Pbm Medical College And Hospital | Spot Light ( Portable ) | Model Not Available | 3000042732 | Functional | Others
37228 | Pbm Medical College And Hospital | Spot Light ( Portable ) | Model Not Available | 3000045694 | Functional | Others
37229 | Pbm Medical College And Hospital | Spot Light ( Portable ) | Model Not Available | 3000045695 | Functional | Others
37230 | Modra Phc | Sahlis HB Meter | Model not available | 3000119533 | Functional | Others
37231 | Sms Hospital | Intensive Care Bed | Model Not Available | X631032 | Functional | Others
37232 | Parsaad Chc Udaipur | SPHYGMOMANOMETER(BP APPRATUS) | MODEL NOT AVAILABLE | 3000205714 | Functional | Others
37233 | Sms Hospital | Multi-Para Monitor | Model not available | M014E004335 | Functional | Others
37234 | Cheeplata Phc | Ice lined refrigerator | Model Not Available | BE0581E010B29750087 | Functional | Haier Appliances India Pvt
37235 | Cheeplata Phc | Ice lined refrigerator | Model Not Available | BE04GOE0100B28840236 | Functional | Haier Appliances India Pvt
37236 | Sms Hospital | Multi-Para Monitor | Model not available | M014E04315 | Functional | Others
37237 | Bamla Phc | Hemoglobin meter | Model Not Available | 3000203811 | Functional | Others
37238 | Harnawada Shahji Phc Baran | Syringe Needle Destroyer | Model not available | 3000203746 | Functional | Others
37239 | Harnawada Shahji Phc Baran | Instrument Sterilizer | Model Not Available | 3000203747 | Functional | Others
37240 | Swaroopganj Phc | Syringe Needle Destroyer | Nulife - Dots | 3000125450 | Functional | Others
37241 | Harnawada Shahji Phc Baran | Blood Bank Refrigerator | Model not available | 3000203754 | Functional | Others
37242 | Khandar Chc | ECG Machine (Six Channel ) | Model Not Available | 81213014 | Functional | Others
37243 | Jhakhrawali Phc | Suction Machine | Model Not Available | 21891206 | Functional | Others
37244 | Jhakhrawali Phc | Syringe Needle Destroyer | Model not available | 3000044432 | Functional | Others
37245 | Jhakhrawali Phc | Syringe Needle Destroyer | Model not available | 3000044435 | Functional | Others
37246 | Jhakhrawali Phc | SPHYGMOMANOMETER(BP APPRATUS) | MODEL NOT AVAILABLE | 2549642-08 | Functional | Others
37247 | Jhalawar Medical College Medical Collage Hospital | Spot Light ( Portable ) | Model Not Available | 3000121507 | Functional | Others
37248 | Parlika Phc | Fetal Doppler | MODEL NOT AVAILABLE | 3000043265 | Functional | Others
37249 | Jhalawar Medical College Medical Collage Hospital | Syringe Infusion Pump | Allied - Syrn 200 | 90100 | Functional | Alleid Medical Limited
37250 | Parlika Phc | Ice lined refrigerator | Model Not Available | 3000043267 | Functional | Others
37251 | Saroda Chc | Spot Light ( Portable ) | Model Not Available | 3000210407 | Functional | Others
37252 | Araiyawali Phc Hanumangarh | Baby Weighing Machine | Model Not Available | 3000044404 | Functional | Others
37253 | Araiyawali Phc Hanumangarh | Weighing Machine | MODEL NOT AVAILABLE | 3000044405 | Functional | Others
37254 | Likhmisar Phc Hanumangarh | Baby Weighing Machine | Model Not Available | 3000044291 | Functional | Others
37255 | Saroda Chc | Hot Air Oven | Model not available | 3000210405 | Functional | Others
37256 | Saroda Chc | Hot Air Oven | Model not available | 3000210404 | Functional | Others
37257 | Saroda Chc | Hot Air Oven | Model not available | 3000210403 | Functional | Others
37258 | Saroda Chc | Hot Air Oven | Model not available | 3000210401 | Functional | Others
37259 | Jhalawar Medical College Medical Collage Hospital | Instrument Sterilizer | Model Not Available | 3000055016 | Functional | Others
37260 | Obri Chc | Baby Weighing Machine | Model Not Available | 3000210305 | Functional | Others
37261 | Obri Chc | Baby Weighing Machine | Model Not Available | 3000210307 | Functional | Others
37262 | Obri Chc | Baby Weighing Machine | Model Not Available | 3000210310 | Functional | Others
37263 | Obri Chc | Baby Weighing Machine | Model Not Available | 3000210306 | Functional | Others
37264 | Obri Chc | Photoelectric Calorimeter | Calorimeter - 1312 | 3000210308 | Functional | Others
37265 | Ren Phc | O.T. Light Double Dome | MODEL NOT AVAILABLE | 2000028847 | Functional | Others
37266 | Jhadol Ph Chc | Blood Cell Counter - 3 part | Model not available | 305ESOH05720 | Functional | Horiba India Pvt Ltd
37267 | Bohat Phc | SPHYGMOMANOMETER(BP APPRATUS) | MODEL NOT AVAILABLE | 3000203715 | Functional | Others
37268 | Bohat Phc | SPHYGMOMANOMETER(BP APPRATUS) | MODEL NOT AVAILABLE | 3000203716 | Functional | Others
37269 | M G Hospital Banswara Dh | Oxygen Concentrator | Model Not Available | 3000124353 | Not in use | Others
37270 | Ren Phc | Labour Table | Model Not Available | 2000028848 | Functional | Others
37271 | Ren Phc | Labour Table | Model Not Available | 2000028849 | Functional | Others
37272 | M G Hospital Banswara Dh | Freezes | MODEL NOT AVAILABLE | 3000124351 | Functional | Others
37273 | Khetri Chc | Water Bath | Model not available | 855698 | Functional | Yorco Sales Pvt Ltd
37274 | Ren Phc | Baby Weighing Machine | Model Not Available | 2000028850 | Functional | Others
37275 | District Hospital Pratapgarh Dh | ECG Machine (Single Channel) | Model Not Available | 3000129971 | Functional | Others
37276 | Khetri Chc | Incubator | Yorco - YSI - 438D | 07L3318 | Functional | Yorco Sales Pvt Ltd
37277 | Jhadol Ph Chc | Syringe Needle Destroyer | Model not available | 3000204486 | Functional | Bhasin Sons Private Limited
37278 | Jhadol Ph Chc | Syringe Needle Destroyer | Model not available | 3000204499 | Functional | Bhasin Sons Private Limited
37279 | Ren Phc | Fetal Monitor | MODEL NOT AVAILABLE | 2000028851 | Functional | Others
37280 | District Hospital Pratapgarh Dh | Ultra Sonography (USG) & Colour Dopler Machine | Model not available | 3000129973 | Functional | Others
37281 | Ren Phc | Glucometer | Easy Touch ET-101 | 2000036255 | Functional | Others
37282 | Ren Phc | Baby Weighing Machine | Model Not Available | 2000036251 | Functional | Others
37283 | Khetri Chc | Hemoglobin meter | Model Not Available | 3000141265 | Functional | Marienfeld
37284 | Jk Lone Hospital Jaipur | C-pap Machine | Model Not Available | 580100521212 | Functional | Anupam Surgicals
37285 | Jhadol Ph Chc | Freezes | VKE204 | 3000204490 | Functional | Others
37286 | Ren Phc | Ice lined refrigerator | MK - 142 | 2000036248 | Functional | Others
37287 | Masuda Chc | Hydraulic Operation Table | Surgicoin | 29 | Functional | Cmho Supply
37288 | M G Hospital Bhilwara Dh | Suction Machine | Model Not Available | 3000125204 | Functional | Others
37289 | District Hospital Pratapgarh Dh | Automated Urine Analyzer | Model not available | 3000130260 | Functional | Others
37290 | Jhadol Ph Chc | Binocular Microscope | Model Not Available | 3000204491 | Non Functional Repairable | Others
37291 | Jk Lone Hospital Jaipur | Blood Mixer ( Roller Mixer ) | Model not available | 3000085922 | Functional | Others
37292 | Bamoriklan Phc | Ice lined refrigerator | Model Not Available | 3000203699 | Functional | Others
37293 | Bamoriklan Phc | Blood Bank Refrigerator | Model not available | 3000203700 | Functional | Others
37294 | Bamoriklan Phc | Baby Weighing Machine | Model Not Available | 3000203701 | Functional | Others
37295 | Shergarh Phc | Syringe Needle Destroyer | Microsil ND-60 | 3000207580 | Functional | Others
37296 | Sarada Chc | VDRL Rotator (Rotor and Shaker) | Model Not Available | 3000198216 | Functional | Yorco Sales Pvt Ltd
37297 | Sms Hospital | Glucometer | Model not available | 1450A7068098 | Functional | Others
37298 | Achnera Phc | Ice lined refrigerator | HBC-70 | 3000130533 | Functional | Others
37299 | Chirana Chc | Glucometer | Model not available | CT-C0040477 | Functional | Others
37300 | Chirana Chc | Glucometer | Model not available | 3031U000180F | Functional | Others
37301 | Sarada Chc | Incubator | MODEL NOT AVAILABLE | 3000198217 | Functional | Others
37302 | Chirana Chc | Hemoglobin meter | HB 301 | 1342813244 | Functional | Others
37303 | Sarada Chc | Binocular Microscope | Model Not Available | 3000198218 | Functional | Ajay Optical India
37304 | Sarada Chc | Hot Air Oven | Model not available | 3000198220 | Functional | Others
37305 | Bamla Phc | Instrument Sterilizer | Model Not Available | 3000203817 | Functional | Others
37306 | Modra Phc | FOOT OPERATED SUCTION MACHINE | MODEL NOT AVAILABLE | 3000119542 | Functional | Others
37307 | Sarada Chc | Binocular Microscope | Model Not Available | 3000198221 | Functional | Mlw Intermed
37308 | Bamla Phc | Blood Bank Refrigerator | Model not available | 3000203818 | Functional | Others
37309 | Chirana Chc | Syringe Needle Destroyer | Microsil - ND350 | 9406 | Functional | Others
37310 | Salavtiya Phc | Fetal Doppler | ND - 102 | 3000042954 | Functional | Others
37311 | Pbm Medical College And Hospital | Blood Gas Analyzer (ABG Machine) | Model not available | 3000045752 | Functional | Others
37312 | Bamla Phc | Ice lined refrigerator | Model not available | 3000203819 | Functional | Others
37313 | Sarada Chc | Hemoglobin Analyzer | Model not available | 1343813186 | Functional | Hemocue India
37314 | Salavtiya Phc | Baby Weighing Machine | Model Not Available | 3000042955 | Functional | Others
37315 | Chirana Chc | Hemoglobin meter | Model Not Available | 3000141104 | Functional | Schiller Healthcare India Pvt Ltd
37316 | Chirana Chc | Hemoglobin meter | Model Not Available | 3000141097 | Functional | Schiller Healthcare India Pvt Ltd
37317 | Achnera Phc | Suction Machine | Model Not Available | 3000130536 | Functional | Others
37318 | Salavtiya Phc | STABILIZER | MODEL NOT AVAILABLE | 3000042957 | Functional | Others
37319 | Chirana Chc | Blood Cell Counter - 3 part | Horiba - ABX Micros ES 60 | 306ES0H05961 | Functional | Horiba India Pvt Ltd
37320 | Bamla Phc | SPHYGMOMANOMETER(BP APPRATUS) | MODEL NOT AVAILABLE | 3000203821 | Functional | Others
37321 | Chotisadadi Chc | SPHYGMOMANOMETER(BP APPRATUS) | MODEL NOT AVAILABLE | 3000130864 | Functional | Others
37322 | Oadwada Phc | SPHYGMOMANOMETER(BP APPRATUS) | Pagoda | 236332 | Functional | Others
37323 | Oadwada Phc | SPHYGMOMANOMETER(BP APPRATUS) | Pagoda | 483 | Functional | Others
37324 | Shri Hari Dev Joshi Genaral Hospital Dungarpur Dh | Suction Machine | Model Not Available | 3000052761 | Functional | Others
37325 | Shri Hari Dev Joshi Genaral Hospital Dungarpur Dh | Suction Machine | Model Not Available | 3000052762 | Functional | Others
37326 | Shri Hari Dev Joshi Genaral Hospital Dungarpur Dh | Suction Machine | Model Not Available | 3000205016 | Functional | Others
37327 | Shri Hari Dev Joshi Genaral Hospital Dungarpur Dh | Suction Machine | Model Not Available | 3000205019 | Functional | Others
37328 | Shri Hari Dev Joshi Genaral Hospital Dungarpur Dh | Suction Machine | Model Not Available | 3000205020 | Functional | Others
37329 | Sms Hospital | Monocular Microscope | Model not available | 12B421 | Functional | Others
37330 | Mahidam Phc | Syringe Needle Destroyer | Model not available | 3000207886 | Functional | Others
37331 | Chotisadadi Chc | 100mA X-Ray Machine | Model not available | 3000130831 | Functional | Others
37332 | Dist Hospital Barmer Dh | Syringe Needle Destroyer | Model not available | 300131477 | Functional | Others
37333 | Parsaad Chc Udaipur | Syringe Needle Destroyer | Model not available | 3000205691 | Functional | Others
37334 | Dist Hospital Barmer Dh | Phototherepy Unit | Meditrin - Digital Bilitimer Phototherapy | 3000122120 | Functional | Others
37335 | Dist Hospital Barmer Dh | Phototherepy Unit | Meditrin - Digital Bilitimer Phototherapy | 3000131481 | Functional | Others
37336 | Dist Hospital Barmer Dh | Phototherepy Unit | Meditrin - Digital Bilitimer Phototherapy | 3000131482 | Functional | Others
37337 | Dist Hospital Barmer Dh | Phototherepy Unit | Meditrin - Digital Bilitimer Phototherapy | 3000131483 | Functional | Others
37338 | Kajra Phc | Spot Light ( Portable ) | Model Not Available | 3000141378 | Functional | Others
37339 | Sms Hospital | Monocular Microscope | Model not available | 12B289 | Functional | Others
37340 | Kajra Phc | Weighing Machine | MODEL NOT AVAILABLE | 3000141380 | Functional | Others
37341 | Sms Hospital | Monocular Microscope | Model not available | 11L428 | Functional | Others
37342 | Hamirgarh Chc | Centrifuge Machine ( 8 Tube) | Model Not Available | 3000125488 | Functional | Others
37343 | Sms Hospital | Monocular Microscope | Model not available | 12B292 | Functional | Others
37344 | Sms Hospital | Monocular Microscope | Model not available | 12A119 | Functional | Others
37345 | Sms Hospital | Monocular Microscope | Model not available | 11L426 | Functional | Others
37346 | Sarthal Phc | Glucometer | Model not available | 3000203721 | Functional | Others
37347 | Hamirgarh Chc | Semi Automated Chemistry Analyzer | 3300 | 3000125483 | Functional | Others
37348 | M G Hospital Bhilwara Dh | Suction Machine | Model Not Available | 3000125205 | Functional | Others
37349 | District Hospital Pratapgarh Dh | Automated Urine Analyzer | Model not available | 3000130259 | Not in use | Others
37350 | Khetri Chc | Blood Bank Refrigerator | Model not available | R0903762 | Functional | Quality Scientific And Mechanical Works Pvt Ltd
37351 | Jk Lone Hospital Jaipur | C-pap Machine | Model Not Available | 580100521213 | Functional | Anupam Surgicals
37352 | Ren Phc | Blood Bank Refrigerator | Model not available | 2000036249 | Functional | Others
37353 | Jhadol Ph Chc | Binocular Microscope | Model Not Available | 3000204492 | Functional | Mlw Intermed
37354 | District Hospital Pratapgarh Dh | Blood Cell Counter - 3 part | Model not available | 3000130261 | Functional | Others
37355 | Jhadol Ph Chc | Binocular Microscope | Model Not Available | 3000204493 | Functional | Mlw Intermed
37356 | Ren Phc | Freezes | VEE 184 | 2000036252 | Functional | Others
37357 | M G Hospital Bhilwara Dh | Radiant Heat Warmer | Model Not Available | 3000125206 | Functional | Others
37358 | Jhadol Ph Chc | Incubator | MODEL NOT AVAILABLE | 3000204494 | Functional | Others
37359 | Ren Phc | Binocular Microscope | Labomed - LX 400 | 2000036253 | Functional | Others
37360 | Ren Phc | Binocular Microscope | Labomed - LX 400 | 2000036254 | Functional | Others
37361 | District Hospital Pratapgarh Dh | Centrifuge Machine ( 4 Tube ) | Model not available | 1003 | Functional | Others
37362 | Khetri Chc | Binocular Microscope | PZB 22 | 55591 | Non Functional Repairable | Quality Scientific And Mechanical Works Pvt Ltd
37363 | Jhadol Ph Chc | 100mA X-Ray Machine | Model not available | 3000204495 | Functional | Others
37364 | District Hospital Pratapgarh Dh | Binocular Microscope | Model Not Available | 3000130262 | Functional | Others
37365 | M G Hospital Bhilwara Dh | Suction Machine | Model Not Available | 3000125208 | Functional | Others
37366 | Jhadol Ph Chc | Ice lined refrigerator | HBC-70 | 3000204496 | Functional | Haier Appliances India Pvt
37367 | District Hospital Pratapgarh Dh | Centrifuge Machine ( 4 Tube ) | Model not available | 7024 | Functional | Others
37368 | Dhankoli Phc | SPHYGMOMANOMETER(BP APPRATUS) | MODEL NOT AVAILABLE | NA | Functional | Others
37369 | District Hospital Pratapgarh Dh | Binocular Microscope | Model Not Available | 464155 | Functional | Others
37370 | M G Hospital Bhilwara Dh | Boyles Apparatus | MODEL NOT AVAILABLE | 3000125212 | Functional | Others
37371 | Dhankoli Phc | Syringe Needle Destroyer | Microsil - ND350 | NA | Functional | Others
37372 | Masuda Chc | Defibrillator | DEFIGARD 4000 | JIHD216 | Functional | Others
37373 | Jhadol Ph Chc | Blood Bank Refrigerator | Model not available | 3000204497 | Functional | Haier Appliances India Pvt
37374 | Odwada Phc | Freezes | MODEL NOT AVAILABLE | 3000124446 | Functional | Others
37375 | Patheri Phc | Blood Bank Refrigerator | Model not available | 3000119637 | Functional | Others
37376 | Patheri Phc | Blood Bank Refrigerator | Model not available | 3000119638 | Functional | Others
37377 | Sms Hospital | Monocular Microscope | Model not available | 11L389 | Functional | Others
37378 | Kajra Phc | Binocular Microscope | PZB 22 | 53261 | Functional | Quality Scientific And Mechanical Works Pvt Ltd
37379 | Sarthal Phc | Syringe Needle Destroyer | Model not available | 3000203720 | Functional | Cmho Supply
37380 | Parsaad Chc Udaipur | Blood Cell Counter - 3 part | Horiba - ABX Micros ES 60 | 305ESOH005722 | Functional | Horiba India Pvt Ltd
37381 | Padampur Chc | Hemoglobin meter | Model Not Available | 3000041213 | Functional | Others
37382 | Badodia Phc | Binocular Microscope | Labomed - Vision 2000 | 3000207914 | Functional | Others
37383 | Rodhai Phc Karauli | Hemoglobin meter | Model Not Available | 3000138720 | Functional | Others
37384 | Chhapra Phc | Glucometer | Model not available | M14KP010530 | Functional | Others
37385 | Patheri Phc | Labour Table | Model Not Available | 3000119647 | Functional | Others
37386 | R K District Hospital Rajsamand Dh | Syringe Needle Destroyer | Model not available | 40301C | Functional | Others
37387 | R K District Hospital Rajsamand Dh | Syringe Needle Destroyer | Model not available | 35045C | Functional | Others
37388 | Patheri Phc | Sahlis HB Meter | Model not available | 3000119652 | Functional | Others
37389 | Patheri Phc | Binocular Microscope | Microlux - 16 | 12D12650 | Functional | Others
37390 | Sms Hospital | Monocular Microscope | Model not available | 91239 | Functional | Others
37391 | Sms Hospital | Monocular Microscope | Model not available | 91208 | Functional | Others
37392 | Padampur Chc | Baby Weighing Machine | Model Not Available | 3000041216 | Functional | Others
37393 | Bagra Phc | Glucometer | Model not available | 3000045934 | Functional | Others
37394 | Parsaad Chc Udaipur | Hydraulic Operation Table | MODEL NOT AVAILABLE | 3000205258 | Functional | Others
37395 | Sms Hospital | Monocular Microscope | Model not available | 91216 | Functional | Others
37396 | Shehrakar Phc | Blood Bank Refrigerator | Model not available | 3000137092 | Functional | Haier Appliances India Pvt
37397 | Baravarda Chc | SPHYGMOMANOMETER(BP APPRATUS) | MODEL NOT AVAILABLE | 3000130617 | Functional | Others
37398 | Hamirgarh Chc | SPHYGMOMANOMETER(BP APPRATUS) | Pagoda | 3000125470 | Functional | Others
37399 | Hamirgarh Chc | Blood Bank Refrigerator | Model not available | 3000125468 | Functional | Others
37400 | Parsaad Chc Udaipur | Emergeny First Aid Kit | Medisys | 3000205267 | Functional | Others
37401 | Hamirgarh Chc | Blood Bank Refrigerator | Model not available | 3000125467 | Functional | Others
37402 | Bori Phc | Suction Machine | Model Not Available | 3000207330 | Functional | Others
37403 | Parsaad Chc Udaipur | Radiant Heat Warmer | Meditrin - Heat Warmer | NRHM/WH11/147 | Functional | Meditrin Instruments
37404 | Hamirgarh Chc | Ice lined refrigerator | Model Not Available | 3000125466 | Functional | Others
37405 | Hamirgarh Chc | Syringe Needle Destroyer | Nulife - Dots | 3000125465 | Functional | Others
37406 | Bagra Phc | Blood Bank Refrigerator | Model not available | 3000045937 | Functional | Others
37407 | Bagra Phc | Blood Bank Refrigerator | Model not available | 3000045939 | Functional | Others
37408 | Sms Hospital | Monocular Microscope | Model not available | 91237 | Functional | Others
37409 | Kawai Chc Baran | SPHYGMOMANOMETER(BP APPRATUS) | MODEL NOT AVAILABLE | 3000199771 | Functional | Others
37410 | Kawai Chc Baran | SPHYGMOMANOMETER(BP APPRATUS) | MODEL NOT AVAILABLE | 3000199772 | Functional | Others
37411 | Baravarda Chc | Weighing Machine | MODEL NOT AVAILABLE | 3000130627 | Functional | Others
37412 | R K District Hospital Rajsamand Dh | SPHYGMOMANOMETER(BP APPRATUS) | MODEL NOT AVAILABLE | 3000052710 | Functional | Others
37413 | Brwara Rajiya Phc | Freezes | MODEL NOT AVAILABLE | 3000207870 | Functional | Others
37414 | Kawai Chc Baran | Baby Weighing Machine | Model Not Available | 3000199775 | Functional | Others
37415 | Kawai Chc Baran | Syringe Needle Destroyer | Model not available | 3000199784 | Functional | Others
37416 | Bangothri Kalan Phc | Autoclave | Model not available | 3000141342 | Functional | Others
37417 | Parsaad Chc Udaipur | Ice lined refrigerator | Model Not Available | 3000205280 | Functional | Vestfrost Solutions
37418 | Suwana Chc | STABILIZER | MODEL NOT AVAILABLE | 1580 | Functional | Others
37419 | Dundlath Phc | SPHYGMOMANOMETER(BP APPRATUS) | Pagoda | 288444 | Functional | Elite Scientific Corporation
37420 | Bhadrajune Phc | Centrifuge Machine ( 4 Tube ) | Model not available | 3000045982 | Functional | Others
37421 | Bhadrajune Phc | Syringe Needle Destroyer | Microsil ND 120 | 55/2008-09 | Functional | Others
37422 | Dist Hospital Barmer Dh | Hydraulic Operation Table | MODEL NOT AVAILABLE | 3000124553 | Functional | Others
37423 | Raithal Phc Baran | Blood Bank Refrigerator | Model not available | 3000203572 | Functional | Others
37424 | Chanderwada Phc | Centrifuge Machine ( 8 Tube) | Model Not Available | 3000207742 | Functional | Others
37425 | Raithal Phc Baran | SPHYGMOMANOMETER(BP APPRATUS) | MODEL NOT AVAILABLE | 3000203576 | Functional | Others
37426 | R K District Hospital Rajsamand Dh | Defibrillator | DEFIGARD 4000 | J14D265 | Functional | Others
37427 | Bhangdarej Chc | Freezes | MODEL NOT AVAILABLE | 3000081185 | Functional | Others
37428 | Mandalgarh Chc | Incubator | MODEL NOT AVAILABLE | 3000042863 | Functional | Others
37429 | Ambamata Phc | Weighing Machine | MODEL NOT AVAILABLE | 3000130308 | Functional | Others
37430 | Paladi Phc Sikar | Binocular Microscope | PZB 22 | 2000029472 | Functional | Quality Scientific And Mechanical Works Pvt Ltd
37431 | Bamla Phc | Glucometer | Model not available | 3000203812 | Functional | Others
37432 | Modra Phc | Spot Light ( Portable ) | Model Not Available | 3000119538 | Functional | Others
37433 | Sarada Chc | Blood Cell Counter - 3 part | Horiba - ABX Micros ES 60 | 3000198214 | Functional | Horiba India Pvt Ltd
37434 | Sarada Chc | Semi Automated Chemistry Analyzer | Model not Available | 1211133 | Functional | Micro Lab Instruments Ahmedabad
37435 | Salavtiya Phc | Ice lined refrigerator | MK - 142 | 3000125395 | Functional | Others
37436 | Bamla Phc | Suction Machine | Model Not Available | 3000203814 | Functional | Cmho Supply
37437 | Salavtiya Phc | Labour Table | Model Not Available | 3000125393 | Functional | Others
37438 | Modra Phc | Syringe Needle Destroyer | Model not available | 3000119539 | Functional | Others
37439 | Salavtiya Phc | Suction Machine | Model Not Available | 3000042953 | Functional | Others
37440 | Modra Phc | Baby Weighing Machine | Model Not Available | 3000119540 | Functional | Others
37441 | Sms Hospital | SPHYGMOMANOMETER(BP APPRATUS) | MODEL NOT AVAILABLE | 3000085087 | Functional | Others
37442 | Modra Phc | Labour Table | Model Not Available | 3000119541 | Functional | Others
37443 | Sri Karanpur Chc | ECG Machine (Three Channel ) | Medicaid - CardioFax 3R | 3000048862 | Functional | Others
37444 | Chirana Chc | Centrifuge Machine ( 8 Tube) | Model Not Available | 3000141102 | Functional | Others
37445 | Pbm Medical College And Hospital | SPHYGMOMANOMETER(BP APPRATUS) | MODEL NOT AVAILABLE | 2000035893 | Functional | Others
37446 | Pbm Medical College And Hospital | SPHYGMOMANOMETER(BP APPRATUS) | MODEL NOT AVAILABLE | 2000035885 | Functional | Others
37447 | Pbm Medical College And Hospital | SPHYGMOMANOMETER(BP APPRATUS) | MODEL NOT AVAILABLE | 3000045587 | Functional | Others
37448 | Sarada Chc | ECG Machine (Single Channel) | Model Not Available | K13A066 | Functional | Schiller Healthcare India Pvt Ltd
37449 | Balara Phc | Binocular Microscope | PZB 22 | 2000037534 | Functional | Quality Scientific And Mechanical Works Pvt Ltd
37450 | Balara Phc | Binocular Microscope | PZB 22 | 2000037536 | Functional | Quality Scientific And Mechanical Works Pvt Ltd
37451 | Sms Hospital | Hydraulic Operation Table | MODEL NOT AVAILABLE | 3000084850 | Functional | Others
37452 | Bagra Phc | Ice lined refrigerator | MK - 142 | 3000045936 | Not in use | Others
37453 | Parsaad Chc Udaipur | Radiant Heat Warmer | Zeal - RHW 2101A | RHW2101A/0713/367 | Functional | Zeal Medical Pvt Ltd
37454 | Parsaad Chc Udaipur | Radiant Heat Warmer | Zeal - RHW 2101A | RHW2101A/0713/368 | Functional | Zeal Medical Pvt Ltd
37455 | Baravarda Chc | Instrument Sterilizer | Model Not Available | 3000130622 | Functional | Others
37456 | Shehrakar Phc | SPHYGMOMANOMETER(BP APPRATUS) | Pagoda | 4881506 | Functional | Elite Scientific Corporation
37457 | Sms Hospital | Monocular Microscope | Model not available | 91041 | Functional | Others
37458 | Bagra Phc | Instrument Sterilizer | Model Not Available | 3000045940 | Functional | Others
37459 | Bagra Phc | Syringe Needle Destroyer | Model not available | 3000045941 | Functional | Others
37460 | Paparda Chc | Blood Bank Refrigerator | Model not available | 91007893 | Functional | Others
37461 | Bagra Phc | Spot Light ( Portable ) | Model Not Available | 3000045942 | Functional | Others
37462 | Paparda Chc | Freezes | VEE 184 | 1580 | Functional | Videocon Industries Ltd
37463 | Bangothri Kalan Phc | Glucometer | Model not available | M14KP009449 | Functional | Others
37464 | Shehrakar Phc | Autoclave | Model not available | 3000137102 | Functional | Others
37465 | Bagra Phc | FOOT OPERATED SUCTION MACHINE | MODEL NOT AVAILABLE | 3000045945 | Functional | Others
37466 | Baravarda Chc | Freezes | MODEL NOT AVAILABLE | 3000130631 | Functional | Others
37467 | Kawai Chc Baran | Instrument Sterilizer | Model Not Available | 3000199779 | Functional | Others
37468 | Parsaad Chc Udaipur | SPHYGMOMANOMETER(BP APPRATUS) | MODEL NOT AVAILABLE | 13H447 | Functional | Others
37469 | Parsaad Chc Udaipur | SPHYGMOMANOMETER(BP APPRATUS) | MODEL NOT AVAILABLE | 13H1446 | Functional | Others
37470 | Parsaad Chc Udaipur | SPHYGMOMANOMETER(BP APPRATUS) | MODEL NOT AVAILABLE | 13H0138 | Functional | Others
37471 | Parsaad Chc Udaipur | SPHYGMOMANOMETER(BP APPRATUS) | MODEL NOT AVAILABLE | 13H0249 | Functional | Others
37472 | Sms Hospital | Binocular Microscope | Model Not Available | 3000265169 | Functional | Others
37473 | Pbm Medical College And Hospital | Multi-Para Monitor | Model not available | 3000045711 | Functional | Others
37474 | Pbm Medical College And Hospital | Multi-Para Monitor | Model not available | 3000045712 | Functional | Others
37475 | Pbm Medical College And Hospital | Multi-Para Monitor | Model not available | 3000045713 | Functional | Others
37476 | Pbm Medical College And Hospital | Multi-Para Monitor | Model not available | 3000045732 | Functional | Others
37477 | Pbm Medical College And Hospital | Multi-Para Monitor | Model not available | 2000035892 | Functional | Others
37478 | Pbm Medical College And Hospital | Hydraulic Operation Table | MODEL NOT AVAILABLE | 3000045643 | Functional | Others
37479 | Pbm Medical College And Hospital | Hydraulic Operation Table | MODEL NOT AVAILABLE | 3000042715 | Functional | Others
37480 | Pbm Medical College And Hospital | Hydraulic Operation Table | MODEL NOT AVAILABLE | 3000042716 | Functional | Others
37481 | Bharu Phc | Binocular Microscope | Model Not Available | 22055 | Non Functional Repairable | Radical Scientific Instruments Pvt Ltd
37482 | Suwana Chc | SPHYGMOMANOMETER(BP APPRATUS) | MODEL NOT AVAILABLE | 3000125728 | Functional | Others
37483 | City Dispensary No 1 Sikar | SPHYGMOMANOMETER(BP APPRATUS) | MODEL NOT AVAILABLE | 9314530 | Functional | Lifex Medical
37484 | City Dispensary No 1 Sikar | Ice lined refrigerator | HBD-116 | BE04GOE0100BQ8840605 | Functional | Haier Appliances India Pvt
37485 | City Dispensary No 1 Sikar | Ice lined refrigerator | HBD-116 | BE04GOE260OB2A570205 | Functional | Haier Appliances India Pvt
37486 | Dist Hospital Barmer Dh | Binocular Microscope | Model Not Available | 3000124531 | Functional | Others
37487 | Bibasar Phc Jhunjunu | Monocular Microscope | Model not available | 67650 | Functional | Others
37488 | Ambamata Phc | Centrifuge Machine ( 4 Tube ) | Model not available | 3000130298 | Functional | Others
37489 | Somnath Choraha Phc Dausa | SPHYGMOMANOMETER(BP APPRATUS) | MODEL NOT AVAILABLE | 3000081173 | Functional | Others
37490 | Khodaan Phc Hanumangarh | Syringe Needle Destroyer | Model not available | 3000044567 | Functional | Others
37491 | Jalindari Phc | Weighing Machine | MODEL NOT AVAILABLE | 3000262006 | Functional | Others
37492 | District Hospital Pratapgarh Dh | 500mA X-Ray Machine | Model not available | 3000129976 | Functional | Others
37493 | District Hospital Pratapgarh Dh | 500mA X-Ray Machine | Model not available | 3000129977 | Functional | Others
37494 | Bohat Phc | Blood Bank Refrigerator | Model not available | 3000203714 | Functional | Others
37495 | Jalindari Phc | Blood Bank Refrigerator | Model not available | 3000042990 | Functional | Others
37496 | Jalindari Phc | Weighing Machine | MODEL NOT AVAILABLE | 3000042991 | Functional | Others
37497 | M G Hospital Banswara Dh | Weighing Machine | MODEL NOT AVAILABLE | 3000124328 | Functional | Others
37498 | Bohat Phc | Syringe Needle Destroyer | Model not available | 3000203717 | Functional | Cmho Supply
37499 | Ren Phc | Syringe Needle Destroyer | Microsil - ND350 | 2000028852 | Functional | Others
37500 | Khetri Chc | Binocular Microscope | MLW Lab | 3000141261 | Functional | Mlw Intermed
37501 | Jhadol Ph Chc | Hemoglobin Analyzer | Model not available | 3000204487 | Functional | Hemocue India
37502 | Ren Phc | Centrifuge Machine ( 8 Tube) | REMI - R4C | 2000028853 | Functional | Others
37503 | Khetri Chc | Hot Air Oven | Model not available | 3000141262 | Functional | Deepak Enterprises
37504 | Hindon Sdh | Weighing Machine | MODEL NOT AVAILABLE | 3000138405 | Functional | Cmho Supply
37505 | Hindon Sdh | Freezes | MODEL NOT AVAILABLE | 3000138439 | Functional | Cmho Supply
37506 | Bamoriklan Phc | Binocular Microscope | Model Not Available | 3000203690 | Functional | Others
37507 | Bamoriklan Phc | Blood Bank Refrigerator | Model not available | 3000203698 | Functional | Others
37508 | Bamoriklan Phc | Baby Weighing Machine | Model Not Available | 3000203693 | Functional | Others
37509 | Bagri Phc | Incubator | MODEL NOT AVAILABLE | CTC0021150 | Functional | Cmho Supply
37510 | Bhadrajune Phc | Syringe Needle Destroyer | Microsil - ND350 | 9061 | Functional | Others
37511 | Suwana Chc | Labour Table | Model Not Available | 3000125726 | Functional | Others
37512 | Sarada Chc | Freezes | MODEL NOT AVAILABLE | 3000204928 | Functional | Videocon Industries Ltd
37513 | Chirana Chc | Syringe Needle Destroyer | Nulife - Dots | 14157 | Functional | Mrk Healthcare Pvt Ltd Delhi
37514 | Achnera Phc | SPHYGMOMANOMETER(BP APPRATUS) | ELITE | 300723 | Functional | Others
37515 | Achnera Phc | Weighing Machine | MODEL NOT AVAILABLE | 3000130545 | Functional | Others
37516 | Bhimpur Phc | Syringe Needle Destroyer | Model not available | 3000207456 | Functional | Others
37517 | Godan Phc | Syringe Needle Destroyer | Model not available | 3000119258 | Functional | Others
37518 | Bargavn Phc | SPHYGMOMANOMETER(BP APPRATUS) | MODEL NOT AVAILABLE | 3000203583 | Functional | Others
37519 | Pbm Medical College And Hospital | Syringe Needle Destroyer | Model not available | 3000045584 | Functional | Others
37520 | Pbm Medical College And Hospital | Syringe Needle Destroyer | Model not available | 2000035657 | Functional | Others
37521 | Pbm Medical College And Hospital | Syringe Needle Destroyer | Model not available | 3000042731 | Functional | Others
37522 | Pbm Medical College And Hospital | Syringe Needle Destroyer | Model not available | 3000045689 | Functional | Others
37523 | Chirana Chc | Radiant Heat Warmer | Meditrin - Heat Warmer | RHW210A/0913/2013 | Functional | Zeal Medical Pvt Ltd
37524 | Chirana Chc | Radiant Heat Warmer | Meditrin - Heat Warmer | RHCW210A/0913/2014 | Functional | Zeal Medical Pvt Ltd
37525 | Chirana Chc | Radiant Heat Warmer | Meditrin - Heat Warmer | RHCU/210A/0913/2015 | Functional | Zeal Medical Pvt Ltd
37526 | Bargavn Phc | Blood Bank Refrigerator | Model not available | 3000203596 | Functional | Others
37527 | Bargavn Phc | Baby Weighing Machine | Model Not Available | 3000203599 | Functional | Others
37528 | Odwadia Phc | Binocular Microscope | Microlux - 16 | 3000205922 | Functional | Ajay Optical India
37529 | Chandu Ji Ka Gara Phc | Instrument Sterilizer | Model Not Available | 3000207468 | Functional | Others
37530 | Rani Chc | Baby Weighing Machine | Crown | 3000197461 | Functional | Ramon Surgical Company
37531 | Mundiya Phc | Fetal Monitor | MODEL NOT AVAILABLE | 3000137065 | Functional | Others
37532 | Dhodh Chc | 100mA X-Ray Machine | Allengers - MARS-6R | 2K130506212-x/hf | Functional | Others
37533 | Ghasa Phc | FOOT OPERATED SUCTION MACHINE | MODEL NOT AVAILABLE | 3000205180 | Functional | Surgicoin Medequip Pvt Ltd
37534 | Mundiya Phc | Nebulizer | MODEL NOT AVAILABLE | 3000137066 | Functional | Others
37535 | Nokha Chc | Binocular Microscope | Model Not Available | 3000042291 | Functional | Others
37536 | Jhumki Phc | Ice lined refrigerator | HBD-116 | 3000206103 | Functional | Haier Appliances India Pvt
37537 | Jawahar Hospital Jaisalmer Dh | Binocular Microscope | Model Not Available | 3000056908 | Functional | Others
37538 | Jawahar Hospital Jaisalmer Dh | Binocular Microscope | Model Not Available | 3000056909 | Functional | Others
37539 | Jawahar Hospital Jaisalmer Dh | Binocular Microscope | Model Not Available | 3000056910 | Functional | Others
37540 | Jawahar Hospital Jaisalmer Dh | Binocular Microscope | Model Not Available | 3000056911 | Functional | Others
37541 | Jawahar Hospital Jaisalmer Dh | Binocular Microscope | Model Not Available | 3000056912 | Functional | Others
37542 | Dhodh Chc | Baby Weighing Machine | Model Not Available | 2000029513 | Functional | Ramon Surgical Company
37543 | Dist Hospital Barmer Dh | Emergeny First Aid Kit | Medisys | 3000124866 | Functional | Others
37544 | Sri Karanpur Chc | O.T. Light Double Dome | MODEL NOT AVAILABLE | 3000048882 | Functional | Others
37545 | Nokha Chc | Freezes | MODEL NOT AVAILABLE | 3000042293 | Functional | Others
37546 | Nokha Chc | Micropipettes | MODEL NOT AVAILABLE | 3000042294 | Functional | Others
37547 | Jk Lone Hospital Jaipur | Phototherepy Unit | Fenam, Bilitron Sky 5006 | 300087993 | Functional | Fanem
37548 | Rani Chc | Spot Light ( Portable ) | Model Not Available | 3000197463 | Functional | Others
37549 | Sri Karanpur Chc | Suction Machine | Model Not Available | 3000048887 | Functional | Others
37550 | Sri Karanpur Chc | Suction Machine | Model Not Available | 3000048888 | Functional | Others
37551 | Sri Karanpur Chc | Suction Machine | Model Not Available | 3000048902 | Functional | Others
37552 | Jhumki Phc | Ice lined refrigerator | MF - 144 | 3000206104 | Functional | Others
37553 | Khinwara Phc | Spot Light ( Portable ) | Model Not Available | 3000197736 | Functional | Others
37554 | Mundiya Phc | Baby Weighing Machine | Crown | 3000137072 | Functional | Ramon Surgical Company
37555 | Hudeel Phc | Baby Weighing Machine | Crown | 2000028078 | Functional | Others
37556 | R K District Hospital Rajsamand Dh | Suction Machine | Model Not Available | 3000052708 | Functional | Others
37557 | Jhakhod Phc | SPHYGMOMANOMETER(BP APPRATUS) | Pagoda | 3000141315 | Functional | Elite Scientific Corporation
37558 | Sarthal Phc | Blood Bank Refrigerator | Model not available | 3000203723 | Functional | Others
37559 | Padampur Chc | Blood Bank Refrigerator | Model not available | 3000041209 | Functional | Others
37560 | Sarthal Phc | Ice lined refrigerator | Model Not Available | 3000203729 | Functional | Others
37561 | Sarthal Phc | Blood Bank Refrigerator | Model not available | 3000203730 | Functional | Others
37562 | Hamirgarh Chc | Micropipettes | MODEL NOT AVAILABLE | 3000125480 | Functional | Others
37563 | Kajra Phc | Instrument Sterilizer | Model Not Available | 3000141376 | Functional | Others
37564 | R K District Hospital Rajsamand Dh | ELISA READR WITH WASHER | RT 2100C AND RT 2600C | 3000052625 | Functional | Others
37565 | Shehrakar Phc | Binocular Microscope | AMT 5A | 3000137085 | Non Functional Not Repairable | Rohilla Industries Jaipur
37566 | Sms Hospital | Monocular Microscope | Model not available | 91295 | Functional | Others
37567 | Sms Hospital | Monocular Microscope | Model not available | 91274 | Functional | Others
37568 | Sms Hospital | Monocular Microscope | Model not available | 91243 | Functional | Others
37569 | R K District Hospital Rajsamand Dh | CTMT Machine | RMS | 3000052693 | Functional | Others
37570 | Sms Hospital | Monocular Microscope | Model not available | 91301 | Functional | Others
37571 | Baravarda Chc | Binocular Microscope | Model Not Available | 3000130607 | Functional | Others
37572 | Sms Hospital | Monocular Microscope | Model not available | 91300 | Functional | Others
37573 | Anjana Phc | Freezes | MODEL NOT AVAILABLE | 3000207437 | Functional | Others
37574 | Baravarda Chc | Automated Urine Analyzer | Model not available | 3000130609 | Functional | Others
37575 | Padampur Chc | Radiant Heat Warmer | Zeal - RHW 2101A | 3000041226 | Functional | Others
37576 | Padampur Chc | Radiant Heat Warmer | Zeal - RHW 2101A | 3000041231 | Functional | Others
37577 | Parsaad Chc Udaipur | Autoclave | Model not available | 3000205246 | Functional | Cmho Supply
37578 | Parsaad Chc Udaipur | Double Puncture Laparoscope with Console Unit | Model Not Available | UZ2213B | Functional | Cmho Supply
37579 | Chhapra Phc | Baby Weighing Machine | Model Not Available | 3000141351 | Functional | Crown Digital Scales Inc
37580 | Parsaad Chc Udaipur | SPHYGMOMANOMETER(BP APPRATUS) | MODEL NOT AVAILABLE | 3000205256 | Functional | Others
37581 | Shehrakar Phc | ESR Stand | Model not available | 3000137091 | Functional | Others
37582 | Jhadol Ph Chc | Incubator | MODEL NOT AVAILABLE | 3000204488 | Functional | Yorco Sales Pvt Ltd
37583 | Khetri Chc | Syringe Needle Destroyer | Model not available | 3000141264 | Functional | General Medical Equipment
37584 | Jhadol Ph Chc | Centrifuge Machine ( 4 Tube ) | Remi 4C | 3000204489 | Functional | Remi Electrotechnik Ltd
37585 | Khetri Chc | Centrifuge Machine (24 Tubes) | R-8C DX | 3000141263 | Non Functional Repairable | Remi Electrotechnik Ltd
37586 | District Hospital Pratapgarh Dh | Blood Cell Counter - 3 part | Model not available | 3000130258 | Functional | Others
37587 | Ren Phc | Sahlis HB Meter | HB Meter | 2000036250 | Functional | Others
37588 | Khetri Chc | Monocular Microscope | Model not available | 3000141266 | Non Functional Repairable | Others
37589 | Khetri Chc | Binocular Microscope | Model Not Available | 3000141267 | Non Functional Repairable | Quality Scientific And Mechanical Works Pvt Ltd
37590 | District Hospital Pratapgarh Dh | ESR Analyzer | VES - Matic Cube 80 | 412 | Functional | Others
37591 | Jk Lone Hospital Jaipur | Binocular Microscope | Model Not Available | 12m12222 | Functional | Scientific India
37592 | Masuda Chc | Boyles Apparatus | MODEL NOT AVAILABLE | 2254161 | Functional | Cmho Supply
37593 | M G Hospital Bhilwara Dh | Baby Weighing Machine | Model Not Available | 3000125207 | Functional | Others
37594 | Khetri Chc | Baby Weighing Machine | Model Not Available | 3000141270 | Functional | Crown Digital Scales Inc
37595 | Khetri Chc | Fetal Doppler | ND - 102 | 3000141271 | Functional | Niscomed Electro Medical Devices
37596 | Masuda Chc | Anesthesia Machine | MODEL NOT AVAILABLE | 2000032848 | Functional | Cmho Supply
37597 | M G Hospital Bhilwara Dh | O.T. Light Single Dome | MODEL NOT AVAILABLE | 3000125211 | Functional | Others
37598 | Khetri Chc | SPHYGMOMANOMETER(BP APPRATUS) | MODEL NOT AVAILABLE | 3000141272 | Functional | Others
37599 | District Hospital Pratapgarh Dh | Blood Bank Refrigerator | Model not available | 3000130266 | Functional | Others
37600 | Kherod Chc | Binocular Microscope | PZB 22 | 3000141041 | Functional | Quality Scientific And Mechanical Works Pvt Ltd
37601 | Masuda Chc | Incubator | MODEL NOT AVAILABLE | 70003 | Functional | Others
37602 | Jhadol Ph Chc | O.T. Light Single Dome | MODEL NOT AVAILABLE | 3000204513 | Functional | Others
37603 | Masuda Chc | Semi Automated Chemistry Analyzer | Statfax 2000 | 33006589 | Functional | Others
37604 | Jk Lone Hospital Jaipur | Pulse Oxymeter | Comet - P (L and T) | C10P1923 | Functional | Larsen And Tourbo Ltd
37605 | Kherod Chc | Glucometer | SD Check Gold | M01D06EAA0734 | Functional | Sd Bio Standard Diagnostic Pvt Ltd
37606 | Setkolu Phc | Baby Weighing Machine | Model Not Available | 3000203766 | Functional | Others
37607 | Setkolu Phc | Baby Weighing Machine | Model Not Available | 3000203769 | Functional | Others
37608 | Kailadevi Phc | Binocular Microscope | MLW Lab | 3000138445 | Functional | Mlw Intermed
37609 | Shri Hari Dev Joshi Genaral Hospital Dungarpur Dh | Suction Machine | Model Not Available | 3000052801 | Functional | Others
37610 | Shri Hari Dev Joshi Genaral Hospital Dungarpur Dh | Suction Machine | Model Not Available | 3000052593 | Functional | Others
37611 | Shri Hari Dev Joshi Genaral Hospital Dungarpur Dh | Suction Machine | Model Not Available | 3000052585 | Functional | Others
37612 | Shri Hari Dev Joshi Genaral Hospital Dungarpur Dh | Suction Machine | Model Not Available | 3000052580 | Functional | Others
37613 | Shri Hari Dev Joshi Genaral Hospital Dungarpur Dh | Suction Machine | Model Not Available | 3000205001 | Functional | Others
37614 | Shri Hari Dev Joshi Genaral Hospital Dungarpur Dh | Suction Machine | Model Not Available | 3000205003 | Functional | Others
37615 | Shri Hari Dev Joshi Genaral Hospital Dungarpur Dh | Suction Machine | Model Not Available | 3000205007 | Functional | Others
37616 | Shri Hari Dev Joshi Genaral Hospital Dungarpur Dh | Suction Machine | Model Not Available | 3000205008 | Functional | Others
37617 | Bharu Phc | Weighing Machine | MODEL NOT AVAILABLE | 3000141247 | Functional | Crown Digital Scales Inc
37618 | Bhadrajune Phc | Fetal Doppler | MODEL NOT AVAILABLE | 3000045998 | Functional | Others
37619 | Danpur Phc | Radiant Heat Warmer | Meditrin - Heat Warmer | 3000207879 | Functional | Others
37620 | Danpur Phc | Freezes | MODEL NOT AVAILABLE | 3000207880 | Functional | Others
37621 | R K District Hospital Rajsamand Dh | Nebulizer | MODEL NOT AVAILABLE | 3000052636 | Functional | Others
37622 | R K District Hospital Rajsamand Dh | Nebulizer | MODEL NOT AVAILABLE | 201408016892 | Functional | Others
37623 | Bamla Phc | Blood Bank Refrigerator | Model not available | 3000203809 | Functional | Others
37624 | Cheeplata Phc | Syringe Needle Destroyer | Model not available | NBSD0724747 | Functional | Mrk Healthcare Pvt Ltd Delhi
37625 | Modra Phc | Instrument Sterilizer | Model Not Available | 3000119534 | Functional | Others
37626 | Achnera Phc | Instrument Sterilizer | Model Not Available | 3000130537 | Functional | Others
37627 | Achnera Phc | Centrifuge Machine ( 4 Tube ) | Model not available | 3000130538 | Functional | Others
37628 | Sarada Chc | Anesthesia Machine | MODEL NOT AVAILABLE | 2001904 | Non Functional Repairable | Allengers Medical Systems Ltd
37629 | Sms Hospital | Syringe Needle Destroyer | Model not available | 1114347 | Functional | Others
37630 | Achnera Phc | Blood Bank Refrigerator | Model not available | 3000130542 | Functional | Others
37631 | Chirana Chc | VDRL Rotator (Rotor and Shaker) | Model Not Available | 3000141095 | Functional | Others
37632 | Balara Phc | Micropipettes | MODEL NOT AVAILABLE | 2000037539 | Functional | Others
37633 | Bhimpur Phc | Freezes | MODEL NOT AVAILABLE | 3000207459 | Functional | Others
37634 | M G Hospital Banswara Dh | FOOT OPERATED SUCTION MACHINE | MODEL NOT AVAILABLE | 3000120846 | Functional | Others
37635 | Setkolu Phc | Blood Bank Refrigerator | Model not available | 3000203760 | Functional | Others
37636 | Jhadol Ph Chc | Phototherepy Unit | MODEL NOT AVAILABLE | 3000204510 | Functional | Meditrin Instruments
37637 | Bijoliyan Chc | Blood Cell Counter - 3 part | Model not available | 3000042960 | Functional | Others
37638 | Masuda Chc | Blood Cell Counter - 3 part | Horiba - ABX Micros ES 60 | 305ASOH5580 | Functional | Others
37639 | Bijoliyan Chc | Semi Automated Chemistry Analyzer | 3300 | 3000042961 | Functional | Others
37640 | Jk Lone Hospital Jaipur | Syringe Needle Destroyer | Model not available | 3000222010 | Functional | Others
37641 | Bijoliyan Chc | Centrifuge Machine ( 8 Tube) | REMI - R4C | 3000042962 | Functional | Others
37642 | Kherod Chc | Semi Automated Chemistry Analyzer | CPC - STAT FAX 3300 | 7521 | Functional | Cpc Diagnostics Pvt Ltd
37643 | Bijoliyan Chc | Binocular Microscope | Model Not Available | 3000042963 | Functional | Others
37644 | Bijoliyan Chc | Binocular Microscope | Model Not Available | 3000042964 | Functional | Others
37645 | Masuda Chc | Hot Air Oven | Model not available | 70002 | Functional | Others
37646 | Jhadol Ph Chc | Freezes | MODEL NOT AVAILABLE | 3000204512 | Functional | Others
37647 | Kherod Chc | Binocular Microscope | PZB 22 | 3000141042 | Functional | Quality Scientific And Mechanical Works Pvt Ltd
37648 | Kherod Chc | Incubator | MODEL NOT AVAILABLE | 3000141043 | Functional | Others
37649 | Setkolu Phc | Syringe Needle Destroyer | Nuneb Pro | 2000025009 | Functional | Hemant Surgicals
37650 | Bijoliyan Chc | Baby Weighing Machine | Model Not Available | 3000042969 | Functional | Others
37651 | Kherod Chc | SPHYGMOMANOMETER(BP APPRATUS) | MODEL NOT AVAILABLE | 3000141051 | Functional | Others
37652 | Bijoliyan Chc | Blood Bank Refrigerator | Model not available | 3000042974 | Functional | Others
37653 | Bijoliyan Chc | Ice lined refrigerator | Model Not Available | 3000042975 | Functional | Others
37654 | Bijoliyan Chc | Ice lined refrigerator | Model Not Available | 3000042976 | Functional | Others
37655 | Jk Lone Hospital Jaipur | Pulse Oxymeter | Comet - P (L and T) | 3000222014 | Functional | Larsen And Tourbo Ltd
37656 | M G Hospital Banswara Dh | Oxygen Concentrator | Model Not Available | 3000120834 | Functional | Others
37657 | Kanwara Phc | Ice lined refrigerator | HBD-116 | 3000206415 | Functional | Haier Appliances India Pvt
37658 | Ghasa Phc | Centrifuge Machine ( 8 Tube) | Model Not Available | 3000205184 | Functional | Others
37659 | Mundiya Phc | Radiant Heat Warmer | Meditrin - Heat Warmer | NRHMWM09/263 | Functional | Meditrin Instruments
37660 | Parsaad Chc Udaipur | Spot Light ( Portable ) | Model Not Available | 3000205259 | Functional | Cognate India
37661 | Baravarda Chc | Blood Bank Refrigerator | Model not available | 3000130611 | Functional | Others
37662 | Hamirgarh Chc | Labour Table | Model Not Available | 3000125472 | Functional | Others
37663 | Hamirgarh Chc | Baby Weighing Machine | Model Not Available | 3000125471 | Functional | Others
37664 | Pbm Medical College And Hospital | Multi-Para Monitor | Model not available | 3000045722 | Functional | Others
37665 | Pbm Medical College And Hospital | Multi-Para Monitor | Model not available | 3000042720 | Functional | Others
37666 | Pbm Medical College And Hospital | Multi-Para Monitor | Model not available | 3000042727 | Functional | Others
37667 | Pbm Medical College And Hospital | Multi-Para Monitor | Model not available | 3000045688 | Functional | Others
37668 | Bool Phc | Centrifuge Machine ( 8 Tube) | Model Not Available | 3000138949 | Functional | Others
37669 | Bangothri Kalan Phc | Syringe Needle Destroyer | Nulife - Dots | 3000141343 | Functional | Mrk Healthcare Pvt Ltd Delhi
37670 | R K District Hospital Rajsamand Dh | Baby Weighing Machine | Model Not Available | 3000052725 | Functional | Others
37671 | Parsaad Chc Udaipur | Nebulizer | MODEL NOT AVAILABLE | 2014392010003410 | Functional | Others
37672 | Bhadrajune Phc | SPHYGMOMANOMETER(BP APPRATUS) | MODEL NOT AVAILABLE | 3000045977 | Functional | Others
37673 | Dist Hospital Barmer Dh | Sahlis HB Meter | Model not available | 3201833 | Functional | Others
37674 | Jegpura Phc | Centrifuge Machine ( 8 Tube) | Model Not Available | 3000207182 | Functional | Others
37675 | Bhadrajune Phc | Weighing Machine | MODEL NOT AVAILABLE | 3000045978 | Functional | Others
37676 | Baravarda Chc | Blood Bank Refrigerator | Model not available | 3000130634 | Functional | Others
37677 | Bhadrajune Phc | Vessel Sealing System With Bipolar Plasma Resection | MODEL NOT AVAILABLE | 3000045980 | Functional | Others
37678 | Dundlath Phc | Baby Weighing Machine | Model Not Available | 3000141148 | Functional | Crown Digital Scales Inc
37679 | Suwana Chc | Freezes | MODEL NOT AVAILABLE | 3000125721 | Functional | Others
37680 | Bhadrajune Phc | Syringe Needle Destroyer | Microsil - ND350 | 9055 | Functional | Others
37681 | Ghoditejpur Phc | Centrifuge Machine ( 8 Tube) | Model Not Available | 3000207884 | Functional | Others
37682 | Bhadrajune Phc | Instrument Sterilizer | Model Not Available | 3000045987 | Functional | Others
37683 | Bharu Phc | Glucometer | Easy Touch ET-101 | 1013E001241 | Functional | Others
37684 | Raithal Phc Baran | Radiant Heat Warmer | Model Not Available | 3000203582 | Functional | Others
37685 | Suwana Chc | SPHYGMOMANOMETER(BP APPRATUS) | MODEL NOT AVAILABLE | 26358 | Functional | Others
37686 | Jhadol Ph Chc | Autoclave | Model not available | 3000204517 | Functional | Yorco Sales Pvt Ltd
37687 | Setkolu Phc | Instrument Sterilizer | Model Not Available | 3000203767 | Functional | Others
37688 | Kherod Chc | Radiant Heat Warmer | Zeal - RHW 2101A | RHW2101A/09131/1996 | Functional | Others
37689 | Jhadol Ph Chc | Anesthesia Machine | MODEL NOT AVAILABLE | 3000204518 | Functional | Others
37690 | Masuda Chc | Centrifuge Machine ( 4 Tube ) | Remi 4C | FGLC-7665 | Functional | Cmho Supply
37691 | Setkolu Phc | Weighing Machine | MODEL NOT AVAILABLE | 3000203768 | Functional | Others
37692 | Kherod Chc | Baby Weighing Machine | Model Not Available | 3000141034 | Functional | Others
37693 | Bijoliyan Chc | Syringe Needle Destroyer | Model not available | 3000042965 | Functional | Others
37694 | Kherod Chc | Instrument Sterilizer | Model Not Available | 3000141035 | Functional | Others
37695 | Setkolu Phc | Syringe Needle Destroyer | Model not available | 3000203770 | Functional | Cmho Supply
37696 | Bijoliyan Chc | Hemoglobin meter | HB 301 | 3000042966 | Functional | Others
37697 | Kherod Chc | FOOT OPERATED SUCTION MACHINE | MODEL NOT AVAILABLE | 3000141036 | Functional | Others
37698 | Kherod Chc | FOOT OPERATED SUCTION MACHINE | MODEL NOT AVAILABLE | 3000141037 | Functional | Others
37699 | Bijoliyan Chc | Glucometer | Model not available | 3000042967 | Functional | Others
37700 | Masuda Chc | Freezes | HRD-2055CMDGCC | BS0924E6200PID5ND185 | Functional | Others
37701 | Bigod Chc | Hemoglobin meter | Model Not Available | 3000042878 | Functional | Others
37702 | Bigod Chc | Autoclave | Model not available | 3000042883 | Functional | Others
37703 | Kolhukheda Phc | Weighing Machine | MODEL NOT AVAILABLE | 3000199588 | Functional | Others
37704 | Bigod Chc | 100mA X-Ray Machine | Model not available | 3000042884 | Functional | Others
37705 | Jk Lone Hospital Jaipur | Phototherepy Unit | MODEL NOT AVAILABLE | U501593 | Functional | Others
37706 | Bigod Chc | Blood Bank Refrigerator | Model not available | 3000042886 | Functional | Others
37707 | Bigod Chc | Blood Bank Refrigerator | Model not available | 3000042887 | Functional | Others
37708 | Kolhukheda Phc | Instrument Sterilizer | Model Not Available | 3000199590 | Functional | Others
37709 | Bikarani Phc | Binocular Microscope | Microlux - 16 | 3000204937 | Functional | Ajay Optical India
37710 | Bikarani Phc | Centrifuge Machine ( 8 Tube) | Model Not Available | 3000204938 | Functional | Others
37711 | B.D.K. Hospital Jhunjhunu Dh | Weighing Machine | MODEL NOT AVAILABLE | 2000019078 | Functional | Others
37712 | Jk Lone Hospital Jaipur | 1.5 Ton Split Air Conditioner | Blue Star - 5HW18ZB | 3000085536 | Functional | Others
37713 | Gogunda Chc | Blood Bank Refrigerator | JAR -31 | R0903703 | Functional | Pawar Electro Systems Pvt Ltd
37714 | Bagri Phc | Baby Weighing Machine | Model Not Available | 3000081777 | Functional | Cmho Supply
37715 | R K District Hospital Rajsamand Dh | Ventilator | Model Not Available | IV31703 | Functional | Others
37716 | R K District Hospital Rajsamand Dh | Ventilator | Model Not Available | 3000052683 | Functional | Others
37717 | R K District Hospital Rajsamand Dh | Ventilator | Model Not Available | BBVO1333 | Functional | Others
37718 | R K District Hospital Rajsamand Dh | Ventilator | Model Not Available | BBVO1315 | Functional | Others
37719 | R K District Hospital Rajsamand Dh | Ventilator | Model Not Available | 40401 | Functional | Others
37720 | R K District Hospital Rajsamand Dh | Ventilator | Model Not Available | 404056 | Functional | Others
37721 | R K District Hospital Rajsamand Dh | Ventilator | Model Not Available | IV31575 | Functional | Others
37722 | R K District Hospital Rajsamand Dh | Ventilator | Model Not Available | 3000052694 | Functional | Others
37723 | Pbm Medical College And Hospital | Oxygen Concentrator | Model Not Available | 2000035586 | Functional | Others
37724 | Tambesra Phc | Freezes | GL-195RL4 | 3000207724 | Functional | Others
37725 | Sri Karanpur Chc | SPHYGMOMANOMETER(BP APPRATUS) | MODEL NOT AVAILABLE | 3682 | Functional | Others
37726 | Sri Karanpur Chc | SPHYGMOMANOMETER(BP APPRATUS) | MODEL NOT AVAILABLE | 79469 | Functional | Others
37727 | Chohtan Chc | Binocular Microscope | Model Not Available | 3000117990 | Functional | Others
37728 | Chohtan Chc | Binocular Microscope | Model Not Available | 3000117994 | Functional | Others
37729 | Mandawar Phc | Baby Weighing Machine | Crown | 3000206535 | Functional | Crown Digital Scales Inc
37730 | Mandawar Phc | Syringe Needle Destroyer | Microsil - ND350 | 3000206537 | Functional | Others
37731 | Mandawar Phc | Freezes | MODEL NOT AVAILABLE | 3000206538 | Functional | Others
37732 | Lasadia Chc | Syringe Needle Destroyer | Model not available | 3000204316 | Functional | Others
37733 | Ladpura Phc Bhilwara | Syringe Needle Destroyer | Microsil ND 20 | 3000125404 | Functional | Others
37734 | Jk Lone Hospital Jaipur | Phototherepy Unit | Fenam, Bilitron Sky 5006 | fmd1011 | Functional | Fanem
37735 | Todpura Phc Jhunjhunu | SPHYGMOMANOMETER(BP APPRATUS) | MODEL NOT AVAILABLE | 3000141090 | Non Functional Repairable | Others
37736 | Lasadia Chc | O.T. Light Single Dome | MODEL NOT AVAILABLE | 3000204322 | Functional | Surgicoin Medequip Pvt Ltd
37737 | Todpura Phc Jhunjhunu | SPHYGMOMANOMETER(BP APPRATUS) | MODEL NOT AVAILABLE | 98134228 | Functional | Life Medical Equipment
37738 | Mundiya Phc | STABILIZER | MODEL NOT AVAILABLE | 3000137073 | Functional | Life Medical Equipment
37739 | Jhumki Phc | Suction Machine | Model Not Available | 3000206105 | Functional | Others
37740 | Jhumki Phc | SPHYGMOMANOMETER(BP APPRATUS) | Pagoda | 3000206106 | Functional | Others
37741 | Mundiya Phc | Ice lined refrigerator | Model Not Available | 3000137075 | Functional | Vestfrost Solutions
37742 | Sri Karanpur Chc | SPHYGMOMANOMETER(BP APPRATUS) | MODEL NOT AVAILABLE | 3000048890 | Functional | Others
37743 | Aantri Phc | Baby Weighing Machine | Model Not Available | 3000210048 | Functional | Others
37744 | Aantri Phc | Baby Weighing Machine | Model Not Available | 3000210050 | Functional | Others
37745 | M G Hospital Banswara Dh | Suction Machine | EURUVAC Elite | 3000207049 | Functional | Others
37746 | M G Hospital Banswara Dh | Suction Machine | EURUVAC Elite | 3000207057 | Functional | Others
37747 | M G Hospital Banswara Dh | Suction Machine | EURUVAC Elite | 3000207058 | Functional | Others
37748 | M G Hospital Banswara Dh | Suction Machine | EURUVAC Elite | 3000207059 | Functional | Others
37749 | B.D.K. Hospital Jhunjhunu Dh | Glucometer | Model not available | 200019042 | Functional | Others
37750 | Rahuwas Phc | Binocular Microscope | AMT 5A | 3000081805 | Functional | Rohilla Industries Jaipur
37751 | Hudeel Phc | Syringe Needle Destroyer | Model not available | 2000028072 | Functional | Others
37752 | Jk Lone Hospital Jaipur | Phototherepy Unit | MODEL NOT AVAILABLE | 300087995 | Functional | Others
37753 | Jhumki Phc | Baby Weighing Machine | Model Not Available | 3000206107 | Functional | Others
37754 | Padampur Chc | Defibrillator | DEFIGARD 4000 | 300004139 | Functional | Others
37755 | Padampur Chc | Defibrillator | DEFIGARD 4000 | 3000041240 | Functional | Others
37756 | Sri Karanpur Chc | Cautry Machine | Model Not Available | 3000048889 | Functional | Others
37757 | Rani Chc | Instrument Sterilizer | Model Not Available | 3000197462 | Functional | Others
37758 | Sanwad Chc | Fetal Doppler | MODEL NOT AVAILABLE | 3000198050 | Functional | Others
37759 | Dhodh Chc | Freezes | MODEL NOT AVAILABLE | 86092GE62010140030 | Functional | Haier Appliances India Pvt
37760 | Rahuwas Phc | Blood Bank Refrigerator | Model not available | 91010620 | Functional | Vestfrost Solutions
37761 | Mundiya Phc | SPHYGMOMANOMETER(BP APPRATUS) | Pagoda | 200457 | Functional | Elite Scientific Corporation
37762 | B.D.K. Hospital Jhunjhunu Dh | Nebulizer | MODEL NOT AVAILABLE | 200019043 | Functional | Others
37763 | Aantri Phc | SPHYGMOMANOMETER(BP APPRATUS) | MODEL NOT AVAILABLE | 3000210049 | Functional | Others
37764 | Aantri Phc | SPHYGMOMANOMETER(BP APPRATUS) | MODEL NOT AVAILABLE | 3000210052 | Functional | Others
37765 | Mermandwada Phc Sirohi | Baby Weighing Machine | Model Not Available | 3000042068 | Functional | Others
37766 | Mt Abu Chc | ECG Machine (Single Channel) | Model Not Available | 3000042589 | Functional | Others
37767 | Mt Abu Chc | Centrifuge Machine (24 Tubes) | R-8C DX | 3000045481 | Functional | Others
37768 | Bagri Phc | Ice lined refrigerator | MK-144 | 3000081780 | Functional | Cmho Supply
37769 | Kalyanpur Phc | SPHYGMOMANOMETER(BP APPRATUS) | MODEL NOT AVAILABLE | 3000205963 | Functional | Others
37770 | Mangrop Phc | Hemoglobin meter | Model Not Available | 3000125502 | Functional | Others
37771 | Mangrop Phc | FOOT OPERATED SUCTION MACHINE | MODEL NOT AVAILABLE | 3000125499 | Functional | Others
37772 | Pachelklan Phc | SPHYGMOMANOMETER(BP APPRATUS) | MODEL NOT AVAILABLE | 3000203550 | Functional | Others
37773 | Pachelklan Phc | FOOT OPERATED SUCTION MACHINE | MODEL NOT AVAILABLE | 3000203558 | Functional | Others
37774 | Pachelklan Phc | Weighing Machine | MODEL NOT AVAILABLE | 3000203561 | Functional | Others
37775 | Pachelklan Phc | Weighing Machine | MODEL NOT AVAILABLE | 3000203562 | Functional | Others
37776 | Pachelklan Phc | Ice lined refrigerator | Model Not Available | 3000203563 | Functional | Cmho Supply
37777 | Pachelklan Phc | Blood Bank Refrigerator | Model not available | 3000203564 | Functional | Cmho Supply
37778 | Harnawada Shahji Phc Baran | Centrifuge Machine ( 4 Tube ) | Model not available | 3000203737 | Functional | Others
37779 | Harnawada Shahji Phc Baran | Baby Weighing Machine | Model Not Available | 3000203743 | Functional | Others
37780 | Swaroopganj Phc | Hemoglobin meter | Model Not Available | 3000125453 | Functional | Others
37781 | Swaroopganj Phc | SPHYGMOMANOMETER(BP APPRATUS) | MODEL NOT AVAILABLE | 300876 | Functional | Others
37782 | Khandar Chc | Labour Table | Model Not Available | 2000020262 | Functional | Others
37783 | Kunjer Phc | Baby Weighing Machine | Model Not Available | 3000199726 | Functional | Others
37784 | Goluwala Chc | Micropipettes | MODEL NOT AVAILABLE | 3000044190 | Functional | Others
37785 | Bangothri Kalan Phc | Centrifuge Machine ( 4 Tube ) | Model not available | 3000141336 | Functional | Others
37786 | Kawai Chc Baran | Syringe Needle Destroyer | Model not available | 3000199769 | Functional | Others
37787 | Kawai Chc Baran | Weighing Machine | MODEL NOT AVAILABLE | 3000199773 | Functional | Others
37788 | Brwara Rajiya Phc | SPHYGMOMANOMETER(BP APPRATUS) | MODEL NOT AVAILABLE | 3000207872 | Functional | Others
37789 | Sms Hospital | Monocular Microscope | Model not available | 91268 | Functional | Others
37790 | Kawai Chc Baran | SPHYGMOMANOMETER(BP APPRATUS) | MODEL NOT AVAILABLE | 3000199776 | Functional | Others
37791 | Jk Lone Hospital Jaipur | Fiberoptic Laryngoscope | Model Not Available | 300087967 | Functional | Others
37792 | B.D.K. Hospital Jhunjhunu Dh | Syringe Needle Destroyer | Nulife - Dots | NBSD0725589 | Functional | Mrk Healthcare Pvt Ltd Delhi
37793 | Jk Lone Hospital Jaipur | Ophthalmoscope | Model Not Available | 300087970 | Functional | Others
37794 | Jk Lone Hospital Jaipur | Suction Machine | Model Not Available | 300087973 | Functional | Others
37795 | Jk Lone Hospital Jaipur | Nebulizer | MODEL NOT AVAILABLE | 664599 | Functional | Omron Health Care
37796 | Samraniya Phc | Radiant Heat Warmer | Model Not Available | 3000208556 | Functional | Others
37797 | Samraniya Phc | Autoclave | Model not available | 3000208557 | Functional | Others
37798 | Jk Lone Hospital Jaipur | Pulse Oxymeter | Model Not Available | CMMF7M3529 | Functional | Bpl Medical Technologies
37799 | Samraniya Phc | Baby Weighing Machine | Model Not Available | 3000208558 | Functional | Others
37800 | Jk Lone Hospital Jaipur | Pulse Oxymeter | Model Not Available | CMMH309146 | Functional | Bpl Medical Technologies
37801 | Samraniya Phc | Instrument Sterilizer | Model Not Available | 3000208559 | Functional | Others
37802 | Samraniya Phc | Suction Machine | Model Not Available | 3000208560 | Functional | Others
37803 | Samraniya Phc | SPHYGMOMANOMETER(BP APPRATUS) | MODEL NOT AVAILABLE | 3000208562 | Functional | Others
37804 | Samraniya Phc | Fetal Doppler | MODEL NOT AVAILABLE | 3000208563 | Functional | Others
37805 | Samraniya Phc | Weighing Machine | MODEL NOT AVAILABLE | 3000208564 | Functional | Others
37806 | Samraniya Phc | Blood Bank Refrigerator | Model not available | 3000208565 | Functional | Others
37807 | Jk Lone Hospital Jaipur | Pulse Oxymeter | Comet - P (L and T) | C10P1942 | Functional | Larsen And Tourbo Ltd
37808 | Samraniya Phc | Ice lined refrigerator | Model Not Available | 3000208566 | Functional | Others
37809 | Samraniya Phc | Syringe Needle Destroyer | Model not available | 3000208567 | Functional | Others
37810 | Jk Lone Hospital Jaipur | Pulse Oxymeter | Comet - P (L and T) | 300087982 | Functional | Larsen And Tourbo Ltd
37811 | Jk Lone Hospital Jaipur | Syringe Needle Destroyer | Model not available | 300087983 | Functional | Larsen And Tourbo Ltd
37812 | Mandawar Phc | Baby Weighing Machine | Model not available | 3000281083 | Functional | Others
37813 | Kanwara Phc | Suction Machine | Model Not Available | 3000206407 | Non Functional Repairable | Others
37814 | Dabaycha Phc Udaipur | Radiant Heat Warmer | Zeal - RHW 2101A | RHW2101A/0713/406 | Functional | Zeal Medical Pvt Ltd
37815 | Kanwara Phc | Syringe Needle Destroyer | Microsil - ND350 | 3000206408 | Functional | Linco Scientific Instruments And Chemicals (P) Ltd
37816 | Kanwara Phc | Autoclave | Model not available | 3000206409 | Functional | Others
37817 | Bigod Chc | Hot Air Oven | Model not available | 3000042870 | Functional | Others
37818 | Bigod Chc | Incubator | MODEL NOT AVAILABLE | 3000042871 | Functional | Others
37819 | Jk Lone Hospital Jaipur | Bi-pap Machine | MODEL NOT AVAILABLE | C100570281AE8 | Functional | Philips Electronics India Ltd
37820 | Kolhukheda Phc | Binocular Microscope | Model Not Available | 3000199579 | Functional | Cmho Supply
37821 | Bigod Chc | Centrifuge Machine ( 8 Tube) | Model Not Available | 3000042873 | Functional | Others
37822 | Jk Lone Hospital Jaipur | HUMIDIFIER | ALPHA | H1041171972E7 | Functional | Others
37823 | Kolhukheda Phc | Glucometer | Model not available | 3000199582 | Functional | Others
37824 | Jk Lone Hospital Jaipur | SPHYGMOMANOMETER(BP APPRATUS) | MODEL NOT AVAILABLE | 15827 | Functional | Others
37825 | Sotwara Phc Jhunjunu | SPHYGMOMANOMETER(BP APPRATUS) | Pagoda | 488984 | Functional | Elite Scientific Corporation
37826 | Kolhukheda Phc | Ice lined refrigerator | Model not available | 2000025156 | Functional | Others
37827 | Lasadia Chc | Semi Automated Chemistry Analyzer | Model not available | 2000025157 | Functional | Others
37828 | Sotwara Phc Jhunjunu | Weighing Machine | Victoria DX | 2000019891 | Non Functional Repairable | Crown Digital Scales Inc
37829 | Kolhukheda Phc | Blood Bank Refrigerator | Model not available | 3000199584 | Functional | Others
37830 | Sotwara Phc Jhunjunu | Syringe Needle Destroyer | Microsil - ND350 | 4777 | Functional | Others
37831 | Kolhukheda Phc | Suction Machine | Model Not Available | 3000199585 | Functional | Others
37832 | Jk Lone Hospital Jaipur | Fiberoptic Laryngoscope | Model Not Available | 300087957 | Functional | Others
37833 | Kolhukheda Phc | SPHYGMOMANOMETER(BP APPRATUS) | MODEL NOT AVAILABLE | 3000199586 | Functional | Others
37834 | Jk Lone Hospital Jaipur | Fiberoptic Laryngoscope | Model Not Available | 300087958 | Functional | Others
37835 | Jk Lone Hospital Jaipur | Binocular Microscope | Model Not Available | 2000025183 | Functional | Others
37836 | Lasadia Chc | Centrifuge Machine ( 8 Tube) | REMI - R4C | 3000204326 | Functional | Remi Electrotechnik Ltd
37837 | Lasadia Chc | Freezes | MODEL NOT AVAILABLE | 3000204327 | Functional | Lg
37838 | Bigod Chc | Semi Automated Chemistry Analyzer | 3300 | 3000042875 | Functional | Others
37839 | Bigod Chc | Blood Cell Counter - 3 part | Horiba - ABX Micros ES 60 | 3000042876 | Functional | Others
37840 | Niradhnu Phc | SPHYGMOMANOMETER(BP APPRATUS) | MODEL NOT AVAILABLE | 98134118 | Functional | Others
37841 | Bigod Chc | Hemoglobin meter | HB 301 | 1344813100 | Functional | Others
37842 | Tai Phc Jhunjhunu | Weighing Machine | MODEL NOT AVAILABLE | 2000019469 | Functional | Crown Digital Scales Inc
37843 | Kawas Chc | Weighing Machine | MODEL NOT AVAILABLE | 30722571 | Functional | Others
37844 | B.D.K. Hospital Jhunjhunu Dh | Suction Machine | Model Not Available | 200019044 | Functional | Others
37845 | B.D.K. Hospital Jhunjhunu Dh | Ventilator | VersaMed iVent 201 | 1817 | Non Functional Not Repairable | Others
37846 | Makrana Chc | Blood Cell Counter - 3 part | Horiba - ABX Micros ES 60 | 2000028402 | Functional | Others
37847 | B.D.K. Hospital Jhunjhunu Dh | Defibrillator with Cardiac Monitor | Model Not Available | 101184 | Non Functional Not Repairable | Others
37848 | Dhambola Phc | Instrument Sterilizer | Model Not Available | 3000210151 | Functional | Others
37849 | Dhambola Phc | Instrument Sterilizer | Model Not Available | 3000210150 | Functional | Others
37850 | Makrana Chc | Syringe Needle Destroyer | Microsil - ND350 | 2000028420 | Functional | Others
37851 | Gundoj Phc | Centrifuge Machine ( 4 Tube ) | Remi 4C | ELIC3465 | Functional | Remi Electrotechnik Ltd
37852 | Khinwara Phc | Blood Bank Refrigerator | Model not available | BE04G4E2600BA5B0201 | Functional | Others
37853 | Vijaynagar Chc Ganganagar | Blood Cell Counter - 3 part | Horiba - ABX Micros ES 60 | 3000041369 | Functional | Others
37854 | Makrana Chc | Instrument Sterilizer | Model Not Available | 2000028421 | Functional | Others
37855 | Mahajan Phc | Semi Automated Chemistry Analyzer | Model not Available | 3000045096 | Functional | Others
37856 | Bhumbaliya Phc Pali | Baby Weighing Machine | SUVARANA | 3000202655 | Functional | Bhaseen Health Products Pvt Ltd
37857 | Makrana Chc | SPHYGMOMANOMETER(BP APPRATUS) | MODEL NOT AVAILABLE | 2000028422 | Functional | Others
37858 | Sri Karanpur Chc | O.T. Light Double Dome | MODEL NOT AVAILABLE | 3000048892 | Functional | Others
37859 | Makrana Chc | Syringe Needle Destroyer | Microsil ND 20 | 2000028409 | Functional | Others
37860 | Gulabpura Chc | Pulse Oxymeter | Model Not Available | 3000126040 | Functional | Others
37861 | Vijaynagar Chc Ganganagar | Semi Automated Chemistry Analyzer | CPC - STAT FAX 3300 | 3000041370 | Functional | Others
37862 | Balghat Phc | Colorimeter | MODEL NOT AVAILABLE | 3000137036 | Functional | Others
37863 | B.D.K. Hospital Jhunjhunu Dh | Audio Meter | Elkon - EDA 3N3 | 5543 | Non Functional Not Repairable | Others
37864 | Gundoj Phc | Hemoglobin meter | Model Not Available | 3000197147 | Functional | Others
37865 | M G Hospital Banswara Dh | Syringe Infusion Pump | Model not available | 3000207073 | Functional | Others
37866 | M G Hospital Banswara Dh | Syringe Infusion Pump | Model not available | 3000207074 | Functional | Others
37867 | M G Hospital Banswara Dh | Syringe Infusion Pump | Model not available | 3000207075 | Functional | Others
37868 | M G Hospital Banswara Dh | Syringe Infusion Pump | Model not available | 3000207076 | Functional | Others
37869 | Bhumbaliya Phc Pali | Syringe Needle Destroyer | Model not available | 3000202656 | Functional | Maestros Mediline Systems Limited
37870 | Parsaad Chc Udaipur | Baby Weighing Machine | Model Not Available | 3000205273 | Functional | Others
37871 | Gangiyasar Phc | SPHYGMOMANOMETER(BP APPRATUS) | Pagoda | 3000141196 | Functional | Elite Scientific Corporation
37872 | Gangiyasar Phc | SPHYGMOMANOMETER(BP APPRATUS) | MODEL NOT AVAILABLE | 13N0460 | Functional | Infinity Mediquip India
37873 | Raithal Phc Baran | Centrifuge Machine ( 4 Tube ) | Model not available | 3000203570 | Functional | Cmho Supply
37874 | Gangiyasar Phc | Monocular Microscope | Model not available | 870096 | Functional | Rohilla Industries Jaipur
37875 | Suwana Chc | Suction Machine | Model Not Available | 3000125724 | Functional | Others
37876 | Bambori Phc | Glucometer | Model not available | 3000135186 | Functional | Others
37877 | Bool Phc | FOOT OPERATED SUCTION MACHINE | MODEL NOT AVAILABLE | 3000138959 | Non Functional Not Repairable | Others
37878 | Mandalgarh Chc | Spot Light ( Portable ) | Model Not Available | 3000042839 | Functional | Others
37879 | Bool Phc | STABILIZER | MODEL NOT AVAILABLE | 3000138958 | Functional | Others
37880 | Mandalgarh Chc | STABILIZER | MODEL NOT AVAILABLE | 3000042840 | Functional | Others
37881 | Pbm Medical College And Hospital | Freezes | MODEL NOT AVAILABLE | 2000035691 | Functional | Others
37882 | Pbm Medical College And Hospital | Freezes | MODEL NOT AVAILABLE | 2000035692 | Functional | Others
37883 | Pbm Medical College And Hospital | Freezes | MODEL NOT AVAILABLE | 3000045778 | Functional | Others
37884 | Pbm Medical College And Hospital | Freezes | MODEL NOT AVAILABLE | 3000042742 | Functional | Others
37885 | Pbm Medical College And Hospital | Freezes | MODEL NOT AVAILABLE | 3000045581 | Functional | Others
37886 | Pbm Medical College And Hospital | Freezes | MODEL NOT AVAILABLE | 3000042701 | Functional | Others
37887 | Pbm Medical College And Hospital | Freezes | MODEL NOT AVAILABLE | 2000035900 | Functional | Others
37888 | Pbm Medical College And Hospital | Freezes | MODEL NOT AVAILABLE | 2000035895 | Functional | Others
37889 | Pbm Medical College And Hospital | Freezes | MODEL NOT AVAILABLE | 2000035898 | Functional | Others
37890 | Pbm Medical College And Hospital | Freezes | MODEL NOT AVAILABLE | 3000045693 | Functional | Others
37891 | Pbm Medical College And Hospital | Freezes | MODEL NOT AVAILABLE | 3000045691 | Functional | Others
37892 | Mandalgarh Chc | Centrifuge Machine ( 8 Tube) | Model Not Available | 3000042844 | Functional | Others
37893 | Peepli Phc | Syringe Needle Destroyer | Model not available | 13H0052 | Functional | Others
37894 | Mandalgarh Chc | Binocular Microscope | Model Not Available | 3000042846 | Functional | Others
37895 | Bool Phc | Syringe Needle Destroyer | Model not available | NBSDO714668 | Functional | Others
37896 | Dabaycha Phc Udaipur | Baby Weighing Machine | Model Not Available | 3000205799 | Functional | Crown Digital Scales Inc
37897 | Hasteda Phc | Ice lined refrigerator | SB 142 | 27517927 | Functional | Others
37898 | Masuda Chc | Binocular Microscope | PZB 22 | 2940 | Functional | Others
37899 | Govindgarh Chc Jaipur | SPHYGMOMANOMETER(BP APPRATUS) | MODEL NOT AVAILABLE | 9262373 | Functional | Others
37900 | Masuda Chc | Colorimeter | MODEL NOT AVAILABLE | 70010 | Functional | Others
37901 | Govindgarh Chc Jaipur | SPHYGMOMANOMETER(BP APPRATUS) | MODEL NOT AVAILABLE | 300222816 | Functional | Others
37902 | Govindgarh Chc Jaipur | SPHYGMOMANOMETER(BP APPRATUS) | MODEL NOT AVAILABLE | 3000222806 | Functional | Others
37903 | Govindgarh Chc Jaipur | SPHYGMOMANOMETER(BP APPRATUS) | HBC-70 | 3000281091 | Functional | Others
37904 | Dalelpura Phc Jhunjhunu | Weighing Machine | MODEL NOT AVAILABLE | 3000218679 | Functional | Crown Digital Scales Inc
37905 | Dalelpura Phc Jhunjhunu | Weighing Machine | MODEL NOT AVAILABLE | 3000218681 | Functional | Crown Digital Scales Inc
37906 | Dalelpura Phc Jhunjhunu | Weighing Machine | MODEL NOT AVAILABLE | 3000218682 | Functional | Crown Digital Scales Inc
37907 | Govindgarh Chc Jaipur | SPHYGMOMANOMETER(BP APPRATUS) | MODEL NOT AVAILABLE | 3000222816 | Functional | Others
37908 | Jk Lone Hospital Jaipur | Syringe Infusion Pump | SIMTEK - Infutek 405 | 9CI455520 | Functional | Simtek Medico Systems Pvt Ltd
37909 | Masuda Chc | Hemoglobin meter | HB 301 | 70016 | Functional | Others
37910 | Kishan Maanpura Phc | SPHYGMOMANOMETER(BP APPRATUS) | MODEL NOT AVAILABLE | 3000222405 | Functional | Others
37911 | Jk Lone Hospital Jaipur | Radiant Heat Warmer | Meditrin - Heat Warmer | NRHM/WM/09/5111 | Functional | Meditrin Instruments
37912 | Kanwara Phc | Binocular Microscope | AMT 5A | 3000206411 | Functional | Rohilla Industries Jaipur
37913 | Mundiya Phc | Centrifuge Machine ( 12 Tube ) | Model Not Available | 3000137061 | Functional | Others
37914 | Khinwara Phc | Syringe Needle Destroyer | Microsil - ND350 | 5817 | Functional | Others
37915 | Jawahar Hospital Jaisalmer Dh | Freezes | GL-335VM5 | 3000056369 | Functional | Others
37916 | Mewara Phc | Baby Weighing Machine | Model Not Available | 3000210210 | Functional | Others
37917 | Ghasa Phc | SPHYGMOMANOMETER(BP APPRATUS) | MODEL NOT AVAILABLE | 14K9699 | Functional | Others
37918 | Kanwara Phc | SPHYGMOMANOMETER(BP APPRATUS) | Pagoda | 3000206414 | Functional | Elite Scientific Corporation
37919 | Mundiya Phc | Glucometer | Model Not Available | 3000202398 | Functional | Others
37920 | Mewara Phc | Freezes | MODEL NOT AVAILABLE | 3000210212 | Functional | Others
37921 | Mewara Phc | Freezes | MODEL NOT AVAILABLE | 3000210213 | Functional | Others
37922 | Kailadevi Phc | Centrifuge Machine ( 4 Tube ) | REMI - C852 | KFLC13427 | Functional | Remi Electrotechnik Ltd
37923 | Kailadevi Phc | Glucometer | SD Check Gold | MO3TA01M2495 | Functional | Sd Bio Standard Diagnostic Pvt Ltd
37924 | Kailadevi Phc | Radiant Heat Warmer | Meditrin - Heat Warmer | NRHMWM11/294 | Functional | Meditrin Instruments
37925 | Bagri Phc | Incubator | MODEL NOT AVAILABLE | 3000081782 | Functional | Cmho Supply
37926 | Bagri Phc | Centrifuge Machine ( 8 Tube) | Model Not Available | 3000081784 | Functional | Cmho Supply
37927 | Sms Hospital | FOGGING MACHINE | MODEL NOT AVAILABLE | 3000086430 | Functional | Others
37928 | Badgaon Chc | SPHYGMOMANOMETER(BP APPRATUS) | MODEL NOT AVAILABLE | 16K9619 | Functional | Others
37929 | Patusari Phc | Centrifuge Machine ( 8 Tube) | Model Not Available | 2000019802 | Functional | Others
37930 | R K District Hospital Rajsamand Dh | Defibrillator | MODEL NOT AVAILABLE | 3000052704 | Functional | Others
37931 | Badgaon Chc | SPHYGMOMANOMETER(BP APPRATUS) | MODEL NOT AVAILABLE | 3000205044 | Functional | Others
37932 | Badgaon Chc | Fetal Doppler | MODEL NOT AVAILABLE | 2.014e+204 | Functional | Others
37933 | Badgaon Chc | Fetal Doppler | MODEL NOT AVAILABLE | 2014FQ0211 | Functional | Others
37934 | Badgaon Chc | Phototherepy Unit | MODEL NOT AVAILABLE | I-IJAK440302 | Functional | Fanem
37935 | Baloda Phc Jhunjunu | Glucometer | Model not available | MT00013612 | Functional | Others
37936 | Kidwana Phc | Syringe Needle Destroyer | Nulife - Dots | 3000141304 | Functional | Mrk Healthcare Pvt Ltd Delhi
37937 | Kidwana Phc | Spot Light ( Portable ) | Model Not Available | 3000141305 | Functional | Cognate India
37938 | Sms Hospital | Monocular Microscope | Model not available | 11L486 | Functional | Others
37939 | Chotisadadi Chc | Radiant Heat Warmer | Meditrin - Heat Warmer | 3000130824 | Functional | Others
37940 | Chotisadadi Chc | Radiant Heat Warmer | Meditrin - Heat Warmer | 3000130825 | Functional | Others
37941 | Kajra Phc | Syringe Needle Destroyer | Nulife - Dots | 3000141377 | Functional | Mrk Healthcare Pvt Ltd Delhi
37942 | Parsaad Chc Udaipur | FOOT OPERATED SUCTION MACHINE | MODEL NOT AVAILABLE | 3000205692 | Functional | Others
37943 | Sms Hospital | Monocular Microscope | Model not available | 12B318 | Functional | Others
37944 | Kajra Phc | Suction Machine | Model Not Available | 3000141365 | Functional | Others
37945 | Sms Hospital | Monocular Microscope | Model not available | 12B118 | Functional | Others
37946 | Jawahar Hospital Jaisalmer Dh | Syringe Needle Destroyer | Model not available | 3000056280 | Functional | Others
37947 | Jawahar Hospital Jaisalmer Dh | Syringe Needle Destroyer | Model not available | 3000056281 | Functional | Others
37948 | District Hospital Pratapgarh Dh | Multi-Para Monitor | Model not available | 3000129959 | Functional | Others
37949 | Kawas Chc | Freezes | MODEL NOT AVAILABLE | 3000117835 | Functional | Others
37950 | Hudeel Phc | Freezes | VEE 184 | 2000028085 | Functional | Others
37951 | District Hospital Pratapgarh Dh | Freezes | Kelvinator KGE 193 | 3000129963 | Functional | Others
37952 | District Hospital Pratapgarh Dh | Freezes | Kelvinator KGE 193 | 3000129964 | Functional | Others
37953 | Balghat Phc | Centrifuge Machine ( 12 Tube ) | Model Not Available | 3000137025 | Functional | Others
37954 | Hudeel Phc | Binocular Microscope | Model Not Available | 2000028083 | Functional | Others
37955 | Hudeel Phc | Binocular Microscope | Model Not Available | 2000028084 | Functional | Others
37956 | M G Hospital Banswara Dh | ECG Machine (Three Channel ) | Medicaid - CardioFax 3R | 3000207051 | Functional | Others
37957 | Dhodh Chc | Phototherepy Unit | Fenam, Bilitron Sky 5006 | 2000029515 | Functional | Fanem
37958 | B.D.K. Hospital Jhunjhunu Dh | Nebulizer | MODEL NOT AVAILABLE | 200019045 | Functional | Others
37959 | Mahajan Phc | Instrument Sterilizer | Model Not Available | 3000045088 | Functional | Others
37960 | Khinwara Phc | Centrifuge Machine ( 4 Tube ) | Model not available | 3000197741 | Functional | Others
37961 | Sanwad Chc | SPHYGMOMANOMETER(BP APPRATUS) | MODEL NOT AVAILABLE | 3000198054 | Functional | Others
37962 | Sanwad Chc | SPHYGMOMANOMETER(BP APPRATUS) | MODEL NOT AVAILABLE | 1429889 | Functional | Others
37963 | Badagaon Phc Dholpur | Syringe Needle Destroyer | Model not available | 3000259270 | Functional | Others
37964 | Raghunathpura Phc | Syringe Needle Destroyer | Microsil ND 120 | 927/2009 | Functional | Others
37965 | Khinwara Phc | Binocular Microscope | Microlux - 16 | 13-j-13145 | Functional | Others
37966 | Raghunathpura Phc | Glucometer | Model not available | 2000022152 | Functional | Others
37967 | Badagaon Phc Dholpur | SPHYGMOMANOMETER(BP APPRATUS) | MODEL NOT AVAILABLE | 3000259272 | Functional | Others
37968 | Sanwad Chc | Semi Automated Chemistry Analyzer | Micro Lab - RX 50V | 121144 | Functional | Micro Lab Instruments Ahmedabad
37969 | Badagaon Phc Dholpur | Hemoglobin meter | Model Not Available | 3000259273 | Functional | Labomed
37970 | Makrana Chc | Freezes | MODEL NOT AVAILABLE | 2000028401 | Functional | Others
37971 | Balghat Phc | Blood Bank Refrigerator | Model not available | 3000137031 | Functional | Others
37972 | Jawahar Hospital Jaisalmer Dh | Blood Cell Counter - 3 part | Model not available | 3000056392 | Functional | Others
37973 | Dhambola Phc | Radiant Heat Warmer | Model Not Available | 3000210154 | Functional | Others
37974 | Sonadi Phc | Binocular Microscope | Model Not Available | 3000081731 | Functional | Others
37975 | Jk Lone Hospital Jaipur | ECG Machine (Single Channel) | BPL - Cardiart 108T | DQTA2J1558 | Functional | Others
37976 | Raithal Phc Baran | Syringe Needle Destroyer | Model not available | 3000203577 | Functional | Cmho Supply
37977 | Sri Karanpur Chc | Semi Automated Chemistry Analyzer | 3300 | 3300-7594 | Functional | Others
37978 | Bhadrajune Phc | Baby Weighing Machine | Model Not Available | 3000045990 | Functional | Others
37979 | Bhadrajune Phc | Syringe Needle Destroyer | Microsil - ND350 | 9062 | Functional | Others
37980 | Dist Hospital Barmer Dh | Suction Machine | Model Not Available | 3000124851 | Functional | Others
37981 | Bhadrajune Phc | Labour Table | Model Not Available | 3000045993 | Functional | Others
37982 | Suwana Chc | Syringe Needle Destroyer | Model not available | 3000125727 | Functional | Others
37983 | R K District Hospital Rajsamand Dh | Syringe Infusion Pump | Model not available | 3000052692 | Functional | Others
37984 | Bhadrajune Phc | Freezes | MODEL NOT AVAILABLE | 3000045997 | Functional | Others
37985 | Ambamata Phc | Monocular Microscope | Model not available | 3000130299 | Functional | Others
37986 | City Dispensary No 1 Sikar | Instrument Sterilizer | Model Not Available | 2000029567 | Functional | Others
37987 | Ambamata Phc | Glucometer | Model not available | 3000130300 | Functional | Others
37988 | Mandalgarh Chc | Freezes | MODEL NOT AVAILABLE | 3000042841 | Functional | Others
37989 | Mandalgarh Chc | Spot Light ( Portable ) | Model Not Available | 3000042842 | Functional | Others
37990 | Ambamata Phc | SPHYGMOMANOMETER(BP APPRATUS) | MODEL NOT AVAILABLE | 3000130302 | Functional | Others
37991 | Mandalgarh Chc | Freezes | MODEL NOT AVAILABLE | 3000042843 | Functional | Others
37992 | Pbm Medical College And Hospital | Hot Air Oven | Model not available | 2000035694 | Functional | Others
37993 | Pbm Medical College And Hospital | Hot Air Oven | Model not available | 2000035696 | Functional | Others
37994 | Pbm Medical College And Hospital | Hot Air Oven | Model not available | 2000035697 | Functional | Others
37995 | Bhangdarej Chc | Baby Weighing Machine | Model Not Available | 3000081183 | Functional | Others
37996 | Mandalgarh Chc | Ice lined refrigerator | Model Not Available | 3000042866 | Functional | Others
37997 | Dispensary Agarwal Farm City | Binocular Microscope | Model Not Available | 3000124533 | Functional | Others
37998 | Dispensary Agarwal Farm City | Binocular Microscope | Model Not Available | 3000124532 | Functional | Others
37999 | Modra Phc | Ice lined refrigerator | HBC-70 | 3000119529 | Functional | Others
38000 | R K District Hospital Rajsamand Dh | Automated Urine Analyzer | Model not available | 1691021213 | Functional | Others
38001 | R K District Hospital Rajsamand Dh | Hot Air Oven | Elite | 3000052623 | Functional | Others
38002 | Baravarda Chc | Labour Table | Model Not Available | 30000130624 | Functional | Others
38003 | Udaipurwara Phc | Suction Machine | Model Not Available | 3000207774 | Functional | Others
38004 | Bangothri Kalan Phc | Hemoglobin meter | Model Not Available | 3000141337 | Functional | Others
38005 | Baravarda Chc | Autoclave | Model not available | 3000130625 | Functional | Others
38006 | Shehrakar Phc | Radiant Heat Warmer | Meditrin - Heat Warmer | NRHMWARMER315 | Functional | Meditrin Instruments
38007 | Kawai Chc Baran | Suction Machine | Model Not Available | 3000199770 | Functional | Others
38008 | R K District Hospital Rajsamand Dh | Hydraulic Operation Table | MODEL NOT AVAILABLE | 3000052740 | Functional | Others
38009 | Parsaad Chc Udaipur | FOOT OPERATED SUCTION MACHINE | SU-101 | 3000205274 | Functional | Niscomed Electro Medical Devices
38010 | Kawai Chc Baran | Syringe Needle Destroyer | Model not available | 3000199780 | Functional | Others
38011 | Cidiyavasa Phc | Freezes | VEE 184 | 3000124418 | Functional | Others
38012 | Loharia Phc | Syringe Needle Destroyer | Model not available | 3000207283 | Functional | Others
38013 | Gangiyasar Phc | Binocular Microscope | PZB 22 | 3000141201 | Non Functional Not Repairable | Others
38014 | Chhabra Chc | Ice lined refrigerator | Model Not Available | B29710018 | Functional | Others
38015 | Gangiyasar Phc | Hemoglobin meter | Model Not Available | 3000141200 | Functional | Others
38016 | Chanderwada Phc | Colorimeter | MODEL NOT AVAILABLE | 3000207743 | Functional | Others
38017 | Raithal Phc Baran | Ice lined refrigerator | Model Not Available | 3000203574 | Functional | Others
38018 | Gangiyasar Phc | Glucometer | Model not available | RMD028058 | Functional | Others
38019 | Mewara Phc | Freezes | MODEL NOT AVAILABLE | 3000210214 | Functional | Others
38020 | Mewara Phc | Freezes | MODEL NOT AVAILABLE | 3000210215 | Functional | Others
38021 | Mewara Phc | Centrifuge Machine ( 8 Tube) | Model Not Available | 3000210216 | Functional | Others
38022 | Mewara Phc | Centrifuge Machine ( 8 Tube) | Model Not Available | 3000210077 | Functional | Others
38023 | Ghasa Phc | Baby Weighing Machine | Model Not Available | 3000205179 | Functional | Others
38024 | Kanwara Phc | Ice lined refrigerator | MF - 144 | 3000206416 | Functional | Vestfrost Solutions
38025 | Rahuwas Phc | Radiant Heat Warmer | Zeal - RHW 2101A | RHW2101A1091311962 | Functional | Zeal Medical Pvt Ltd
38026 | Khinwara Phc | Radiant Heat Warmer | Zeal - RHW 2101A | RHW2101A/1389 | Functional | Others
38027 | Khotawali Phc | Blood Bank Refrigerator | Model not available | 3000044284 | Functional | Others
38028 | Hindon Sdh | Syringe Needle Destroyer | Nulife - Dots | NBSDO714831 | Non Functional Not Repairable | Cmho Supply
38029 | Hindon Sdh | SPHYGMOMANOMETER(BP APPRATUS) | MODEL NOT AVAILABLE | 3000138395 | Non Functional Not Repairable | Cmho Supply
38030 | Bamoriklan Phc | FOOT OPERATED SUCTION MACHINE | MODEL NOT AVAILABLE | 3000203694 | Functional | Others
38031 | Kailadevi Phc | SPHYGMOMANOMETER(BP APPRATUS) | Pagoda | 288133 | Functional | Elite Scientific Corporation
38032 | Kailadevi Phc | Hemoglobin meter | Model Not Available | 3000138449 | Functional | Others
38033 | Kailadevi Phc | Radiant Heat Warmer | Zeal - RHW 2101A | RHW2101810713/761 | Functional | Meditrin Instruments
38034 | Bagri Phc | Hot Air Oven | Model not available | 3000081783 | Functional | Others
38035 | Bamoriklan Phc | Radiant Heat Warmer | Zeal - RHW 2101A | 3000203695 | Functional | Cmho Supply
38036 | B.D.K. Hospital Jhunjhunu Dh | Binocular Microscope | PZB 22 | 52332 | Functional | Quality Scientific And Mechanical Works Pvt Ltd
38037 | Jawahar Hospital Jaisalmer Dh | Syringe Needle Destroyer | Model not available | 3000056282 | Functional | Others
38038 | Jawahar Hospital Jaisalmer Dh | Syringe Needle Destroyer | Model not available | 3000056283 | Functional | Others
38039 | Jawahar Hospital Jaisalmer Dh | Syringe Needle Destroyer | Model not available | 3000056284 | Functional | Others
38040 | Jawahar Hospital Jaisalmer Dh | Syringe Needle Destroyer | Model not available | 3000056528 | Functional | Others
38041 | Jawahar Hospital Jaisalmer Dh | Syringe Needle Destroyer | Model not available | 3000056529 | Functional | Others
38042 | Jawahar Hospital Jaisalmer Dh | Syringe Needle Destroyer | Model not available | 3000056277 | Functional | Others
38043 | Jawahar Hospital Jaisalmer Dh | Syringe Needle Destroyer | Model not available | 3000056278 | Functional | Others
38044 | Jawahar Hospital Jaisalmer Dh | Syringe Needle Destroyer | Model not available | 3000056279 | Functional | Others
38045 | Jawahar Hospital Jaisalmer Dh | Syringe Needle Destroyer | Model not available | 3000056290 | Functional | Others
38046 | Jawahar Hospital Jaisalmer Dh | Syringe Needle Destroyer | Model not available | 3000056291 | Functional | Others
38047 | Jawahar Hospital Jaisalmer Dh | Syringe Needle Destroyer | Model not available | 3000056292 | Functional | Others
38048 | Jawahar Hospital Jaisalmer Dh | Syringe Needle Destroyer | Model not available | 3000056293 | Functional | Others
38049 | Jawahar Hospital Jaisalmer Dh | Syringe Needle Destroyer | Model not available | 3000056294 | Functional | Others
38050 | Jawahar Hospital Jaisalmer Dh | Syringe Needle Destroyer | Model not available | 3000056285 | Functional | Others
38051 | Jawahar Hospital Jaisalmer Dh | Syringe Needle Destroyer | Model not available | 3000056286 | Functional | Others
38052 | Jawahar Hospital Jaisalmer Dh | Syringe Needle Destroyer | Model not available | 3000056287 | Functional | Others
38053 | Dabaycha Phc Udaipur | FOOT OPERATED SUCTION MACHINE | SU-101 | 11254 | Functional | Niscomed Electro Medical Devices
38054 | Dalelpura Phc Jhunjhunu | SPHYGMOMANOMETER(BP APPRATUS) | MODEL NOT AVAILABLE | 42535 | Functional | Others
38055 | Masuda Chc | Centrifuge Machine ( 4 Tube ) | Model not available | 70009 | Functional | Cmho Supply
38056 | Masuda Chc | Colorimeter | MODEL NOT AVAILABLE | 70011 | Functional | Others
38057 | Govindgarh Chc Jaipur | SPHYGMOMANOMETER(BP APPRATUS) | Model Not Available | 3000281090 | Functional | Others
38058 | Rahuwas Phc | Spot Light ( Portable ) | Model Not Available | 3000081803 | Non Functional Not Repairable | Cognate India
38059 | Aantri Phc | Centrifuge Machine ( 12 Tube ) | Model Not Available | 3000210040 | Functional | Others
38060 | Bhinmal Chc | O.T. Light Single Dome | MODEL NOT AVAILABLE | 3000119995 | Functional | Others
38061 | Aantri Phc | Syringe Needle Destroyer | Model not available | 3000210042 | Functional | Others
38062 | Hudeel Phc | Instrument Sterilizer | Model Not Available | 347 | Functional | Others
38063 | Rahuwas Phc | SPHYGMOMANOMETER(BP APPRATUS) | MODEL NOT AVAILABLE | 98134536 | Non Functional Not Repairable | Ajay Optical India
38064 | Jawahar Hospital Jaisalmer Dh | Syringe Needle Destroyer | Model not available | 3000056469 | Functional | Others
38065 | District Hospital Pratapgarh Dh | ECG Machine (Single Channel) | Model Not Available | 3000129956 | Functional | Others
38066 | Dhodh Chc | Binocular Microscope | Labovision | 2000029506 | Functional | Labovision India
38067 | Dhodh Chc | Binocular Microscope | Labovision | 2000029507 | Functional | Labovision India
38068 | Khinwara Phc | Incubator | MODEL NOT AVAILABLE | 3000197740 | Functional | Others
38069 | Mahajan Phc | Syringe Needle Destroyer | Model not available | 3000045087 | Functional | Others
38070 | Salodariya Phc Pali | SPHYGMOMANOMETER(BP APPRATUS-Digital) | Model Not Available | 3000197924 | Functional | Others
38071 | Jk Lone Hospital Jaipur | Syringe Infusion Pump | JAZ-1800C | 13051126Z | Functional | Longfian Scitech Co Ltd
38072 | Makrana Chc | Semi Automated Chemistry Analyzer | CPC - STAT FAX 3300 | 2000028403 | Functional | Others
38073 | Patwa Phc | Suction Machine | Model Not Available | 3000202160 | Functional | Others
38074 | Sri Karanpur Chc | Pulse Oxymeter | Model Not Available | 3000048896 | Functional | Others
38075 | Gundoj Phc | SPHYGMOMANOMETER(BP APPRATUS-Digital) | Model Not Available | 3000197145 | Functional | Others
38076 | Khinwara Phc | Ice lined refrigerator | MK-144 | 20032200446 | Functional | Others
38077 | Baldra Phc | Blood Bank Refrigerator | Model not available | 3000203607 | Functional | Others
38078 | Jhumki Phc | Monocular Microscope | Model not available | 300206110 | Functional | Others
38079 | Makrana Chc | Baby Weighing Machine | Docbel Braun | 2000028419 | Functional | Others
38080 | Goluwala Chc | Fetal Doppler | MODEL NOT AVAILABLE | 3000044227 | Functional | Others
38081 | Goluwala Chc | Micropipettes | MODEL NOT AVAILABLE | 13060460 | Functional | Others
38082 | Bhadrajune Phc | Radiant Heat Warmer | Zeal - RHW 2101A | 3000045989 | Functional | Others
38083 | Bharu Phc | Hemoglobin meter | Model Not Available | 3000141245 | Functional | Others
38084 | Sri Karanpur Chc | Micropipettes | MODEL NOT AVAILABLE | 3000048855 | Functional | Others
38085 | Bhadrajune Phc | Instrument Sterilizer | Model Not Available | 3000045994 | Functional | Others
38086 | Bhadrajune Phc | Ice lined refrigerator | HBC-70 | 3000045995 | Functional | Others
38087 | Cheeplata Phc | Freezes | MODEL NOT AVAILABLE | 3.9091e+17 | Functional | Videocon Industries Ltd
38088 | Modra Phc | Blood Bank Refrigerator | Model not available | 3000119530 | Functional | Others
38089 | Sri Karanpur Chc | Centrifuge Machine ( 4 Tube ) | Model not available | 3000048858 | Functional | Others
38090 | Peepli Phc | Hemoglobin meter | Model Not Available | 3000141364 | Functional | Others
38091 | Sms Hospital | MTP Suction apparatus electrically operated | MODEL NOT AVAILABLE | 3000084899 | Functional | Others
38092 | Cheeplata Phc | Binocular Microscope | Model Not Available | 2000031461 | Functional | Rohilla Industries Jaipur
38093 | Peepli Phc | Syringe Needle Destroyer | Nulife - Dots | 3000141357 | Functional | Mrk Healthcare Pvt Ltd Delhi
38094 | Bool Phc | Blood Bank Refrigerator | Model not available | 3000138960 | Functional | Haier Appliances India Pvt
38095 | Peepli Phc | Baby Weighing Machine | Model Not Available | 3000141359 | Functional | Crown Digital Scales Inc
38096 | Salavtiya Phc | Centrifuge Machine ( 4 Tube ) | Model not available | 3000125401 | Functional | Others
38097 | Sms Hospital | Hydraulic Operation Table | MODEL NOT AVAILABLE | 3000084894 | Functional | Others
38098 | Naharpura Phc | Syringe Needle Destroyer | Nulife - Dots | 3000207741 | Functional | Others
38099 | Cheeplata Phc | Suction Machine | Model Not Available | 2000031466 | Non Functional Not Repairable | Others
38100 | Salavtiya Phc | Monocular Microscope | Model not available | 3000125399 | Functional | Others
38101 | Parsaad Chc Udaipur | Syringe Needle Destroyer | Model not available | 3000205708 | Functional | Others
38102 | Parsaad Chc Udaipur | Syringe Needle Destroyer | Model not available | 3000205709 | Functional | Others
38103 | Parsaad Chc Udaipur | Syringe Needle Destroyer | Model not available | 3000205710 | Functional | Others
38104 | Sri Karanpur Chc | 300mA X-Ray Machine | PICKS - 3010 D | 2K81130 | Functional | Others
38105 | Parsaad Chc Udaipur | Binocular Microscope | PZB 22 | 3000205712 | Functional | Quality Scientific And Mechanical Works Pvt Ltd
38106 | Jk Lone Hospital Jaipur | C-pap Machine | Model Not Available | 101214100100 | Functional | Others
38107 | Ghasa Phc | Instrument Sterilizer | Model Not Available | 3000205182 | Functional | Paras Enterprises
38108 | Mundiya Phc | Neubaurs Chamber | Model not available | 3000137067 | Functional | Others
38109 | Sadri Chc | Freezes | VEE 184 | 300019623 | Functional | Videocon Industries Ltd
38110 | Mundiya Phc | Hemoglobin meter | Model Not Available | 3000137068 | Functional | Others
38111 | Sadri Chc | Freezes | Kelvinator KGE 193 | 300019624 | Functional | Others
38112 | Jk Lone Hospital Jaipur | Multi-Para Monitor | Star 50 ( L and T ) | A10SE00240 | Functional | Larsen And Tourbo Ltd
38113 | Mundiya Phc | ESR Stand | Model not available | 3000137069 | Functional | Others
38114 | Nokha Chc | Centrifuge Machine ( 12 Tube ) | Model Not Available | 3000042292 | Functional | Others
38115 | Dhodh Chc | Syringe Needle Destroyer | Microsil ND 20 | 2000029514 | Functional | Linco Scientific Instruments And Chemicals (P) Ltd
38116 | Nokha Chc | Glucometer | Model not available | 3000042296 | Functional | Others
38117 | Sadri Chc | Syringe Needle Destroyer | Microsil - ND350 | 5632 | Functional | Linco Scientific Instruments And Chemicals (P) Ltd
38118 | Rahuwas Phc | Suction Machine | Model Not Available | 3000081801 | Functional | Surgicoin Medequip Pvt Ltd
38119 | Mundiya Phc | Suction Machine | Model Not Available | 3000137071 | Functional | Others
38120 | Ghasa Phc | Binocular Microscope | Microlux - 16 | 32000980716 | Functional | Mlw Intermed
38121 | Bhinmal Chc | SPHYGMOMANOMETER(BP APPRATUS) | MODEL NOT AVAILABLE | 3000119994 | Functional | Others
38122 | Sanwad Chc | Radiant Heat Warmer | Zeal - RHW 2101A | RHW2101A/0713/451 | Functional | Zeal Medical Pvt Ltd
38123 | Sanwad Chc | Radiant Heat Warmer | Zeal - RHW 2101A | RHW2101A/0713/450 | Functional | Zeal Medical Pvt Ltd
38124 | M G Hospital Banswara Dh | Binocular Microscope | Model Not Available | 3000207080 | Functional | Others
38125 | Gangori Hospital | SPHYGMOMANOMETER(BP APPRATUS) | MODEL NOT AVAILABLE | 3000139815 | Functional | Others
38126 | Dhodh Chc | Semi Automated Chemistry Analyzer | Micro Lab - RX 50V | 1211166 | Functional | Micro Lab Instruments Ahmedabad
38127 | Rani Chc | Labour Table | Model Not Available | 3000197464 | Functional | Others
38128 | Rahuwas Phc | Incubator | MODEL NOT AVAILABLE | 3000081804 | Functional | Universal Medicalinstruments
38129 | Jawahar Hospital Jaisalmer Dh | Blood Cell Counter - 3 part | Horiba - ABX Micros ES 60 | 3000056473 | Functional | Others
38130 | District Hospital Pratapgarh Dh | Ventilator | Model Not Available | 3000129953 | Functional | Others
38131 | District Hospital Pratapgarh Dh | Ventilator | Model Not Available | 3000129958 | Functional | Others
38132 | Bamoriklan Phc | SPHYGMOMANOMETER(BP APPRATUS-Digital) | Model Not Available | 3000203697 | Functional | Others
38133 | Bamoriklan Phc | Instrument Sterilizer | Model Not Available | 3000203692 | Functional | Others
38134 | Dubbi Phc Dausa | Hemoglobin meter | Model Not Available | 3000081154 | Functional | Others
38135 | Kailadevi Phc | Hemoglobin meter | Model Not Available | 3000138448 | Functional | Others
38136 | Bagri Phc | Weighing Machine | Victoria DX | 3000081781 | Functional | Ramon Surgical Company
38137 | Kailadevi Phc | Suction Machine | Model Not Available | 3000138452 | Functional | Others
38138 | Kailadevi Phc | Weighing Machine | MODEL NOT AVAILABLE | 3000138453 | Functional | Others
38139 | Jawahar Hospital Jaisalmer Dh | Syringe Needle Destroyer | Model not available | 3000056288 | Functional | Others
38140 | Jawahar Hospital Jaisalmer Dh | Syringe Needle Destroyer | Model not available | 3000056289 | Functional | Others
38141 | Hamirgarh Chc | STABILIZER | MODEL NOT AVAILABLE | 3000125477 | Functional | Others
38142 | Parsaad Chc Udaipur | Baby Weighing Machine | Model Not Available | 3000205245 | Functional | Others
38143 | Jhakhrawali Phc | Ice lined refrigerator | Model Not Available | 20013705893 | Functional | Others
38144 | Bassiada Phc | SPHYGMOMANOMETER(BP APPRATUS) | MODEL NOT AVAILABLE | 3000207300 | Functional | Others
38145 | Shri Hari Dev Joshi Genaral Hospital Dungarpur Dh | Radiant Heat Warmer | Model Not Available | 3000052571 | Functional | Others
38146 | Shri Hari Dev Joshi Genaral Hospital Dungarpur Dh | Radiant Heat Warmer | Model Not Available | 3000052572 | Functional | Others
38147 | Anupsahar Phc Hanumangarh | SPHYGMOMANOMETER(BP APPRATUS) | MODEL NOT AVAILABLE | 271919 | Functional | Others
38148 | Parlika Phc | Centrifuge Machine ( 4 Tube ) | Model not available | 3000043258 | Functional | Others
38149 | Parlika Phc | Binocular Microscope | PZB 22 | 3000043260 | Functional | Others
38150 | Sms Hospital | Monocular Microscope | Model not available | 91262 | Functional | Others
38151 | Padampur Chc | Phototherepy Unit | MODEL NOT AVAILABLE | 3000041224 | Functional | Others
38152 | Padampur Chc | Phototherepy Unit | MODEL NOT AVAILABLE | 3000041225 | Functional | Others
38153 | Sms Hospital | Monocular Microscope | Model not available | 91230 | Functional | Others
38154 | Saroda Chc | 100mA X-Ray Machine | Model not available | 3000210439 | Functional | Others
38155 | Saroda Chc | 100mA X-Ray Machine | Model not available | 3000210440 | Functional | Others
38156 | Saroda Chc | 100mA X-Ray Machine | Model not available | 3000210441 | Functional | Others
38157 | Araiyawali Phc Hanumangarh | SPHYGMOMANOMETER(BP APPRATUS) | MODEL NOT AVAILABLE | 82781 | Functional | Others
38158 | Sadri Chc | Incubator | MODEL NOT AVAILABLE | 3000197621 | Functional | Others
38159 | Sadri Chc | Incubator | MODEL NOT AVAILABLE | 3000197622 | Functional | Others
38160 | Sri Karanpur Chc | STABILIZER | MODEL NOT AVAILABLE | 3000048885 | Functional | Others
38161 | Sri Karanpur Chc | STABILIZER | MODEL NOT AVAILABLE | 3000048900 | Functional | Others
38162 | Mewara Phc | SPHYGMOMANOMETER(BP APPRATUS) | MODEL NOT AVAILABLE | 3000210075 | Functional | Others
38163 | Ghasa Phc | Freezes | MODEL NOT AVAILABLE | 110931937 | Functional | Others
38164 | Nokha Chc | Binocular Microscope | Model Not Available | 3000042290 | Functional | Others
38165 | Ghasa Phc | Syringe Needle Destroyer | Model not available | 3000205183 | Functional | Others
38166 | Ghasa Phc | Syringe Needle Destroyer | Model not available | 3000205187 | Functional | Others
38167 | Dhodh Chc | Centrifuge Machine ( 8 Tube) | Model Not Available | DPLO-2652 | Functional | Remi Electrotechnik Ltd
38168 | Nokha Chc | SPHYGMOMANOMETER(BP APPRATUS) | MODEL NOT AVAILABLE | 3000042297 | Functional | Others
38169 | Mundiya Phc | Syringe Needle Destroyer | Model not available | 3000137074 | Functional | Others
38170 | Aantri Phc | Ice lined refrigerator | Model Not Available | 3000210053 | Functional | Others
38171 | Aantri Phc | Ice lined refrigerator | Model Not Available | 3000210054 | Functional | Others
38172 | Aantri Phc | Ice lined refrigerator | Model Not Available | 3000210055 | Functional | Others
38173 | Dhodh Chc | Instrument Sterilizer | Model Not Available | 2000029505 | Functional | Others
38174 | Padampur Chc | O.T. Light Double Dome | SCLH-4 DUO | 3000041242 | Functional | Others
38175 | Mahajan Phc | Centrifuge Machine ( 12 Tube ) | Model Not Available | 3000045090 | Functional | Others
38176 | Mahajan Phc | Hemoglobin Analyzer | Model not available | 3000045093 | Functional | Others
38177 | Sanwad Chc | Blood Cell Counter - 3 part | Horiba - ABX Micros ES 60 | 305ES0H05673 | Functional | Horiba India Pvt Ltd
38178 | Gulabpura Chc | Radiant Heat Warmer | Meditrin - Heat Warmer | 3000126037 | Functional | Others
38179 | Dhambola Phc | Blood Bank Refrigerator | Model not available | 3000210149 | Functional | Others
38180 | Dhambola Phc | Blood Bank Refrigerator | Model not available | 3000210148 | Functional | Others
38181 | Dhambola Phc | Blood Bank Refrigerator | Model not available | 3000210147 | Functional | Others
38182 | M G Hospital Banswara Dh | Ventilator | Model Not Available | 3000207037 | Functional | Others
38183 | M G Hospital Banswara Dh | Ventilator | Model Not Available | 3000207038 | Functional | Others
38184 | Sri Karanpur Chc | 100mA X-Ray Machine | Model not available | 3000048861 | Functional | Others
38185 | Bamla Phc | Syringe Needle Destroyer | Model not available | 3000203810 | Functional | Others
38186 | Modra Phc | Syringe Needle Destroyer | Nulife - Dots | 3000119535 | Functional | Others
38187 | Sms Hospital | Glucometer | Model not available | 14S0A7067916 | Functional | Others
38188 | Modra Phc | SPHYGMOMANOMETER(BP APPRATUS) | MODEL NOT AVAILABLE | 3000119536 | Functional | Others
38189 | Modra Phc | Radiant Heat Warmer | Zeal - RHW 2101A | 3000119537 | Functional | Others
38190 | Bool Phc | Syringe Needle Destroyer | Model not available | 3000138965 | Functional | Others
38191 | Salavtiya Phc | Blood Bank Refrigerator | Model not available | 3000125396 | Functional | Others
38192 | Paladi Phc Sikar | Syringe Needle Destroyer | Model not available | 2000029472 | Functional | Others
38193 | Bamla Phc | Radiant Heat Warmer | Model Not Available | 3000203813 | Functional | Others
38194 | Salavtiya Phc | Labour Table | Model Not Available | 3000125394 | Functional | Others
38195 | Bamla Phc | Spot Light ( Portable ) | Model Not Available | 3000203815 | Functional | Others
38196 | Sms Hospital | Syringe Needle Destroyer | Model not available | 1116365 | Functional | Others
38197 | Langra Phc | Glucometer | Model not available | 4255113180015480 | Functional | Cmho Supply
38198 | Bamla Phc | Baby Weighing Machine | Model Not Available | 3000203816 | Functional | Others
38199 | Sarada Chc | Centrifuge Machine ( 4 Tube ) | Remi 4C | 3000198219 | Functional | Remi Electrotechnik Ltd
38200 | Chirana Chc | VDRL Rotator (Rotor and Shaker) | Model Not Available | 3000141101 | Functional | Others
38201 | Sarada Chc | Freezes | MODEL NOT AVAILABLE | 3000198222 | Functional | Others
38202 | Achnera Phc | Blood Bank Refrigerator | Model not available | 3000130534 | Functional | Others
38203 | Salavtiya Phc | Spot Light ( Portable ) | Model Not Available | 3000042956 | Functional | Others
38204 | Bamla Phc | Blood Bank Refrigerator | Model not available | 3000203820 | Functional | Others
38205 | Sarada Chc | 100mA X-Ray Machine | GME - GMHF-6 | 3000198225 | Functional | General Medical Equipment
38206 | Sms Hospital | Nebulizer | MODEL NOT AVAILABLE | 143027175 | Functional | Others
38207 | Achnera Phc | Labour Table | Model Not Available | 3000130535 | Functional | Others
38208 | Sarada Chc | Spot Light ( Portable ) | Model Not Available | 3000204925 | Functional | Cognate India
38209 | Chirana Chc | Semi Automated Chemistry Analyzer | Ark - CKK 24 | 3000141094 | Functional | Ark Diagnostics Bangalore
38210 | Dalelpura Phc Jhunjhunu | Baby Weighing Machine | Model Not Available | 3000218680 | Non Functional Not Repairable | Others
38211 | Masuda Chc | Blood Bank Refrigerator | Model not available | 70017 | Functional | Others
38212 | Mewara Phc | Suction Machine | Model Not Available | 3000210209 | Functional | Others
38213 | Dhodh Chc | ECG Machine (Single Channel) | Model Not Available | 2000029509 | Non Functional Not Repairable | Others
38214 | Ghasa Phc | Radiant Heat Warmer | Meditrin - Heat Warmer | 3000205178 | Functional | Meditrin Instruments
38215 | Mewara Phc | Binocular Microscope | Model Not Available | 3000210217 | Functional | Others
38216 | Mewara Phc | Binocular Microscope | Model Not Available | 3000210218 | Functional | Others
38217 | Mewara Phc | Binocular Microscope | Model Not Available | 3000210078 | Functional | Others
38218 | Nokha Chc | Cardioscope | MODEL NOT AVAILABLE | 3000042289 | Functional | Others
38219 | Sadri Chc | Radiant Heat Warmer | Zeal - RHW 2101A | rhwz101a0813/1351 | Functional | Zeal Medical Pvt Ltd
38220 | Jawahar Hospital Jaisalmer Dh | Binocular Microscope | Model Not Available | 3000056477 | Functional | Others
38221 | Aantri Phc | Binocular Microscope | Model Not Available | 3000210041 | Functional | Others
38222 | Aantri Phc | Binocular Microscope | Model Not Available | 3000210043 | Functional | Others
38223 | Aantri Phc | Binocular Microscope | Model Not Available | 3000210044 | Functional | Others
38224 | Sanwad Chc | Suction Machine | Model Not Available | 3000198048 | Functional | Others
38225 | Padampur Chc | Autoclave | Model not available | 3000041236 | Functional | Others
38226 | Padampur Chc | Autoclave | Model not available | 3000041237 | Functional | Others
38227 | District Hospital Pratapgarh Dh | Syringe Infusion Pump | Model not available | 3000129954 | Functional | Others
38228 | District Hospital Pratapgarh Dh | Syringe Infusion Pump | Model not available | 3000129957 | Functional | Others
38229 | Aantri Phc | Freezes | MODEL NOT AVAILABLE | 3000210045 | Functional | Others
38230 | Aantri Phc | Freezes | MODEL NOT AVAILABLE | 3000210051 | Functional | Others
38231 | Bhinmal Chc | Incubator | MODEL NOT AVAILABLE | 3000119999 | Functional | Others
38232 | Padampur Chc | Labour Table | Model Not Available | 3000041238 | Functional | Others
38233 | Sanwad Chc | Baby Weighing Machine | Model Not Available | 3000198049 | Functional | Others
38234 | Khinwara Phc | Labour Table | Model Not Available | 3000197738 | Functional | Others
38235 | Aantri Phc | Baby Weighing Machine | Model Not Available | 3000210046 | Functional | Others
38236 | Kalyanpur Phc | Blood Bank Refrigerator | Model not available | B04G4E260B2A580293 | Functional | Haier Appliances India Pvt
38237 | Kalyanpur Phc | Binocular Microscope | Model Not Available | 50062 | Functional | Others
38238 | Kalyanpur Phc | Weighing Machine | MODEL NOT AVAILABLE | 3000205960 | Functional | Others
38239 | Kalyanpur Phc | Freezes | MODEL NOT AVAILABLE | 10931902 | Functional | Others
38240 | Kalyanpur Phc | Autoclave | Model not available | 3000205965 | Functional | Others
38241 | Badgaon Chc | Autoclave | Model not available | 3000205076 | Functional | Surgicoin Medequip Pvt Ltd
38242 | Badgaon Chc | Autoclave | Model not available | 3000205077 | Functional | Others
38243 | Badgaon Chc | Double Puncture Laparoscope with Console Unit | Model Not Available | 3000205079 | Functional | Others
38244 | Badopal Phc Hanumangarh | SPHYGMOMANOMETER(BP APPRATUS) | MODEL NOT AVAILABLE | 3000044436 | Functional | Others
38245 | Parlika Phc | Blood Bank Refrigerator | Model not available | 3000043259 | Functional | Others
38246 | Parlika Phc | Weighing Machine | MODEL NOT AVAILABLE | 3000043264 | Functional | Others
38247 | Likhmisar Phc Hanumangarh | Syringe Needle Destroyer | Model not available | 3000044289 | Functional | Others
38248 | Jhalawar Medical College Medical Collage Hospital | Syringe Needle Destroyer | Model not available | 3000121309 | Functional | Others
38249 | Sms Hospital | Monocular Microscope | Model not available | 91187 | Functional | Others
38250 | Jhalawar Medical College Medical Collage Hospital | Ventilator | Model Not Available | ELD050003 | Functional | Others
38251 | Parsaad Chc Udaipur | FOGGING MACHINE | MODEL NOT AVAILABLE | 3000205260 | Functional | Others
38252 | Padampur Chc | Labour Table | Model Not Available | 3000041230 | Functional | Others
38253 | Saroda Chc | Freezes | MODEL NOT AVAILABLE | 3000210400 | Functional | Others
38254 | Saroda Chc | Binocular Microscope | Model Not Available | 3000210402 | Functional | Others
38255 | Saroda Chc | Binocular Microscope | Model Not Available | 3000210398 | Functional | Others
38256 | Saroda Chc | Binocular Microscope | Model Not Available | 3000210399 | Functional | Others
38257 | Shehrakar Phc | Ice lined refrigerator | Model Not Available | 3000137094 | Functional | Vestfrost Solutions
38258 | Obri Chc | Spot Light ( Portable ) | Model Not Available | 3000210311 | Functional | Others
38259 | Obri Chc | Spot Light ( Portable ) | Model Not Available | 3000210314 | Functional | Others
38260 | Obri Chc | Sahlis HB Meter | Model not available | 3000210322 | Functional | Others
38261 | Obri Chc | Hot Air Oven | Model not available | 3000210324 | Functional | Others
38262 | Dabaycha Phc Udaipur | Fetal Doppler | MODEL NOT AVAILABLE | FQ0424 | Functional | Others
38263 | Masuda Chc | Monocular Microscope | Model not available | 70008 | Non Functional Repairable | Others
38264 | Kishan Maanpura Phc | Binocular Microscope | Crown | 3000280137 | Functional | Others
38265 | Dabaycha Phc Udaipur | Weighing Machine | Model Not Available | 3000280139 | Functional | Others
38266 | Sri Karanpur Chc | Autoclave | Model not available | 3000048883 | Functional | Others
38267 | Sri Karanpur Chc | Autoclave | Model not available | 3000048885 | Functional | Others
38268 | Sri Karanpur Chc | Autoclave | Model not available | 3000048886 | Functional | Others
38269 | Padampur Chc | Cautry Machine | Model Not Available | 3000041219 | Functional | Others
38270 | Padampur Chc | Freezes | MODEL NOT AVAILABLE | 3000041220 | Functional | Others
38271 | Nokha Chc | Freezes | MODEL NOT AVAILABLE | 3000042298 | Functional | Others
38272 | Ghasa Phc | Glucometer | Model not available | M20M0001188 | Functional | Others
38273 | Hudeel Phc | Baby Weighing Machine | Crown | 2000028073 | Functional | Others
38274 | Khinwara Phc | Baby Weighing Machine | Model Not Available | 3000197737 | Functional | Others
38275 | Hudeel Phc | Suction Machine | Model Not Available | 2000028079 | Functional | Others
38276 | Sadri Chc | FOOT OPERATED SUCTION MACHINE | SU-101 | 3000197652 | Functional | Niscomed Electro Medical Devices
38277 | Rahuwas Phc | Ice lined refrigerator | Model Not Available | 4700149 | Functional | Others
38278 | Mundiya Phc | SPHYGMOMANOMETER(BP APPRATUS) | MODEL NOT AVAILABLE | 3000137078 | Non Functional Not Repairable | Others
38279 | Sanwad Chc | Phototherepy Unit | MODEL NOT AVAILABLE | IJAK-440306 | Functional | Others
38280 | Jk Lone Hospital Jaipur | Syringe Infusion Pump | JAZ-1800C | 13051128Z | Functional | Innovative Clinical Diagnostic Systems
38281 | Balghat Phc | Hemoglobin meter | Model Not Available | 3000137028 | Functional | Others
38282 | Balghat Phc | Glucometer | SD Check Gold | MULEO3AA277 | Functional | Sd Bio Standard Diagnostic Pvt Ltd
38283 | Balghat Phc | Monocular Microscope | Model not available | 3000137032 | Functional | Others
38284 | Balghat Phc | Neubaurs Chamber | Model not available | 3000137033 | Functional | Others
38285 | Balghat Phc | Neubaurs Chamber | Model not available | 3000137034 | Functional | Others
38286 | Salodariya Phc Pali | Baby Weighing Machine | Model Not Available | 3000197925 | Functional | Others
38287 | Sri Karanpur Chc | Pulse Oxymeter | Model Not Available | 3000048895 | Functional | Others
38288 | Hindon Sdh | Nebulizer | MODEL NOT AVAILABLE | 70361 | Functional | Cmho Supply
38289 | Jk Lone Hospital Jaipur | 1.5 Ton Split Air Conditioner | Blue Star - 5HW18ZB | 3000085531 | Functional | Others
38290 | Hindon Sdh | Blood Mixer ( Roller Mixer ) | Model not available | 704 | Functional | Cmho Supply
38291 | Jk Lone Hospital Jaipur | 1.5 Ton Split Air Conditioner | Blue Star - 5HW18ZB | 3000085533 | Functional | Others
38292 | Jk Lone Hospital Jaipur | Blood Mixer ( Roller Mixer ) | Model not available | 3000085923 | Functional | Others
38293 | Mangrop Phc | Binocular Microscope | Microlux - 16 | 3000125501 | Functional | Others
38294 | Bamoriklan Phc | Radiant Heat Warmer | Model Not Available | 12100726 | Functional | Others
38295 | Mangrop Phc | Centrifuge Machine ( 8 Tube) | Model Not Available | 3000125500 | Functional | Others
38296 | Mangrop Phc | STABILIZER | MODEL NOT AVAILABLE | 3000125496 | Functional | Others
38297 | Swaroopganj Phc | Blood Bank Refrigerator | Model not available | 3000125463 | Functional | Others
38298 | Swaroopganj Phc | Baby Weighing Machine | Model Not Available | 3000125460 | Functional | Others
38299 | Swaroopganj Phc | Autoclave | Model not available | 3443 | Functional | Others
38300 | Harnawada Shahji Phc Baran | Blood Bank Refrigerator | Model not available | 3000203740 | Functional | Others
38301 | Harnawada Shahji Phc Baran | Autoclave | Model not available | 3000203745 | Functional | Others
38302 | Khandar Chc | Fetal Doppler | MODEL NOT AVAILABLE | 2000020261 | Functional | Others
38303 | Swaroopganj Phc | Syringe Needle Destroyer | Model not available | 300876 | Functional | Others
38304 | Harnawada Shahji Phc Baran | Ice lined refrigerator | Model Not Available | 3000203751 | Functional | Others
38305 | Harnawada Shahji Phc Baran | Blood Bank Refrigerator | Model not available | 3000203752 | Functional | Others
38306 | Kunjer Phc | Blood Bank Refrigerator | Model not available | 3000199724 | Functional | Others
38307 | Kunjer Phc | Syringe Needle Destroyer | Model not available | 3000199727 | Functional | Others
38308 | Goluwala Chc | Fetal Doppler | MODEL NOT AVAILABLE | 3000044202 | Functional | Others
38309 | Achnera Phc | Binocular Microscope | Microlux - 16 | 3000130539 | Functional | Others
38310 | Pbm Medical College And Hospital | Boyles Apparatus | MODEL NOT AVAILABLE | 20000354921 | Functional | Others
38311 | Pbm Medical College And Hospital | Boyles Apparatus | MODEL NOT AVAILABLE | 3000042700 | Functional | Others
38312 | Pbm Medical College And Hospital | Boyles Apparatus | MODEL NOT AVAILABLE | 3000042718 | Functional | Others
38313 | Pbm Medical College And Hospital | Boyles Apparatus | MODEL NOT AVAILABLE | 3000042730 | Functional | Others
38314 | Jk Lone Hospital Jaipur | ECG Machine (Six Channel ) | Model Not Available | E10950809 | Functional | Mediaid Inc
38315 | Jhadol Ph Chc | Radiant Heat Warmer | Model Not Available | 3000204505 | Functional | Zeal Medical Pvt Ltd
38316 | Jhadol Ph Chc | Radiant Heat Warmer | Model Not Available | 3000204506 | Functional | Zeal Medical Pvt Ltd
38317 | Jhadol Ph Chc | Radiant Heat Warmer | Model Not Available | 3000204507 | Functional | Zeal Medical Pvt Ltd
38318 | Jhadol Ph Chc | Radiant Heat Warmer | Model Not Available | 3000204508 | Functional | Zeal Medical Pvt Ltd
38319 | Jhadol Ph Chc | Radiant Heat Warmer | Model Not Available | 3000204509 | Functional | Zeal Medical Pvt Ltd
38320 | Masuda Chc | Freezes | VKE204 | 2107/1260147336662 | Functional | Others
38321 | Setkolu Phc | SPHYGMOMANOMETER(BP APPRATUS) | MODEL NOT AVAILABLE | 3000203765 | Functional | Others
38322 | Utharada Phc | SPHYGMOMANOMETER(BP APPRATUS) | MODEL NOT AVAILABLE | 3000198355 | Functional | Others
38323 | Bamulliya Kala Phc | Blood Bank Refrigerator | Model not available | 3000199555 | Functional | Others
38324 | Jk Lone Hospital Jaipur | Syringe Infusion Pump | JAZ-1800C | 13051142Z | Functional | Bpl Medical Technologies
38325 | Bamulliya Kala Phc | Centrifuge Machine ( 4 Tube ) | Model not available | 3000199556 | Functional | Others
38326 | Jk Lone Hospital Jaipur | Syringe Infusion Pump | JAZ-1800C | 13051189Z | Functional | Bpl Medical Technologies
38327 | Bamulliya Kala Phc | Autoclave | Model not available | 3000199558 | Functional | Others
38328 | Bamulliya Kala Phc | Baby Weighing Machine | Model Not Available | 3000199559 | Functional | Others
38329 | Utharada Phc | Fetal Doppler | ND - 102 | 3000198362 | Functional | Meditrin Instruments
38330 | Bamulliya Kala Phc | Ice lined refrigerator | Model Not Available | 3000199560 | Functional | Others
38331 | Utharada Phc | Radiant Heat Warmer | Model Not Available | NRHM/WM111162 | Functional | Meditrin Instruments
38332 | Bamulliya Kala Phc | Blood Bank Refrigerator | Model not available | 3000199561 | Functional | Others
38333 | Utharada Phc | Weighing Machine | MODEL NOT AVAILABLE | 3000198356 | Functional | Cmho Supply
38334 | Bamulliya Kala Phc | Syringe Needle Destroyer | Model not available | 3000199562 | Functional | Others
38335 | Bamulliya Kala Phc | Weighing Machine | MODEL NOT AVAILABLE | 3000199563 | Functional | Others
38336 | Kidwana Phc | SPHYGMOMANOMETER(BP APPRATUS) | Pagoda | 3000141308 | Functional | Elite Scientific Corporation
38337 | Dhanduri Phc Jhunjhunu | Baby Weighing Machine | Model Not Available | 3000141174 | Functional | Others
38338 | Dhanduri Phc Jhunjhunu | SPHYGMOMANOMETER(BP APPRATUS) | MODEL NOT AVAILABLE | 3000141176 | Functional | Others
38339 | Ladpura Phc Bhilwara | Blood Bank Refrigerator | Model not available | 3000125416 | Functional | Others
38340 | Govt Hospital Sagwara Sdh | Binocular Microscope | Model Not Available | 3000210428 | Functional | Others
38341 | Bool Phc | Syringe Needle Destroyer | Microsil - ND350 | 8307 | Functional | Linco Scientific Instruments And Chemicals (P) Ltd
38342 | Bool Phc | Blood Bank Refrigerator | Model not available | 3000138961 | Functional | Others
38343 | Bool Phc | Ice lined refrigerator | Model Not Available | 3000138962 | Functional | Others
38344 | Bool Phc | Syringe Needle Destroyer | Nulife - Dots | NBS00714669 | Functional | Mrk Healthcare Pvt Ltd Delhi
38345 | Manoharthana Chc | Glucometer | Model not available | 3000206867 | Functional | Nipro Diagnostics
38346 | Balara Phc | Baby Weighing Machine | Crown | 2000037541 | Functional | Crown Digital Scales Inc
38347 | Achnera Phc | Syringe Needle Destroyer | Model not available | 3000130543 | Functional | Others
38348 | Balara Phc | FOOT OPERATED SUCTION MACHINE | MODEL NOT AVAILABLE | 2000037542 | Functional | Others
38349 | Namana Phc | Centrifuge Machine ( 4 Tube ) | Model not available | JELC-11673 | Functional | Remi Electrotechnik Ltd
38350 | Chirana Chc | Syringe Needle Destroyer | Microsil - ND350 | 3000141124 | Functional | Others
38351 | Chirana Chc | Syringe Needle Destroyer | MODEL NOT AVAILABLE | 3000214187 | Functional | Others
38352 | Chirana Chc | Syringe Needle Destroyer | Microsil - ND350 | 3000141126 | Functional | Others
38353 | Sms Hospital | FOGGING MACHINE | MODEL NOT AVAILABLE | 6479 | Functional | Others
38354 | Godan Phc | Sahlis HB Meter | Model not available | 3000119255 | Functional | Others
38355 | Godan Phc | Binocular Microscope | Microlux - 16 | 3000119260 | Functional | Others
38356 | Burhan Ka Tala Phc | Ice lined refrigerator | HBC-70 | 3000214483 | Functional | Others
38357 | Bargavn Phc | Binocular Microscope | Model Not Available | 3000203584 | Functional | Others
38358 | Burhan Ka Tala Phc | Blood Bank Refrigerator | Model not available | 178 | Functional | Others
38359 | Khodan Phc | Centrifuge Machine ( 8 Tube) | Model Not Available | 3000207210 | Functional | Others
38360 | Khodan Phc | Syringe Needle Destroyer | Model not available | 3000207211 | Functional | Others
38361 | Burhan Ka Tala Phc | FOGGING MACHINE | MODEL NOT AVAILABLE | 3000214480 | Functional | Others
38362 | Chirana Chc | Spot Light ( Portable ) | Model Not Available | 3000141139 | Functional | Others
38363 | Chirana Chc | Spot Light ( Portable ) | Model Not Available | 3000141140 | Functional | Others
38364 | Chirana Chc | Spot Light ( Portable ) | Model Not Available | 3000141141 | Functional | Others
38365 | Pbm Medical College And Hospital | FOGGING MACHINE | MODEL NOT AVAILABLE | 3000042697 | Functional | Others
38366 | Pbm Medical College And Hospital | FOGGING MACHINE | MODEL NOT AVAILABLE | 3000042702 | Functional | Others
38367 | Obri Chc | ECG Machine (Single Channel) | Model Not Available | 3000210317 | Functional | Others
38368 | Obri Chc | ECG Machine (Single Channel) | Model Not Available | 3000210318 | Functional | Others
38369 | Aantri Phc | SPHYGMOMANOMETER(BP APPRATUS) | MODEL NOT AVAILABLE | 3000210056 | Functional | Others
38370 | Aantri Phc | SPHYGMOMANOMETER(BP APPRATUS) | MODEL NOT AVAILABLE | 3000210057 | Functional | Others
38371 | Bhinmal Chc | Blood Bank Refrigerator | Model not available | 3000119990 | Functional | Others
38372 | Kawas Chc | Freezes | MODEL NOT AVAILABLE | 904573 | Functional | Others
38373 | District Hospital Pratapgarh Dh | Suction Machine | Model Not Available | 3000129965http://220 | Functional | Others
38374 | Baldra Phc | SPHYGMOMANOMETER(BP APPRATUS) | MODEL NOT AVAILABLE | 3000203601 | Functional | Others
38375 | Padampur Chc | Suction Machine | Model Not Available | 3000041246 | Functional | Others
38376 | Badagaon Phc Dholpur | SPHYGMOMANOMETER(BP APPRATUS) | MODEL NOT AVAILABLE | 3000259271 | Functional | Others
38377 | Sadri Chc | Cardioscope | MODEL NOT AVAILABLE | C09P0501 | Functional | Others
38378 | Dhodh Chc | Syringe Needle Destroyer | Model not available | 2000029517 | Functional | Others
38379 | Dhodh Chc | Syringe Needle Destroyer | Model not available | 2000029518 | Functional | Others
38380 | Dhodh Chc | Syringe Needle Destroyer | Model not available | 2000029519 | Functional | Others
38381 | Dhodh Chc | Syringe Needle Destroyer | Model not available | 2000029520 | Functional | Others
38382 | Khinwara Phc | Glucometer | Accu Chek Performa | 59104068258 | Functional | Others
38383 | Rani Chc | Instrument Sterilizer | Model Not Available | 3000197464 | Functional | Others
38384 | B.D.K. Hospital Jhunjhunu Dh | Ventilator | VersaMed iVent 201 | 2000019030 | Non Functional Not Repairable | Others
38385 | Sanwad Chc | Monocular Microscope | Model not available | 3000198033 | Functional | Alco Medical Microscopes
38386 | Dhodh Chc | SPHYGMOMANOMETER(BP APPRATUS) | MODEL NOT AVAILABLE | 2000029522 | Functional | Others
38387 | Dhodh Chc | SPHYGMOMANOMETER(BP APPRATUS) | MODEL NOT AVAILABLE | 2000029523 | Functional | Others
38388 | Dhodh Chc | SPHYGMOMANOMETER(BP APPRATUS) | MODEL NOT AVAILABLE | 2000029524 | Functional | Others
38389 | Dhodh Chc | SPHYGMOMANOMETER(BP APPRATUS) | MODEL NOT AVAILABLE | 2000029525 | Functional | Others
38390 | Baldra Phc | Syringe Needle Destroyer | Model not available | 3000203604 | Functional | Others
38391 | Dhambola Phc | Syringe Needle Destroyer | Model not available | 3000210146 | Functional | Others
38392 | Dhambola Phc | Syringe Needle Destroyer | Model not available | 3000210153 | Functional | Others
38393 | Bargoan Phc | Syringe Needle Destroyer | Model not available | 3000119878 | Functional | Others
38394 | Chitrawas Phc | Fetal Doppler | ND - 102 | 3000205418 | Functional | Niscomed Electro Medical Devices
38395 | Moondlabisoti Phc | Blood Bank Refrigerator | Model not available | 3000203678 | Functional | Others
38396 | Bharawanda Phc | Blood Bank Refrigerator | Model not available | 3000081818 | Functional | Haier Appliances India Pvt
38397 | Deldar Phc | Radiant Heat Warmer | Meditrin - Heat Warmer | 3000119034 | Functional | Others
38398 | Deldar Phc | Syringe Needle Destroyer | Nulife - Dots | 3000119037 | Functional | Others
38399 | Chitrawas Phc | Instrument Sterilizer | Model Not Available | 3000205421 | Functional | Others
38400 | Palodada Phc | Freezes | MODEL NOT AVAILABLE | 110931961 | Functional | Others
38401 | Malarampur Phc | Binocular Microscope | PZB 22 | 3000043052 | Functional | Others
38402 | Malarampur Phc | Binocular Microscope | Model Not Available | 56944 | Functional | Others
38403 | Malarampur Phc | Weighing Machine | MODEL NOT AVAILABLE | 3000044011 | Functional | Others
38404 | Khotawali Phc | Syringe Needle Destroyer | Model not available | NBSD0724946 | Functional | Others
38405 | Hindon Sdh | Syringe Needle Destroyer | Model not available | 2003-07-20 | Functional | Cmho Supply
38406 | Hindon Sdh | Spot Light ( Portable ) | GME - Dentex 7008/1.5 | 3000281473 | Functional | Others
38407 | Hindon Sdh | Water Bath | Yorco - YSI-413D | 06F3789 | Functional | Cmho Supply
38408 | Hindon Sdh | X-Ray Viewer Box | Model Not Available | 849 | Functional | Cmho Supply
38409 | Jk Lone Hospital Jaipur | Binocular Microscope | Model Not Available | 3000085541 | Functional | Others
38410 | Jk Lone Hospital Jaipur | Binocular Microscope | Model Not Available | 3000085543 | Functional | Others
38411 | Kalyanpur Phc | Syringe Needle Destroyer | Model not available | NBSD0726922 | Functional | Mrk Healthcare Pvt Ltd Delhi
38412 | Bhadrawas Phc | Centrifuge Machine ( 8 Tube) | Model Not Available | 2000019754 | Functional | Others
38413 | Bhadrawas Phc | Hemoglobin meter | Model Not Available | 2000019755 | Functional | Others
38414 | Sms Hospital | Monocular Microscope | Model not available | 12A147 | Functional | Others
38415 | Sms Hospital | Monocular Microscope | Model not available | 12A135 | Functional | Others
38416 | Chotisadadi Chc | Baby Weighing Machine | Model Not Available | 3000130869 | Functional | Others
38417 | Chotisadadi Chc | Baby Weighing Machine | Model Not Available | 3000130859 | Functional | Others
38418 | Pbm Medical College And Hospital | Boyles Apparatus | MODEL NOT AVAILABLE | 3000042734 | Functional | Others
38419 | Lasadia Chc | Baby Weighing Machine | Model Not Available | 3000204312 | Functional | Others
38420 | Bhojnagar Phc Jhunjhunu | Weighing Machine | Victoria DX | 3000141085 | Functional | Crown Digital Scales Inc
38421 | Lasadia Chc | Instrument Sterilizer | Model Not Available | 3000204313 | Functional | Others
38422 | Ladpura Phc Bhilwara | Hemoglobin meter | Model Not Available | 3000125392 | Functional | Others
38423 | Ladpura Phc Bhilwara | Glucometer | Model not available | 3000125410 | Functional | Others
38424 | Jk Lone Hospital Jaipur | Radiant Heat Warmer | Meditrin - Heat Warmer | nrhm/wm09/14/11 | Functional | Meditrin Instruments
38425 | Lasadia Chc | Ultra Sonography (USG) & Colour Dopler Machine | Model not available | 3000204314 | Functional | Others
38426 | Lasadia Chc | Suction Machine | Model Not Available | 3000204315 | Functional | Others
38427 | Ladpura Phc Bhilwara | Labour Table | Model Not Available | 3000125405 | Functional | Others
38428 | Lasadia Chc | Ice lined refrigerator | Model Not Available | 3000204318 | Functional | Haier Appliances India Pvt
38429 | Ladpura Phc Bhilwara | SPHYGMOMANOMETER(BP APPRATUS) | MODEL NOT AVAILABLE | 286301 | Functional | Others
38430 | Todpura Phc Jhunjhunu | Glucometer | Model not available | 303r0003c7f | Functional | Acon Laboratories
38431 | Lasadia Chc | Blood Bank Refrigerator | Model not available | 3000204319 | Functional | Haier Appliances India Pvt
38432 | Lasadia Chc | SPHYGMOMANOMETER(BP APPRATUS) | MODEL NOT AVAILABLE | 3000204320 | Functional | Others
38433 | Todpura Phc Jhunjhunu | Syringe Needle Destroyer | Model not available | 3000141088 | Functional | Others
38434 | Todpura Phc Jhunjhunu | Baby Weighing Machine | Model Not Available | 3000141089 | Functional | Crown Digital Scales Inc
38435 | Bigod Chc | Syringe Needle Destroyer | Nulife - Dots | 29499 | Functional | Others
38436 | Lasadia Chc | Autoclave | Model not available | 3000204321 | Non Functional Repairable | Others
38437 | Bigod Chc | Freezes | MODEL NOT AVAILABLE | 3000042869 | Functional | Others
38438 | Jk Lone Hospital Jaipur | Phototherepy Unit | MODEL NOT AVAILABLE | BM/LED/178/03/1213 | Functional | Others
38439 | Todpura Phc Jhunjhunu | FOOT OPERATED SUCTION MACHINE | MODEL NOT AVAILABLE | 3000141092 | Functional | Others
38440 | Bigod Chc | Syringe Needle Destroyer | Model not available | 3000042872 | Functional | Others
38441 | Bigod Chc | Binocular Microscope | Model Not Available | 3000042874 | Functional | Others
38442 | Lasadia Chc | Blood Cell Counter - 3 part | Model not available | 3000204323 | Functional | Horiba India Pvt Ltd
38443 | Kolhukheda Phc | Blood Bank Refrigerator | Model not available | 3000199580 | Functional | Others
38444 | Kolhukheda Phc | Centrifuge Machine ( 4 Tube ) | Model not available | 3000199581 | Functional | Others
38445 | Deldar Phc | Sahlis HB Meter | Model not available | 3000119032 | Functional | Others
38446 | Deldar Phc | Labour Table | Model not available | 1374 | Functional | Others
38447 | Deldar Phc | Labour Table | Model Not Available | 3000119036 | Functional | Others
38448 | Deldar Phc | Sahlis HB Meter | Model not available | 3000119031 | Functional | Others
38449 | Palodada Phc | Syringe Needle Destroyer | Model not available | 3000205975 | Functional | Others
38450 | Bamoriklan Phc | Centrifuge Machine ( 4 Tube ) | Model not available | 3000203686 | Functional | Others
38451 | Khotawali Phc | Fetal Doppler | MODEL NOT AVAILABLE | 3000044281 | Functional | Others
38452 | Hindon Sdh | Suction Machine | Model Not Available | 3000138401 | Functional | Cmho Supply
38453 | Jk Lone Hospital Jaipur | Hot Air Oven | Model not available | 3000085540 | Functional | Others
38454 | Langra Phc | SPHYGMOMANOMETER(BP APPRATUS) | MODEL NOT AVAILABLE | 303087 | Functional | Cmho Supply
38455 | Manoharthana Chc | Binocular Microscope | AMT 5A | 3000206869 | Functional | Others
38456 | Burhan Ka Tala Phc | Fetal Doppler | ND - 102 | 3000214479 | Functional | Others
38457 | Burhan Ka Tala Phc | Fetal Doppler | ND - 102 | 3000214478 | Functional | Others
38458 | Bargavn Phc | Syringe Needle Destroyer | Model Not Available | 3000125777 | Functional | Others
38459 | Godan Phc | Labour Table | Model Not Available | 3000119266 | Functional | Others
38460 | Namana Phc | Micropipettes | MODEL NOT AVAILABLE | 3000046462 | Functional | Others
38461 | Chirana Chc | Syringe Needle Destroyer | Microsil - ND350 | 3000141118 | Functional | Others
38462 | Bargavn Phc | Suction Machine | Model Not Available | 3000203594 | Functional | Others
38463 | Pbm Medical College And Hospital | Syringe Infusion Pump | Model not available | 3000042663 | Functional | Others
38464 | Pbm Medical College And Hospital | Syringe Infusion Pump | Model not available | 3000042704 | Functional | Others
38465 | Pbm Medical College And Hospital | Syringe Infusion Pump | Model not available | 3000042705 | Functional | Others
38466 | Pbm Medical College And Hospital | Syringe Infusion Pump | Model not available | 3000042706 | Functional | Others
38467 | Pbm Medical College And Hospital | Syringe Infusion Pump | Model not available | 3000042707 | Functional | Others
38468 | Pbm Medical College And Hospital | Syringe Infusion Pump | Model not available | 3000042708 | Functional | Others
38469 | Pbm Medical College And Hospital | Syringe Infusion Pump | Model not available | 3000042709 | Functional | Others
38470 | Pbm Medical College And Hospital | Syringe Infusion Pump | Model not available | 3000042710 | Functional | Others
38471 | B.D.K. Hospital Jhunjhunu Dh | SPHYGMOMANOMETER(BP APPRATUS) | MODEL NOT AVAILABLE | 200019041 | Functional | Others
38472 | M G Hospital Banswara Dh | Pulse Oxymeter | Model Not Available | 3000207047 | Functional | Others
38473 | Dhodh Chc | Blood Cell Counter - 3 part | Horiba - ABX Micros ES 60 | 306ESOHO5817 | Functional | Horiba India Pvt Ltd
38474 | Dist Hospital Barmer Dh | Ultra Sonography (USG) & Colour Dopler Machine | Model not available | 1004705 | Functional | Others
38475 | Jawahar Hospital Jaisalmer Dh | Semi Automated Chemistry Analyzer | 3300 | 3000056472 | Functional | Others
38476 | Jawahar Hospital Jaisalmer Dh | Semi Automated Chemistry Analyzer | 3300 | 3000056471 | Functional | Others
38477 | Aantri Phc | Spot Light ( Portable ) | Model Not Available | 3000210047 | Functional | Others
38478 | Hudeel Phc | Ice lined refrigerator | HBC-70 | 2000028075 | Functional | Others
38479 | Balghat Phc | Centrifuge Machine ( 4 Tube ) | Remi 4C | 3000137026 | Functional | Remi Electrotechnik Ltd
38480 | Jawahar Hospital Jaisalmer Dh | Blood Bank Refrigerator | REMI - BR 70 | 3000056458 | Functional | Others
38481 | Bhinmal Chc | Instrument Sterilizer | Model Not Available | 3000119975 | Functional | Others
38482 | Mahajan Phc | Binocular Microscope | Model Not Available | 3000045092 | Functional | Others
38483 | Jhumki Phc | Freezes | MODEL NOT AVAILABLE | 3000206108 | Functional | Others
38484 | Balghat Phc | Binocular Microscope | AMT 5A | 3000137030 | Functional | Rohanika Electronics - Medical Systems
38485 | M G Hospital Banswara Dh | Ventilator | Model Not Available | 3000207039 | Functional | Others
38486 | Raghunathpura Phc | SPHYGMOMANOMETER(BP APPRATUS) | MODEL NOT AVAILABLE | 57534109 | Functional | Others
38487 | Raghunathpura Phc | Weighing Machine | MODEL NOT AVAILABLE | 33832 | Functional | Others
38488 | District Hospital Pratapgarh Dh | ECG Machine (Single Channel) | Medicaid - Cardio Fax | 3000129953 | Functional | Others
38489 | District Hospital Pratapgarh Dh | ECG Machine (Single Channel) | Medicaid - Cardio Fax | 3000129958 | Functional | Others
38490 | Jk Lone Hospital Jaipur | Syringe Infusion Pump | JAZ-1800C | 13051208Z | Functional | Longfian Scitech Co Ltd
38491 | Suhagpura Phc | Binocular Microscope | Model Not Available | 2875 | Functional | Others
38492 | Sadri Chc | FOOT OPERATED SUCTION MACHINE | SU-101 | NISCOMEZ | Functional | Niscomed Electro Medical Devices
38493 | Mahajan Phc | Radiant Heat Warmer | Model Not Available | 3000045097 | Functional | Others
38494 | Vijaynagar Chc Ganganagar | Binocular Microscope | Model Not Available | 3000041371 | Functional | Others
38495 | Gudamalani Chc | Binocular Microscope | MLW Lab | 3000134761 | Functional | Others
38496 | Mahajan Phc | Suction Machine | Model Not Available | 3000045098 | Functional | Others
38497 | Kalyanpur Phc | Ice lined refrigerator | MK - 142 | 43300242 | Functional | Vestfrost Solutions
38498 | Jhalawar Medical College Medical Collage Hospital | Incubator | MODEL NOT AVAILABLE | 3000055064 | Functional | Others
38499 | Likhmisar Phc Hanumangarh | SPHYGMOMANOMETER(BP APPRATUS) | MODEL NOT AVAILABLE | 3000044290 | Functional | Others
38500 | Jhalawar Medical College Medical Collage Hospital | FOGGING MACHINE | MODEL NOT AVAILABLE | 300130229 | Functional | Others
38501 | Jhalawar Medical College Medical Collage Hospital | Cautry Machine | Model Not Available | B020 | Functional | Others
38502 | Jhalawar Medical College Medical Collage Hospital | Cautry Machine | Model Not Available | 3000130241 | Functional | Others
38503 | Bool Phc | Syringe Needle Destroyer | Model not available | 3000138966 | Functional | Mrk Healthcare Pvt Ltd Delhi
38504 | Langra Phc | Centrifuge Machine ( 8 Tube) | Model Not Available | 3000138479 | Functional | Others
38505 | Jhalawar Medical College Medical Collage Hospital | Suction Machine | Model Not Available | 3000121384 | Functional | Others
38506 | Achnera Phc | Glucometer | Model not available | 3000130540 | Functional | Others
38507 | Sri Karanpur Chc | Ice lined refrigerator | MK-144 | 20032300123 | Functional | Others
38508 | Sms Hospital | SPHYGMOMANOMETER(BP APPRATUS) | MODEL NOT AVAILABLE | 3000085033 | Functional | Others
38509 | Sarada Chc | SPHYGMOMANOMETER(BP APPRATUS) | MODEL NOT AVAILABLE | 3000204929 | Functional | Others
38510 | Balara Phc | Glucometer | Model not available | M14KP005960 | Functional | Others
38511 | Balara Phc | Hemoglobin meter | Model Not Available | 2000037538 | Functional | Others
38512 | Sarada Chc | Baby Weighing Machine | Model Not Available | 3000204931 | Functional | Others
38513 | Sarada Chc | Baby Weighing Machine | Model Not Available | 3000204934 | Functional | Others
38514 | Chirana Chc | Syringe Needle Destroyer | Model not available | 15C1246 | Functional | Others
38515 | Sms Hospital | Suction Machine | Model Not Available | 3000084846 | Functional | Others
38516 | Chirana Chc | SPHYGMOMANOMETER(BP APPRATUS-Digital) | Model Not Available | 3000141132 | Functional | Others
38517 | Burhan Ka Tala Phc | Centrifuge Machine ( 4 Tube ) | Model not available | 3000125793 | Functional | Others
38518 | Burhan Ka Tala Phc | Centrifuge Machine ( 4 Tube ) | Model not available | 6028 | Functional | Others
38519 | Chirana Chc | Phototherepy Unit | MODEL NOT AVAILABLE | 1787 | Functional | Others
38520 | Bargavn Phc | Glucometer | Model not available | 3000203586 | Functional | Others
38521 | Godan Phc | Ice lined refrigerator | HBC-70 | 3000119261 | Functional | Others
38522 | Godan Phc | Blood Bank Refrigerator | Model not available | 3000119262 | Functional | Others
38523 | Lasadia Chc | Binocular Microscope | Model Not Available | 3000204324 | Functional | Others
38524 | Lasadia Chc | 100mA X-Ray Machine | Model not available | 3000204328 | Functional | Allengers Medical Systems Ltd
38525 | Jk Lone Hospital Jaipur | Binocular Microscope | Model Not Available | 300087962 | Functional | Scientific India
38526 | Niradhnu Phc | Instrument Sterilizer | Model Not Available | 3000141184 | Functional | Others
38527 | Jk Lone Hospital Jaipur | Weighing Machine | MODEL NOT AVAILABLE | 300087964 | Functional | Bhaseen Health Products Pvt Ltd
38528 | Tai Phc Jhunjhunu | SPHYGMOMANOMETER(BP APPRATUS) | MODEL NOT AVAILABLE | 2000019471 | Non Functional Repairable | Bhasin Sons Private Limited
38529 | Tai Phc Jhunjhunu | SPHYGMOMANOMETER(BP APPRATUS-Digital) | Model Not Available | 2000019472 | Functional | Omron Health Care
38530 | Bigod Chc | Baby Weighing Machine | Model Not Available | 3000042879 | Functional | Others
38531 | Bigod Chc | STABILIZER | MODEL NOT AVAILABLE | 3000042880 | Functional | Others
38532 | Kolhukheda Phc | Baby Weighing Machine | Model Not Available | 3000199587 | Functional | Others
38533 | Bigod Chc | Syringe Needle Destroyer | Model not available | 3000042881 | Functional | Others
38534 | Bigod Chc | Spot Light ( Portable ) | Model Not Available | 3000042882 | Functional | Others
38535 | Jhadol Ph Chc | Semi Automated Chemistry Analyzer | Micro Lab - RX 50V | 1211136 | Functional | Micro Lab Instruments Ahmedabad
38536 | Bigod Chc | Ice lined refrigerator | Model Not Available | 3000042885 | Functional | Others
38537 | Kolhukheda Phc | Syringe Needle Destroyer | Model not available | 3000199589 | Functional | Others
38538 | Bikarani Phc | Glucometer | Model not available | M20M0000347 | Functional | Others
38539 | B.D.K. Hospital Jhunjhunu Dh | Radiant Heat Warmer | Meditrin - Heat Warmer | 2000019082 | Functional | Meditrin Instruments
38540 | Bikarani Phc | Syringe Needle Destroyer | Model not available | 3000204940 | Functional | Others
38541 | Jk Lone Hospital Jaipur | Fiberoptic Laryngoscope | Model Not Available | 300087968 | Functional | Others
38542 | Bikarani Phc | Freezes | MODEL NOT AVAILABLE | 3000204941 | Functional | Others
38543 | Jk Lone Hospital Jaipur | Fiberoptic Laryngoscope | Model Not Available | 300087969 | Functional | Others
38544 | Bikarani Phc | FOOT OPERATED SUCTION MACHINE | MODEL NOT AVAILABLE | 3000204942 | Functional | Surgicoin Medequip Pvt Ltd
38545 | Bikarani Phc | Syringe Needle Destroyer | Model not available | 3000204943 | Functional | Others
38546 | Bikarani Phc | Syringe Needle Destroyer | Model not available | 3000204946 | Functional | Others
38547 | Bikarani Phc | Baby Weighing Machine | Model Not Available | 3000204944 | Functional | Crown Digital Scales Inc
38548 | Bikarani Phc | Fetal Doppler | MODEL NOT AVAILABLE | 3000204945 | Functional | Others
38549 | Jhalawar Medical College Medical Collage Hospital | YAG Laser | Model Not Available | 826012 | Non Functional Repairable | Carl Zeiss India Pvt Ltd
38550 | Parlika Phc | SPHYGMOMANOMETER(BP APPRATUS) | MODEL NOT AVAILABLE | 3000043262 | Functional | Others
38551 | Pbm Medical College And Hospital | Syringe Infusion Pump | Model not available | 3000042711 | Functional | Others
38552 | Pbm Medical College And Hospital | Syringe Infusion Pump | Model not available | 3000042712 | Functional | Others
38553 | Pbm Medical College And Hospital | Syringe Infusion Pump | Model not available | 3000042713 | Functional | Others
38554 | Pbm Medical College And Hospital | Syringe Infusion Pump | HI VAC | 3000125780 | Functional | Others
38555 | Chirana Chc | Autoclave | Model not available | 7492 | Functional | Others
38556 | Chirana Chc | Autoclave | Model not available | 3000141121 | Functional | Others
38557 | Sri Karanpur Chc | STABILIZER | MODEL NOT AVAILABLE | 3000048867 | Functional | Others
38558 | Sri Karanpur Chc | STABILIZER | MODEL NOT AVAILABLE | 3000048871 | Functional | Others
38559 | Bargavn Phc | FOOT OPERATED SUCTION MACHINE | MODEL NOT AVAILABLE | 3000203595 | Functional | Others
38560 | Godan Phc | Syringe Needle Destroyer | Microsil - ND350 | 7490 | Functional | Others
38561 | Kasarwadi Phc | Freezes | HRD-1905 | 3000207942 | Functional | Others
38562 | Namana Phc | Suction Machine | Model Not Available | 3000046472 | Functional | Surgicoin Medequip Pvt Ltd
38563 | Pbm Medical College And Hospital | Defibrillator | MODEL NOT AVAILABLE | 3000042654 | Functional | Others
38564 | Pbm Medical College And Hospital | Defibrillator | MODEL NOT AVAILABLE | 3000045723 | Functional | Others
38565 | Pbm Medical College And Hospital | Defibrillator | MODEL NOT AVAILABLE | 3000042728 | Functional | Others
38566 | Khodaan Phc Hanumangarh | Weighing Machine | MODEL NOT AVAILABLE | 3000044565 | Functional | Others
38567 | Chandu Ji Ka Gara Phc | Freezes | GL-195RL4 | 3000207469 | Functional | Others
38568 | Pbm Medical College And Hospital | Ventilator | Model Not Available | 3000042652 | Functional | Others
38569 | Khodaan Phc Hanumangarh | SPHYGMOMANOMETER(BP APPRATUS) | MODEL NOT AVAILABLE | 3000044566 | Functional | Others
38570 | Pbm Medical College And Hospital | O.T. Light Single Dome | MODEL NOT AVAILABLE | 3000045721 | Functional | Others
38571 | Pbm Medical College And Hospital | O.T. Light Single Dome | MODEL NOT AVAILABLE | 2000035935 | Functional | Others
38572 | Pbm Medical College And Hospital | O.T. Light Single Dome | MODEL NOT AVAILABLE | 3000042698 | Functional | Others
38573 | Pbm Medical College And Hospital | O.T. Light Single Dome | MODEL NOT AVAILABLE | 3000042699 | Functional | Others
38574 | Pbm Medical College And Hospital | O.T. Light Single Dome | MODEL NOT AVAILABLE | 3000042724 | Functional | Others
38575 | Pbm Medical College And Hospital | O.T. Light Single Dome | MODEL NOT AVAILABLE | 3000042725 | Functional | Others
38576 | Mandawar Phc | Syringe Needle Destroyer | Nulife - Dots | 3000206546 | Functional | Others
38577 | Jk Lone Hospital Jaipur | Syringe Infusion Pump | SIMTEK - Infutek 405 | 250211457012 | Functional | Simtek Medico Systems Pvt Ltd
38578 | Kanwara Phc | Centrifuge Machine ( 4 Tube ) | REMI - C852 | 3000206412 | Non Functional Repairable | Others
38579 | Mundiya Phc | Binocular Microscope | Model Not Available | 3000137062 | Functional | Alco Medical Microscopes
38580 | Jk Lone Hospital Jaipur | Phototherepy Unit | Fenam, Bilitron Sky 5006 | 300087994 | Functional | Fanem
38581 | Kawas Chc | Radiant Heat Warmer | Meditrin - Heat Warmer | 10108 | Functional | Others
38582 | Bhinmal Chc | Weighing Machine | MODEL NOT AVAILABLE | 3000119989 | Functional | Others
38583 | Hudeel Phc | Blood Bank Refrigerator | Model not available | 2000028074 | Functional | Others
38584 | Hudeel Phc | SPHYGMOMANOMETER(BP APPRATUS) | Pagoda | 301260 | Functional | Others
38585 | Padampur Chc | Anesthesia Machine | MODEL NOT AVAILABLE | 3000041241 | Functional | Others
38586 | District Hospital Pratapgarh Dh | Nebulizer | MODEL NOT AVAILABLE | 3000129966 | Functional | Others
38587 | Kawas Chc | Fetal Doppler | ND - 102 | 3000117840 | Functional | Others
38588 | M G Hospital Banswara Dh | ECG Machine (Three Channel ) | SE-300 | 3000207056 | Functional | Others
38589 | M G Hospital Banswara Dh | ECG Machine (Six Channel ) | BPL - Cardiart 8408 | 3000207040 | Functional | Others
38590 | Mahajan Phc | Weighing Machine | MODEL NOT AVAILABLE | 3000045089 | Functional | Others
38591 | Jawahar Hospital Jaisalmer Dh | Hemoglobin meter | HB 301 | 3012 | Functional | Others
38592 | Jawahar Hospital Jaisalmer Dh | Hemoglobin meter | HB 301 | 3019 | Functional | Others
38593 | B.D.K. Hospital Jhunjhunu Dh | Pulse Oxymeter | MEDITEC P201 | 101920200106 | Functional | Others
38594 | Baldra Phc | Centrifuge Machine ( 4 Tube ) | Model not available | 3000203603 | Functional | Others
38595 | Jk Lone Hospital Jaipur | Syringe Infusion Pump | JAZ-1800C | 13051121Z | Functional | Longfian Scitech Co Ltd
38596 | Dhambola Phc | Binocular Microscope | Model Not Available | 3000210143 | Functional | Others
38597 | Dhambola Phc | Binocular Microscope | Model Not Available | 3000210142 | Functional | Others
38598 | Dhambola Phc | Binocular Microscope | Model Not Available | 3000210144 | Functional | Others
38599 | Dhambola Phc | Binocular Microscope | Model Not Available | 3000210145 | Functional | Others
38600 | Salodariya Phc Pali | Weighing Machine | MODEL NOT AVAILABLE | 3000197925 | Functional | Others
38601 | Khinwara Phc | Freezes | Kelvinator KGE 193 | 3000197746 | Functional | Others
38602 | Dhodh Chc | Glucometer | Easy Touch ET-101 | 1.013e+196 | Functional | Others
38603 | Khotawali Phc | Binocular Microscope | Model Not Available | 3000044273 | Functional | Others
38604 | Khotawali Phc | Glucometer | Model not available | EA12I01557 | Functional | Others
38605 | Hindon Sdh | Blood Bank Refrigerator | Model not available | BDI4423 | Functional | Cmho Supply
38606 | Mangrop Phc | Freezes | MODEL NOT AVAILABLE | 30000125507 | Functional | Others
38607 | Jk Lone Hospital Jaipur | Freezes | MODEL NOT AVAILABLE | 3000085926 | Functional | Others
38608 | Mangrop Phc | Ice lined refrigerator | Model Not Available | 25117447 | Functional | Others
38609 | Bhangdarej Chc | SPHYGMOMANOMETER(BP APPRATUS) | BLS 116 | 5872 | Functional | Others
38610 | Jk Lone Hospital Jaipur | Centrifuge Machine (36 Tubes) | Model Not Available | 3000085928 | Functional | Others
38611 | Mangrop Phc | Labour Table | Model Not Available | 3000125498 | Functional | Others
38612 | Pachelklan Phc | SPHYGMOMANOMETER(BP APPRATUS) | MODEL NOT AVAILABLE | 3000203566 | Functional | Others
38613 | Swaroopganj Phc | Suction Machine | Model Not Available | 3000125459 | Functional | Others
38614 | Harnawada Shahji Phc Baran | Semi Automated Chemistry Analyzer | Model not Available | 3000203736 | Functional | Others
38615 | Harnawada Shahji Phc Baran | Baby Weighing Machine | Model Not Available | 3000203741 | Functional | Others
38616 | Swaroopganj Phc | Binocular Microscope | Model Not Available | 3000125454 | Functional | Others
38617 | Harnawada Shahji Phc Baran | Radiant Heat Warmer | Model Not Available | 3000203744 | Functional | Others
38618 | Swaroopganj Phc | Glucometer | Model not available | 3000125452 | Functional | Others
38619 | Khandar Chc | 300mA X-Ray Machine | Model not available | 2664 | Functional | Others
38620 | Khandar Chc | Blood Cell Counter - 3 part | Horiba - ABX Micros ES 60 | 30SESOHO5581 | Functional | Others
38621 | Kunjer Phc | Weighing Machine | MODEL NOT AVAILABLE | 3000199725 | Functional | Others
38622 | Shri Hari Dev Joshi Genaral Hospital Dungarpur Dh | SPHYGMOMANOMETER(BP APPRATUS) | MODEL NOT AVAILABLE | 30001 | Functional | Others
38623 | Shri Hari Dev Joshi Genaral Hospital Dungarpur Dh | SPHYGMOMANOMETER(BP APPRATUS) | MODEL NOT AVAILABLE | 30002 | Functional | Others
38624 | Shri Hari Dev Joshi Genaral Hospital Dungarpur Dh | SPHYGMOMANOMETER(BP APPRATUS) | MODEL NOT AVAILABLE | 300052570 | Functional | Others
38625 | Jhalawar Medical College Medical Collage Hospital | Binocular Microscope | Labomed - Vision 2000 | 3000129683 | Functional | Labomed
38626 | Jhakhrawali Phc | Instrument Sterilizer | Model Not Available | 3000044425 | Functional | Others
38627 | Jhakhrawali Phc | Syringe Needle Destroyer | Model not available | 3000044434 | Functional | Others
38628 | Shri Hari Dev Joshi Genaral Hospital Dungarpur Dh | O.T. Light Single Dome | MODEL NOT AVAILABLE | 3000205004 | Functional | Others
38629 | Jk Lone Hospital Jaipur | SPHYGMOMANOMETER(BP APPRATUS) | Pagoda | 485648 | Functional | Others
38630 | Jk Lone Hospital Jaipur | SPHYGMOMANOMETER(BP APPRATUS) | Pagoda | 300087972 | Functional | Others
38631 | Jk Lone Hospital Jaipur | Pulse Oxymeter | Model Not Available | CMMH309172 | Functional | Bpl Medical Technologies
38632 | Samraniya Phc | Blood Bank Refrigerator | MODEL NOT AVAILABLE | 3000202344 | Functional | Others
38633 | Samraniya Phc | Binocular Microscope | Model Not Available | 3000208552 | Functional | Others
38634 | Samraniya Phc | Centrifuge Machine ( 4 Tube ) | Model not available | 3000208553 | Functional | Others
38635 | Samraniya Phc | Glucometer | Model not available | 3000208554 | Functional | Others
38636 | Samraniya Phc | Colorimeter | MODEL NOT AVAILABLE | 3000208555 | Functional | Others
38637 | Samraniya Phc | FOOT OPERATED SUCTION MACHINE | MODEL NOT AVAILABLE | 3000208561 | Functional | Others
38638 | Jk Lone Hospital Jaipur | Pulse Oxymeter | Comet - P (L and T) | C10P2425 | Functional | Larsen And Tourbo Ltd
38639 | Sadri Chc | Micropipettes | MODEL NOT AVAILABLE | 3000197620 | Functional | Others
38640 | Sri Karanpur Chc | Slit Lamp | Model Not Available | 3000048873 | Functional | Others
38641 | Sri Karanpur Chc | Suction Machine | Model Not Available | 3000048874 | Functional | Others
38642 | Mewara Phc | Instrument Sterilizer | Model Not Available | 3000210208 | Functional | Others
38643 | Mewara Phc | Syringe Needle Destroyer | Model not available | 3000210211 | Functional | Others
38644 | Mewara Phc | Syringe Needle Destroyer | Model not available | 3000210076 | Functional | Others
38645 | Jawahar Hospital Jaisalmer Dh | Syringe Needle Destroyer | Model not available | 3000056525 | Functional | Others
38646 | Jawahar Hospital Jaisalmer Dh | Syringe Needle Destroyer | Model not available | 3000056526 | Functional | Others
38647 | Jawahar Hospital Jaisalmer Dh | Syringe Needle Destroyer | Model not available | 3000056527 | Functional | Others
38648 | Nokha Chc | Ice lined refrigerator | HBC-70 | 30200042287 | Functional | Others
38649 | Nokha Chc | Freezes | MODEL NOT AVAILABLE | 3000042288 | Functional | Others
38650 | Dhodh Chc | Radiant Heat Warmer | Zeal - RHW 2101A | 2HW2101A1091312073 | Functional | Others
38651 | Dhodh Chc | Radiant Heat Warmer | Zeal - RHW 2101A | RHW2101A1091312072 | Functional | Others
38652 | Dalelpura Phc Jhunjhunu | SPHYGMOMANOMETER(BP APPRATUS-Digital) | Model Not Available | 14041944 | Functional | Others
38653 | Sri Karanpur Chc | Syringe Needle Destroyer | Model not available | 28759 | Functional | Others
38654 | Sri Karanpur Chc | Syringe Needle Destroyer | Model not available | 3000048901 | Functional | Others
38655 | Khotawali Phc | Spot Light ( Portable ) | Model Not Available | 3000044279 | Functional | Others
38656 | Jk Lone Hospital Jaipur | Blood Mixer ( Roller Mixer ) | Model not available | 3000085915 | Functional | Others
38657 | Chotisadadi Chc | Dental Chair Unit | Model Not Available | 3000130831 | Functional | Others
38658 | Parsaad Chc Udaipur | Freezes | MODEL NOT AVAILABLE | 3000205686 | Functional | Others
38659 | Parsaad Chc Udaipur | Syringe Needle Destroyer | Model not available | NBSD0714723 | Functional | Mrk Healthcare Pvt Ltd Delhi
38660 | Parsaad Chc Udaipur | Baby Weighing Machine | Model Not Available | 3000205688 | Functional | Others
38661 | Sms Hospital | Monocular Microscope | Model not available | 12B334 | Functional | Others
38662 | Dist Hospital Barmer Dh | Suction Machine | Model Not Available | 3000121488 | Functional | Others
38663 | Pbm Medical College And Hospital | O.T. Light Single Dome | MODEL NOT AVAILABLE | 3000042717 | Functional | Others
38664 | Pbm Medical College And Hospital | O.T. Light Single Dome | MODEL NOT AVAILABLE | 3000042729 | Functional | Others
38665 | Pbm Medical College And Hospital | O.T. Light Single Dome | MODEL NOT AVAILABLE | 3000042733 | Functional | Others
38666 | Mandawar Phc | Autoclave | Model not available | 3000206536 | Functional | Others
38667 | Jk Lone Hospital Jaipur | Weighing Machine | MODEL NOT AVAILABLE | 300087963 | Functional | Others
38668 | Tai Phc Jhunjhunu | Baby Weighing Machine | Model Not Available | 2000019470 | Non Functional Repairable | Crown Digital Scales Inc
38669 | Jk Lone Hospital Jaipur | ECG Machine (Six Channel ) | Model Not Available | E10940809 | Functional | Medicaid Systems
38670 | Mandawar Phc | SPHYGMOMANOMETER(BP APPRATUS) | MODEL NOT AVAILABLE | 3000206539 | Functional | Others
38671 | Mandawar Phc | Centrifuge Machine ( 4 Tube ) | Model not available | 3000206540 | Functional | Remi Electrotechnik Ltd
38672 | Jk Lone Hospital Jaipur | Hemoglobin meter | Model Not Available | 300087984 | Functional | Others
38673 | Mandawar Phc | Keratometer | Model Not Available | 3000206542 | Functional | Others
38674 | Mandawar Phc | Ice lined refrigerator | MK - 142 | 3000206543 | Functional | Vestfrost Solutions
38675 | Mandawar Phc | Blood Bank Refrigerator | Model not available | 3000206544 | Functional | Others
38676 | Kanwara Phc | Baby Weighing Machine | Model Not Available | 3000206410 | Functional | Others
38677 | Dabaycha Phc Udaipur | Syringe Needle Destroyer | Microsil ND 20 | 3000205801 | Functional | Others
38678 | Sadri Chc | Incubator | Elite - Incubator | 3000197621 | Functional | Universal Medicalinstruments
38679 | Kishan Maanpura Phc | Syringe Needle Destroyer | Microsil ND 120 | 1264/2009 | Functional | Others
38680 | Jk Lone Hospital Jaipur | Syringe Infusion Pump | SIMTEK - Infutek 405 | 300087987 | Functional | Simtek Medico Systems Pvt Ltd
38681 | Kishan Maanpura Phc | Weighing Machine | MODEL NOT AVAILABLE | 3000222407 | Functional | Others
38682 | Jawahar Hospital Jaisalmer Dh | Autoclave | Model not available | 3000056524 | Functional | Others
38683 | Rahuwas Phc | SPHYGMOMANOMETER(BP APPRATUS) | MODEL NOT AVAILABLE | 98134812 | Functional | Ajay Optical India
38684 | Nokha Chc | Sahlis HB Meter | Model not available | 3000042295 | Functional | Others
38685 | Rahuwas Phc | Suction Machine | Model Not Available | 3000081802 | Functional | Surgicoin Medequip Pvt Ltd
38686 | Mundiya Phc | Blood Bank Refrigerator | Model not available | 3000137076 | Functional | Haier Appliances India Pvt
38687 | Makrana Chc | Centrifuge Machine ( 4 Tube ) | Remi 4C | 2000028408 | Functional | Others
38688 | Sanwad Chc | Hot Air Oven | YSI-431 | 13A5235 | Functional | Yorco Sales Pvt Ltd
38689 | B.D.K. Hospital Jhunjhunu Dh | ECG Machine (Single Channel) | Model Not Available | 104001010 | Non Functional Not Repairable | Mediaid Inc
38690 | Bargoan Phc | Glucometer | Model not available | 3000119873 | Functional | Others
38691 | Raghunathpura Phc | Ice lined refrigerator | Model Not Available | 91208964 | Functional | Others
38692 | Jk Lone Hospital Jaipur | Bi-pap Machine | MODEL NOT AVAILABLE | C10057020 | Functional | Others
38693 | Sadri Chc | Fetal Monitor | EDAN F-6 | 3000197641 | Functional | Anupam Surgicals
38694 | Patwa Phc | Suction Machine | Surgicoin | 3000202159 | Functional | Surgicoin Medequip Pvt Ltd
38695 | Balghat Phc | Incubator | MODEL NOT AVAILABLE | 3000137035 | Functional | Others
38696 | Gulabpura Chc | Syringe Infusion Pump | Model not available | 3000126039 | Functional | Others
38697 | Bargoan Phc | Labour Table | Model Not Available | 3000119879 | Functional | Others
38698 | Baldra Phc | Baby Weighing Machine | Model Not Available | 3000203606 | Functional | Others
38699 | Mahajan Phc | Centrifuge Machine ( 12 Tube ) | Model Not Available | 3000045094 | Functional | Others
38700 | Jhiri Phc | SPHYGMOMANOMETER(BP APPRATUS) | MODEL NOT AVAILABLE | 3000259224 | Functional | Others
38701 | Jhiri Phc | SPHYGMOMANOMETER(BP APPRATUS) | MODEL NOT AVAILABLE | 3000259225 | Functional | Others
38702 | Jhiri Phc | SPHYGMOMANOMETER(BP APPRATUS) | MODEL NOT AVAILABLE | 3000259226 | Functional | Others
38703 | Jhiri Phc | SPHYGMOMANOMETER(BP APPRATUS) | MODEL NOT AVAILABLE | 3000259227 | Functional | Others
38704 | B.D.K. Hospital Jhunjhunu Dh | Defibrillator | DEFIGARD 4000 | 295 | Functional | Others
38705 | Vijaynagar Chc Ganganagar | Blood Bank Refrigerator | Model not available | 3000041368 | Functional | Others
38706 | Mahajan Phc | Micropipettes | MODEL NOT AVAILABLE | 3000045095 | Functional | Others
38707 | Bhumbaliya Phc Pali | Weighing Machine | MODEL NOT AVAILABLE | 3000202654 | Functional | Others
38708 | Suhagpura Phc | Blood Bank Refrigerator | Model not available | 3000130672 | Functional | Others
38709 | Jhakhod Phc | SPHYGMOMANOMETER(BP APPRATUS) | MODEL NOT AVAILABLE | 3000141328 | Functional | Others
38710 | Kalyanpur Phc | Baby Weighing Machine | Model Not Available | 3000205967 | Functional | Crown Digital Scales Inc
38711 | Jhakhod Phc | Syringe Needle Destroyer | Nulife - Dots | 3000141325 | Functional | Mrk Healthcare Pvt Ltd Delhi
38712 | Mangrop Phc | Syringe Needle Destroyer | Nulife - Dots | 28081 | Functional | Others
38713 | Jk Lone Hospital Jaipur | Hemoglobin meter | Model Not Available | 12023921E | Functional | Others
38714 | Shri Hari Dev Joshi Genaral Hospital Dungarpur Dh | O.T. Light Single Dome | MODEL NOT AVAILABLE | 3000205005 | Functional | Others
38715 | Shri Hari Dev Joshi Genaral Hospital Dungarpur Dh | O.T. Light Single Dome | MODEL NOT AVAILABLE | 3000205010 | Functional | Others
38716 | Shri Hari Dev Joshi Genaral Hospital Dungarpur Dh | O.T. Light Single Dome | MODEL NOT AVAILABLE | 300020511 | Functional | Others
38717 | Shri Hari Dev Joshi Genaral Hospital Dungarpur Dh | O.T. Light Single Dome | MODEL NOT AVAILABLE | 3000205013 | Functional | Others
38718 | Shri Hari Dev Joshi Genaral Hospital Dungarpur Dh | O.T. Light Single Dome | MODEL NOT AVAILABLE | 3000205014 | Functional | Others
38719 | Shri Hari Dev Joshi Genaral Hospital Dungarpur Dh | O.T. Light Single Dome | MODEL NOT AVAILABLE | 3000205021 | Functional | Others
38720 | Obri Chc | Binocular Microscope | Model Not Available | 3000210319 | Functional | Others
38721 | Obri Chc | Binocular Microscope | Model Not Available | 3000210321 | Functional | Others
38722 | Obri Chc | Binocular Microscope | Model Not Available | 3000210331 | Functional | Others
38723 | Obri Chc | Binocular Microscope | Model Not Available | 3000210323 | Functional | Others
38724 | Obri Chc | Binocular Microscope | Model Not Available | 3000210327 | Functional | Others
38725 | Jhalawar Medical College Medical Collage Hospital | Binocular Microscope | Model Not Available | 3000130098 | Functional | Labomed
38726 | Govt Hospital Sagwara Sdh | Spot Light ( Portable ) | Model Not Available | 3000210431 | Functional | Others
38727 | Govt Hospital Sagwara Sdh | Spot Light ( Portable ) | Model Not Available | 3000210430 | Functional | Others
38728 | Govt Hospital Sagwara Sdh | Spot Light ( Portable ) | Model Not Available | 3000210429 | Functional | Others
38729 | Govt Hospital Sagwara Sdh | Spot Light ( Portable ) | Model Not Available | 3000210427 | Functional | Others
38730 | Bool Phc | SPHYGMOMANOMETER(BP APPRATUS) | MODEL NOT AVAILABLE | 98134453 | Functional | Suprime Enterprises
38731 | Manoharthana Chc | Centrifuge Machine ( 6 Tube ) | Model Not Available | 3000206870 | Functional | Others
38732 | Bargavn Phc | Radiant Heat Warmer | Model Not Available | 3000203590 | Functional | Others
38733 | Khodan Phc | Freezes | MODEL NOT AVAILABLE | 3000207215 | Functional | Others
38734 | Khodan Phc | Syringe Needle Destroyer | Model not available | 3000207214 | Functional | Others
38735 | Setkolu Phc | Syringe Needle Destroyer | Model not available | 3000203759 | Functional | Others
38736 | Dhankoli Phc | Glucometer | Model not available | 1013E001918 | Functional | Others
38737 | Jhadol Ph Chc | Radiant Heat Warmer | Model Not Available | 3000204503 | Functional | Others
38738 | Setkolu Phc | Binocular Microscope | Model Not Available | 3000203761 | Functional | Cmho Supply
38739 | Setkolu Phc | Ice lined refrigerator | Model Not Available | 3000203762 | Functional | Others
38740 | M G Hospital Banswara Dh | FOOT OPERATED SUCTION MACHINE | MODEL NOT AVAILABLE | 3000120845 | Functional | Others
38741 | Setkolu Phc | Blood Bank Refrigerator | Model not available | 3000203763 | Functional | Others
38742 | District Hospital Pratapgarh Dh | ESR Stand | Model not available | 412 | Functional | Others
38743 | Kherod Chc | 100mA X-Ray Machine | GME - GMHF-6 | SR2K13-10XRHA075 | Functional | General Medical Equipment
38744 | Hudeel Phc | Syringe Needle Destroyer | MRK | 2000028077 | Functional | Others
38745 | Hudeel Phc | Syringe Needle Destroyer | MRK | 2000028081 | Functional | Others
38746 | M G Hospital Banswara Dh | 100mA X-Ray Machine | Allengers - MARS 3.5 | 3000120815 | Functional | Others
38747 | Jk Lone Hospital Jaipur | Nebulizer | NE-C28 | 804837 | Functional | Omron Health Care
38748 | Masuda Chc | Binocular Microscope | MLW Lab | 724918 | Functional | Others
38749 | M G Hospital Banswara Dh | Phototherepy Unit | MODEL NOT AVAILABLE | 3000120822 | Functional | Others
38750 | Bijoliyan Chc | Freezes | MODEL NOT AVAILABLE | 3000042959 | Functional | Others
38751 | Jhadol Ph Chc | Suction Machine | Model Not Available | 3000204511 | Functional | Suprime Enterprises
38752 | Jhadol Ph Chc | Suction Machine | Model Not Available | 3000204515 | Functional | Suprime Enterprises
38753 | Jhadol Ph Chc | Suction Machine | Model Not Available | 3000204516 | Functional | Suprime Enterprises
38754 | Jhadol Ph Chc | Hot Air Oven | DEL - 624 | 3000204514 | Functional | Others
38755 | Jk Lone Hospital Jaipur | Pulse Oxymeter | Comet - P (L and T) | C11P2269 | Functional | Larsen And Tourbo Ltd
38756 | Kherod Chc | Weighing Machine | MODEL NOT AVAILABLE | 3000141038 | Functional | Others
38757 | Setkolu Phc | FOOT OPERATED SUCTION MACHINE | MODEL NOT AVAILABLE | 3000203771 | Functional | Others
38758 | Bijoliyan Chc | 150 mA X-Ray Machine | Mutitex with MP 10 | 3000042968 | Functional | Others
38759 | Bijoliyan Chc | Suction Machine | Model Not Available | 3000042970 | Functional | Others
38760 | Bijoliyan Chc | Spot Light ( Portable ) | Model Not Available | 3000042971 | Functional | Others
38761 | Goluwala Chc | Micropipettes | MODEL NOT AVAILABLE | 13060599 | Functional | Others
38762 | Chotisadadi Chc | Radiant Heat Warmer | Zeal - RHW 2101A | 3000130863 | Functional | Others
38763 | Mahidam Phc | SPHYGMOMANOMETER(BP APPRATUS) | MODEL NOT AVAILABLE | 3000207889 | Functional | Others
38764 | Parsaad Chc Udaipur | Autoclave | Model not available | 3000205689 | Functional | Others
38765 | Jhalawar Medical College Medical Collage Hospital | Instrument Sterilizer | Model Not Available | 3000129610 | Functional | Omron Health Care
38766 | Patheri Phc | Syringe Needle Destroyer | Microsil - ND350 | 5767 | Functional | Others
38767 | Patheri Phc | Nebulizer | MODEL NOT AVAILABLE | pcb64814 | Functional | Others
38768 | Padampur Chc | Binocular Microscope | Model Not Available | 3000041203 | Functional | Others
38769 | Jhalawar Medical College Medical Collage Hospital | Binocular Microscope | Labomed - Vision 2000 | 701014930 | Functional | Labomed
38770 | Patheri Phc | Syringe Needle Destroyer | Model not available | 3000119653 | Functional | Others
38771 | Padampur Chc | 100mA X-Ray Machine | Model not available | 3000041221 | Functional | Others
38772 | Sms Hospital | Monocular Microscope | Model not available | 91245 | Functional | Others
38773 | R K District Hospital Rajsamand Dh | Defibrillator | DEFIGARD 4000 | 3000052685 | Functional | Others
38774 | Hamirgarh Chc | FOOT OPERATED SUCTION MACHINE | MODEL NOT AVAILABLE | 3000125474 | Functional | Others
38775 | Parsaad Chc Udaipur | Defibrillator | DEFIGARD 4000 | J09D118 | Functional | Schiller Healthcare India Pvt Ltd
38776 | R K District Hospital Rajsamand Dh | Fully Automated Clinical Chemistry Analyzer | Randox - RX IMOLA | 72010738 | Functional | Others
38777 | Langra Phc | Syringe Needle Destroyer | Model not available | 3000138481 | Functional | Life Medical Equipment
38778 | Jk Lone Hospital Jaipur | Radiant Heat Warmer | Meditrin - Heat Warmer | NRHM/WM/09/511 | Functional | Meditrin Instruments
38779 | Jawahar Hospital Jaisalmer Dh | Instrument Sterilizer | Model Not Available | 3000129981 | Functional | Others
38780 | Jawahar Hospital Jaisalmer Dh | Weighing Machine | MODEL NOT AVAILABLE | 3000129982 | Functional | Others
38781 | Sri Karanpur Chc | Phototherepy Unit | MODEL NOT AVAILABLE | 3000048877 | Functional | Others
38782 | Sri Karanpur Chc | Phototherepy Unit | MODEL NOT AVAILABLE | 3000048879 | Functional | Others
38783 | Jk Lone Hospital Jaipur | Multi-Para Monitor | Model not available | 1388 | Functional | Others
38784 | M G Hospital Banswara Dh | Binocular Microscope | Model Not Available | 3000120837 | Functional | Others
38785 | Kanwara Phc | Glucometer | Model not available | 3000206413 | Functional | Others
38786 | Mandawar Chc | SPHYGMOMANOMETER(BP APPRATUS) | MODEL NOT AVAILABLE | 98137348 | Functional | Ajay Optical India
38787 | Dhodh Chc | Incubator | MODEL NOT AVAILABLE | 2000029508 | Functional | Others
38788 | Khinwara Phc | Binocular Microscope | Model Not Available | 3000197739 | Functional | Others
38789 | Bhinmal Chc | Ice lined refrigerator | Model Not Available | 3000119991 | Functional | Others
38790 | District Hospital Pratapgarh Dh | Defibrillator | MODEL NOT AVAILABLE | 30001239961 | Functional | Others
38791 | District Hospital Pratapgarh Dh | Defibrillator | MODEL NOT AVAILABLE | 3000129962 | Functional | Others
38792 | Hudeel Phc | Glucometer | Easy Touch ET-101 | 2000028082 | Functional | Others
38793 | Sanwad Chc | Spot Light ( Portable ) | Model Not Available | 3000198053 | Functional | Cognate India
38794 | Balghat Phc | Hemoglobin meter | Model Not Available | 3000137027 | Functional | Others
38795 | Makrana Chc | Micropipettes | MODEL NOT AVAILABLE | 2000028400 | Functional | Others
38796 | Makrana Chc | Micropipettes | MODEL NOT AVAILABLE | 2000028411 | Functional | Others
38797 | Makrana Chc | Micropipettes | MODEL NOT AVAILABLE | 2000028412 | Functional | Others
38798 | Makrana Chc | Micropipettes | MODEL NOT AVAILABLE | 2000028413 | Functional | Others
38799 | Makrana Chc | Micropipettes | MODEL NOT AVAILABLE | 2000028321 | Functional | Others
38800 | Raghunathpura Phc | Binocular Microscope | RXL-4B | 28909 | Functional | Others
38801 | Raghunathpura Phc | Centrifuge Machine ( 4 Tube ) | Model not available | 2000022154 | Functional | Others
38802 | Khinwara Phc | Hemoglobin Analyzer | Model not available | 3000197745 | Functional | Others
38803 | Sanwad Chc | Binocular Microscope | Model Not Available | 9502860 | Functional | Others
38804 | Sanwad Chc | Binocular Microscope | Model Not Available | 3000198035 | Functional | Others
38805 | District Hospital Pratapgarh Dh | Suction Machine | Model Not Available | 3000129960 | Functional | Others
38806 | District Hospital Pratapgarh Dh | Suction Machine | Model Not Available | 3000129955 | Functional | Others
38807 | District Hospital Pratapgarh Dh | Suction Machine | Model Not Available | 3000129963 | Functional | Others
38808 | District Hospital Pratapgarh Dh | Suction Machine | Model Not Available | 3000129964 | Functional | Others
38809 | Badagaon Phc Dholpur | SPHYGMOMANOMETER(BP APPRATUS) | MODEL NOT AVAILABLE | 3000259274 | Non Functional Not Repairable | Others
38810 | Bargoan Phc | Micropipettes | MODEL NOT AVAILABLE | 3000119872 | Functional | Others
38811 | Dhodh Chc | Instrument Sterilizer | Model Not Available | 2000029526 | Functional | Others
38812 | Jhumki Phc | Binocular Microscope | AMT 5A | 300020619 | Functional | Rohilla Industries Jaipur
38813 | Sri Karanpur Chc | Pulse Oxymeter | Model Not Available | 3000048893 | Functional | Others
38814 | Bamoriklan Phc | SPHYGMOMANOMETER(BP APPRATUS) | MODEL NOT AVAILABLE | 3000203691 | Functional | Others
38815 | Jhalawar Medical College Medical Collage Hospital | Syringe Needle Destroyer | Nulife - Dots | 3000121304 | Functional | Others
38816 | Jhalawar Medical College Medical Collage Hospital | Binocular Microscope | Model Not Available | PZRM-26 | Functional | Others
38817 | Burhan Ka Tala Phc | Suction Machine | Model Not Available | 3000214477 | Functional | Others
38818 | Chirana Chc | Binocular Microscope | PZB 22 | 64309 | Functional | Quality Scientific And Mechanical Works Pvt Ltd
38819 | Khodaan Phc Hanumangarh | SPHYGMOMANOMETER(BP APPRATUS) | MODEL NOT AVAILABLE | 3000044564 | Functional | Others
38820 | Odwadia Phc | Ice lined refrigerator | Model Not Available | 3000205929 | Functional | Haier Appliances India Pvt
38821 | Odwadia Phc | Ice lined refrigerator | Model Not Available | 3000205930 | Functional | Haier Appliances India Pvt
38822 | Ramsar Chc | Centrifuge Machine ( 8 Tube) | REMI - R4C | 10597 | Functional | Others
38823 | Odwadia Phc | Syringe Needle Destroyer | Model not available | NBSD0729225 | Functional | Mrk Healthcare Pvt Ltd Delhi
38824 | Chohtan Chc | Centrifuge Machine ( 8 Tube) | Model Not Available | 3000117993 | Functional | Others
38825 | Timedabada Phc | Freezes | MODEL NOT AVAILABLE | 3000207731 | Functional | Others
38826 | Chirana Chc | Centrifuge Machine ( 8 Tube) | Model Not Available | 3000141105 | Functional | Others
38827 | District Hospital Pratapgarh Dh | Instrument Sterilizer | Model Not Available | 3000121150 | Functional | Others
38828 | Chirana Chc | SPHYGMOMANOMETER(BP APPRATUS) | Pagoda | 394034 | Functional | Elite Scientific Corporation
38829 | Chinch Phc | Suction Machine | Model Not Available | 3000207713 | Functional | Others
38830 | Aton Phc | Intensive Care Bed | Model Not Available | 3000203790 | Functional | Others
38831 | Khetri Chc | SPHYGMOMANOMETER(BP APPRATUS) | MODEL NOT AVAILABLE | 3000141278 | Functional | Others
38832 | Bohat Phc | FOOT OPERATED SUCTION MACHINE | MODEL NOT AVAILABLE | 3000203708 | Functional | Others
38833 | Khetri Chc | ECG Machine (Single Channel) | BPL - Cardiart 108T | ACMA3D2753 | Functional | Bpl Medical Technologies
38834 | Gachhipura Chc | 100mA X-Ray Machine | Allengers - MARS-6R | 2000028148 | Functional | Others
38835 | Bohat Phc | Fetal Doppler | MODEL NOT AVAILABLE | 3000203711 | Functional | Others
38836 | Khetri Chc | Syringe Needle Destroyer | Model not available | 3000141280 | Functional | Others
38837 | Khetri Chc | Weighing Machine | MODEL NOT AVAILABLE | 3000141281 | Functional | Others
38838 | Jalindari Phc | Baby Weighing Machine | Model Not Available | 3000042987 | Functional | Others
38839 | Gachhipura Chc | Mobile ( Portable ) X-Ray Machine | Allengers - MARS 3.5 | 2000028149 | Functional | Others
38840 | Kherod Chc | SPHYGMOMANOMETER(BP APPRATUS) | MODEL NOT AVAILABLE | 3000141052 | Non Functional Repairable | Others
38841 | Kherod Chc | SPHYGMOMANOMETER(BP APPRATUS) | MODEL NOT AVAILABLE | 3000141053 | Non Functional Repairable | Others
38842 | Bijoliyan Chc | Labour Table | Model Not Available | 3000042972 | Functional | Others
38843 | Kherod Chc | Centrifuge Machine ( 4 Tube ) | Model not available | 3000141045 | Functional | Others
38844 | Bijoliyan Chc | SPHYGMOMANOMETER(BP APPRATUS) | MODEL NOT AVAILABLE | 225646 | Functional | Others
38845 | Kherod Chc | Hemoglobin meter | Model Not Available | 3000141046 | Non Functional Repairable | Others
38846 | Kherod Chc | Hemoglobin meter | Model Not Available | 3000141047 | Non Functional Repairable | Others
38847 | Kherod Chc | Hemoglobin meter | Model Not Available | 3000141048 | Non Functional Repairable | Others
38848 | Kherod Chc | Monocular Microscope | Model not available | 3000141049 | Functional | Others
38849 | Kherod Chc | SPHYGMOMANOMETER(BP APPRATUS) | MODEL NOT AVAILABLE | 3000141050 | Functional | Others
38850 | Jk Lone Hospital Jaipur | Pulse Oxymeter | Comet - P (L and T) | C09P0334 | Functional | Larsen And Tourbo Ltd
38851 | Jk Lone Hospital Jaipur | Syringe Infusion Pump | JAZ-1800C | 130511452 | Functional | Larsen And Tourbo Ltd
38852 | Jk Lone Hospital Jaipur | Pulse Oxymeter | Model Not Available | CMMH3B9171 | Functional | Bpl Medical Technologies
38853 | Bamulliya Kala Phc | SPHYGMOMANOMETER(BP APPRATUS) | MODEL NOT AVAILABLE | 3000199551 | Functional | Others
38854 | Bamulliya Kala Phc | Blood Bank Refrigerator | Model not available | 3000199552 | Functional | Others
38855 | Bamulliya Kala Phc | Binocular Microscope | Model Not Available | 3000199553 | Functional | Cmho Supply
38856 | Bamulliya Kala Phc | Syringe Needle Destroyer | Model not available | 3000199554 | Functional | Cmho Supply
38857 | Bamulliya Kala Phc | Glucometer | Model not available | 3000199557 | Functional | Others
38858 | Jk Lone Hospital Jaipur | Syringe Infusion Pump | JAZ-1800C | 13051146Z | Functional | Bpl Medical Technologies
38859 | Utharada Phc | FOOT OPERATED SUCTION MACHINE | MODEL NOT AVAILABLE | 3000198357 | Functional | Surgicoin Medequip Pvt Ltd
38860 | Kidwana Phc | SPHYGMOMANOMETER(BP APPRATUS) | Pagoda | 3000141307 | Functional | Elite Scientific Corporation
38861 | Jk Lone Hospital Jaipur | Syringe Infusion Pump | EMCO - INFUSOR 850 | 302180 | Non Functional Repairable | Emco Meditek Pvt Ltd
38862 | Jk Lone Hospital Jaipur | Syringe Infusion Pump | SIMTEK - Infutek 405 | 220211145ST11 | Functional | Simtek Medico Systems Pvt Ltd
38863 | Dhanduri Phc Jhunjhunu | Weighing Machine | MODEL NOT AVAILABLE | 3000141175 | Functional | Haier Appliances India Pvt
38864 | Dhanduri Phc Jhunjhunu | Hemoglobin meter | Model Not Available | 3000141177 | Functional | Others
38865 | Lasadia Chc | Radiant Heat Warmer | Model Not Available | 3000204309 | Functional | Zeal Medical Pvt Ltd
38866 | Sms Hospital | Defibrillator with Cardiac Monitor | Model Not Available | A10S0738 | Functional | Others
38867 | Badgaon Chc | Blood Bank Refrigerator | Model not available | 3000205082 | Functional | Haier Appliances India Pvt
38868 | Sms Hospital | Blood Gas Analyzer (ABG Machine) | Model not available | 9818 | Functional | Others
38869 | Patusari Phc | Glucometer | Model not available | 13721 | Functional | Others
38870 | Patusari Phc | Binocular Microscope | PZB 22 | 67166 | Functional | Others
38871 | Dist Hospital Barmer Dh | Horizontal Laminar Flow | MODEL NOT AVAILABLE | 3000122129 | Functional | Others
38872 | Oadwada Phc | Sahlis HB Meter | Model not available | 3000119311 | Functional | Others
38873 | Dist Hospital Barmer Dh | Radiant Heat Warmer | Meditrin - Heat Warmer | 3000122128 | Functional | Others
38874 | Dist Hospital Barmer Dh | Radiant Heat Warmer | Meditrin - Heat Warmer | 3000122127 | Functional | Others
38875 | Dist Hospital Barmer Dh | Radiant Heat Warmer | Meditrin - Heat Warmer | 3000122126 | Functional | Others
38876 | Dist Hospital Barmer Dh | Radiant Heat Warmer | Meditrin - Heat Warmer | 3000122125 | Functional | Others
38877 | Chotisadadi Chc | Instrument Sterilizer | Model Not Available | 3000130867 | Functional | Others
38878 | Oadwada Phc | Centrifuge Machine ( 8 Tube) | Model Not Available | 3000119313 | Functional | Others
38879 | Oadwada Phc | Baby Weighing Machine | Crown | 3000119305 | Functional | Others
38880 | Mahidam Phc | Centrifuge Machine ( 8 Tube) | Model Not Available | 3000207885 | Functional | Others
38881 | Dist Hospital Barmer Dh | Freezes | MODEL NOT AVAILABLE | 3000131476 | Functional | Others
38882 | Kunjer Phc | Binocular Microscope | Model Not Available | 3000199719 | Functional | Others
38883 | Parsaad Chc Udaipur | Ice lined refrigerator | MK - 142 | 25112239 | Functional | Vestfrost Solutions
38884 | Rodhai Phc Karauli | SPHYGMOMANOMETER(BP APPRATUS) | MODEL NOT AVAILABLE | 3000138715 | Functional | Others
38885 | Khanwas Phc | SPHYGMOMANOMETER(BP APPRATUS) | MODEL NOT AVAILABLE | 98133503 | Functional | Others
38886 | Sarthal Phc | Hemoglobin meter | Model Not Available | 3000203722 | Functional | Cmho Supply
38887 | Parsaad Chc Udaipur | Freezes | MODEL NOT AVAILABLE | 3000205702 | Functional | Others
38888 | Badodia Phc | Colorimeter | MODEL NOT AVAILABLE | 3000207915 | Functional | Others
38889 | Hamirgarh Chc | Radiant Heat Warmer | Zeal - RHW 2101A | 3000125478 | Functional | Others
38890 | Parsaad Chc Udaipur | Fetal Doppler | MODEL NOT AVAILABLE | FQ363 | Functional | Others
38891 | Patheri Phc | FOOT OPERATED SUCTION MACHINE | MODEL NOT AVAILABLE | 3000119644 | Functional | Others
38892 | Bagra Phc | SPHYGMOMANOMETER(BP APPRATUS) | MODEL NOT AVAILABLE | 3000045935 | Functional | Others
38893 | Bagra Phc | SPHYGMOMANOMETER(BP APPRATUS) | MODEL NOT AVAILABLE | 3000045946 | Functional | Others
38894 | Bangothri Kalan Phc | Baby Weighing Machine | Model Not Available | 3000141334 | Functional | Crown Digital Scales Inc
38895 | Bori Phc | Centrifuge Machine ( 4 Tube ) | Model not available | 3000207328 | Functional | Others
38896 | Pbm Medical College And Hospital | C-Arm Machine | Model Not Available | 3000045644 | Functional | Others
38897 | Pbm Medical College And Hospital | C-Arm Machine | Model Not Available | 2000035672 | Functional | Others
38898 | Pbm Medical College And Hospital | C-Arm Machine | Model Not Available | 3000045696 | Functional | Others
38899 | Pbm Medical College And Hospital | C-Arm Machine | Model Not Available | 2000035652 | Functional | Others
38900 | Pbm Medical College And Hospital | C-Arm Machine | Model Not Available | 2000035655 | Functional | Others
38901 | Pbm Medical College And Hospital | C-Arm Machine | Model Not Available | 3000045792 | Functional | Others
38902 | Udaipurwara Phc | Centrifuge Machine ( 8 Tube) | Model Not Available | 3000207770 | Functional | Others
38903 | Bagra Phc | Ice lined refrigerator | HBC-70 | 3000045938 | Functional | Others
38904 | Baravarda Chc | Blood Bank Refrigerator | Model not available | 3000130630 | Functional | Others
38905 | Kawai Chc Baran | Fetal Doppler | MODEL NOT AVAILABLE | 3000199778 | Functional | Others
38906 | Sms Hospital | Binocular Microscope | Labomed - LX 400 | 3000086991 | Functional | Others
38907 | Pbm Medical College And Hospital | Anesthesia Machine | MODEL NOT AVAILABLE | 3000045646 | Functional | Others
38908 | Pbm Medical College And Hospital | Anesthesia Machine | MODEL NOT AVAILABLE | 2000035598 | Functional | Others
38909 | R K District Hospital Rajsamand Dh | Suction Machine | Model Not Available | 3000052743 | Functional | Others
38910 | Kulthana Phc | Glucometer | Model not available | 3000135043 | Functional | Others
38911 | Raithal Phc Baran | Syringe Needle Destroyer | Model not available | 3000203573 | Functional | Cmho Supply
38912 | Raithal Phc Baran | Blood Bank Refrigerator | Model not available | 3000203575 | Functional | Others
38913 | Suwana Chc | Baby Weighing Machine | Model Not Available | 3000125725 | Functional | Others
38914 | Mandawar Phc | Binocular Microscope | PZB 22 | 3000206541 | Functional | Others
38915 | Bargoan Phc | Sahlis HB Meter | Model not available | 3000119871 | Functional | Others
38916 | Baldra Phc | Glucometer | Model not available | 3000203605 | Functional | Others
38917 | Dhodh Chc | Pulse Oxymeter | Model Not Available | 2000029528 | Functional | Others
38918 | Dhambola Phc | Spot Light ( Portable ) | Model Not Available | 3000210152 | Functional | Others
38919 | Deldar Phc | Baby Weighing Machine | Crown | 3000119032 | Functional | Others
38920 | Moondlabisoti Phc | Syringe Needle Destroyer | Model not available | 3000203679 | Functional | Cmho Supply
38921 | Chitrawas Phc | Syringe Needle Destroyer | Model not available | 3000205420 | Functional | Others
38922 | Moondlabisoti Phc | SPHYGMOMANOMETER(BP APPRATUS) | MODEL NOT AVAILABLE | 3000203682 | Functional | Others
38923 | Moondlabisoti Phc | SPHYGMOMANOMETER(BP APPRATUS) | MODEL NOT AVAILABLE | 3000203683 | Functional | Others
38924 | Palodada Phc | Instrument Sterilizer | Model Not Available | 3000205974 | Functional | Others
38925 | Bamoriklan Phc | Hemoglobin meter | Model Not Available | 3000203687 | Functional | Others
38926 | Malarampur Phc | Monocular Microscope | Model not available | 3000043057 | Functional | Others
38927 | Malarampur Phc | Blood Bank Refrigerator | Model not available | 03114ZAS200701Z | Functional | Others
38928 | Malarampur Phc | Autoclave | Model not available | 3000044008 | Functional | Others
38929 | Malarampur Phc | Autoclave | Model not available | 3000044009 | Functional | Others
38930 | Malarampur Phc | Fetal Doppler | MODEL NOT AVAILABLE | 7497 | Functional | Others
38931 | Malarampur Phc | FOOT OPERATED SUCTION MACHINE | MODEL NOT AVAILABLE | 3000044006 | Functional | Others
38932 | Khotawali Phc | Instrument Sterilizer | Model Not Available | 3000044276 | Functional | Others
38933 | Khotawali Phc | Ice lined refrigerator | Model Not Available | 3000044283 | Functional | Others
38934 | Hindon Sdh | Multi-Para Monitor | Model not available | 3000138403 | Functional | Cmho Supply
38935 | Hindon Sdh | Hot Air Oven | Model not available | 3000138438 | Functional | Cmho Supply
38936 | Jhakhrawali Phc | Glucometer | Model not available | 8759 | Functional | Others
38937 | Hindon Sdh | Centrifuge Machine ( 4 Tube ) | Remi 4C | 1154 | Functional | Cmho Supply
38938 | Jhakhrawali Phc | Radiant Heat Warmer | Model Not Available | 3000044422 | Functional | Others
38939 | Jhakhrawali Phc | Baby Weighing Machine | Model Not Available | 3000214858 | Functional | Others
38940 | Jk Lone Hospital Jaipur | 1.5 Ton Split Air Conditioner | Blue Star - 5HW18ZB | 3000085529 | Functional | Others
38941 | Jk Lone Hospital Jaipur | 1.5 Ton Split Air Conditioner | Blue Star - 5HW18ZB | 3000085530 | Functional | Others
38942 | Patusari Phc | Instrument Sterilizer | Model Not Available | 2000019808 | Functional | Paras Enterprises
38943 | Jk Lone Hospital Jaipur | Ventilator | Model Not Available | BBU01774 | Functional | Others
38944 | Obri Chc | Blood Bank Refrigerator | Model not available | 3000210302 | Functional | Others
38945 | Obri Chc | Blood Bank Refrigerator | Model not available | 3000210303 | Functional | Others
38946 | Obri Chc | Blood Bank Refrigerator | Model not available | 3000210304 | Functional | Others
38947 | Obri Chc | Blood Bank Refrigerator | Model not available | 3000210313 | Functional | Others
38948 | Obri Chc | Syringe Needle Destroyer | Model not available | 3000210316 | Functional | Others
38949 | Obri Chc | Syringe Needle Destroyer | Model not available | 3000210329 | Functional | Others
38950 | Obri Chc | Centrifuge Machine ( 12 Tube ) | Model Not Available | 3000210320 | Functional | Others
38951 | Obri Chc | Blood Cell Counter - 3 part | Model not available | 3000210325 | Functional | Others
38952 | Obri Chc | Incubator | MODEL NOT AVAILABLE | 3000210326 | Functional | Others
38953 | Lasadia Chc | Radiant Heat Warmer | Model Not Available | 3000204310 | Functional | Zeal Medical Pvt Ltd
38954 | Lasadia Chc | Radiant Heat Warmer | Model Not Available | 3000204317 | Functional | Zeal Medical Pvt Ltd
38955 | Jk Lone Hospital Jaipur | Weighing Machine | MODEL NOT AVAILABLE | 3000222023 | Functional | Others
38956 | Ladpura Phc Bhilwara | Ice lined refrigerator | MK - 142 | 3000125415 | Functional | Others
38957 | Bhojnagar Phc Jhunjhunu | SPHYGMOMANOMETER(BP APPRATUS) | MODEL NOT AVAILABLE | 3000141082 | Functional | Others
38958 | Bhojnagar Phc Jhunjhunu | SPHYGMOMANOMETER(BP APPRATUS) | MODEL NOT AVAILABLE | 3000141086 | Functional | Others
38959 | Ladpura Phc Bhilwara | Binocular Microscope | AMT 5A | 3000125414 | Functional | Others
38960 | Bhojnagar Phc Jhunjhunu | Syringe Needle Destroyer | Model not available | 3000141083 | Functional | Bhasin Sons Private Limited
38961 | Lasadia Chc | Phototherepy Unit | MODEL NOT AVAILABLE | 3000204311 | Functional | Fanem
38962 | Ladpura Phc Bhilwara | Centrifuge Machine ( 4 Tube ) | Model not available | 3000125413 | Functional | Others
38963 | Ladpura Phc Bhilwara | Monocular Microscope | Model not available | 3000125412 | Functional | Others
38964 | Bhojnagar Phc Jhunjhunu | Baby Weighing Machine | Model Not Available | 3000141084 | Functional | Crown Digital Scales Inc
38965 | Ladpura Phc Bhilwara | Autoclave | Model not available | 2374 | Functional | Others
38966 | Ladpura Phc Bhilwara | Nebulizer | MODEL NOT AVAILABLE | 3000125408 | Functional | Others
38967 | Ladpura Phc Bhilwara | STABILIZER | MODEL NOT AVAILABLE | 3000125407 | Functional | Others
38968 | Ladpura Phc Bhilwara | Baby Weighing Machine | Model Not Available | 3000125406 | Functional | Others
38969 | Jk Lone Hospital Jaipur | Phototherepy Unit | Meditrin - Digital Bilitimer Phototherapy | 3000222025 | Functional | Meditrin Instruments
38970 | Shehrakar Phc | Binocular Microscope | Labomed - Vision 2000 | 3000137084 | Functional | Labomed
38971 | Chhapra Phc | Centrifuge Machine ( 4 Tube ) | Model not available | 3000141347 | Functional | Others
38972 | R K District Hospital Rajsamand Dh | Sahlis HB Meter | HB Meter | 3000052629 | Functional | Others
38973 | Sms Hospital | Monocular Microscope | Model not available | 425394 | Functional | Others
38974 | Chhapra Phc | Binocular Microscope | Model Not Available | 21875 | Functional | Radical Scientific Instruments Pvt Ltd
38975 | Padampur Chc | Weighing Machine | MODEL NOT AVAILABLE | 3000041217 | Functional | Others
38976 | Sms Hospital | Monocular Microscope | Model not available | 91288 | Functional | Others
38977 | Padampur Chc | Radiant Heat Warmer | Model Not Available | 3000041222 | Functional | Others
38978 | Padampur Chc | Radiant Heat Warmer | Model Not Available | 3000041223 | Functional | Others
38979 | Anjana Phc | Binocular Microscope | Model Not Available | 3000207432 | Functional | Others
38980 | Baravarda Chc | Centrifuge Machine ( 4 Tube ) | Model not available | 3000130606 | Functional | Others
38981 | Bagra Phc | Centrifuge Machine ( 4 Tube ) | Model not available | 300045928 | Functional | Others
38982 | Parsaad Chc Udaipur | Autoclave | Model not available | 011D111 | Functional | Others
38983 | Bagra Phc | Sahlis HB Meter | Model not available | 3000045932 | Functional | Others
38984 | Parsaad Chc Udaipur | Anesthesia Machine | Jupiter 200 | 3000205252 | Functional | Allengers Medical Systems Ltd
38985 | Chhapra Phc | Suction Machine | Model Not Available | 3000141355 | Functional | Others
38986 | Parsaad Chc Udaipur | Suction Machine | Model Not Available | 3000205254 | Functional | Suprime Enterprises
38987 | Paparda Chc | Binocular Microscope | Model Not Available | 3000081118 | Functional | Others
38988 | Parsaad Chc Udaipur | Pulse Oxymeter | Model Not Available | 3000205261 | Functional | Recorders And Medicaresystems Pvt Ltd
38989 | Parsaad Chc Udaipur | Cautry Machine | Model Not Available | 2K1303025 | Functional | Others
38990 | Parsaad Chc Udaipur | Nebulizer | NE-C28 | 20100605678UF | Functional | Omron Health Care
38991 | Hamirgarh Chc | Ice lined refrigerator | HBC-70 | 3000125469 | Functional | Others
38992 | Parsaad Chc Udaipur | Ventilator | Model Not Available | MT070009 | Functional | Others
38993 | Sms Hospital | Syringe Needle Destroyer | Model not available | 3000086372 | Functional | Others
38994 | Mandalgarh Chc | Hemoglobin meter | Model Not Available | 3000042845 | Functional | Others
38995 | Mandalgarh Chc | Binocular Microscope | Model Not Available | 3000042847 | Functional | Others
38996 | M G Hospital Banswara Dh | Syringe Infusion Pump | Model not available | 3000207042 | Functional | Others
38997 | M G Hospital Banswara Dh | Syringe Infusion Pump | Model not available | 3000207064 | Functional | Others
38998 | M G Hospital Banswara Dh | Syringe Infusion Pump | Model not available | 3000207065 | Functional | Others
38999 | M G Hospital Banswara Dh | Syringe Infusion Pump | Model not available | 3000207066 | Functional | Others
39000 | M G Hospital Banswara Dh | Syringe Infusion Pump | Model not available | 3000207067 | Functional | Others
39001 | District Hospital Pratapgarh Dh | Binocular Microscope | Model Not Available | 3000129955 | Functional | Others
39002 | District Hospital Pratapgarh Dh | Binocular Microscope | Model Not Available | 30001219960 | Functional | Others
39003 | M G Hospital Banswara Dh | Multi-Para Monitor | Model not available | 3000207041 | Functional | Others
39004 | M G Hospital Banswara Dh | Multi-Para Monitor | Model not available | 3000207060 | Functional | Others
39005 | Sri Karanpur Chc | Defibrillator | DEFIGARD 4000 | 113C212 | Functional | Others
39006 | Sri Karanpur Chc | Defibrillator | DEFIGARD 4000 | J09D070 | Functional | Others
39007 | Sri Karanpur Chc | Defibrillator | DEFIGARD 4000 | 1140232 | Functional | Others
39008 | Sanwad Chc | Syringe Needle Destroyer | Model not available | NBSD0714381 | Functional | Mrk Healthcare Pvt Ltd Delhi
39009 | Padampur Chc | Binocular Microscope | Model Not Available | 3000041243 | Functional | Others
39010 | Padampur Chc | SPHYGMOMANOMETER(BP APPRATUS) | MODEL NOT AVAILABLE | 3000041244 | Functional | Others
39011 | Padampur Chc | SPHYGMOMANOMETER(BP APPRATUS) | MODEL NOT AVAILABLE | 3000041245 | Functional | Others
39012 | Dhodh Chc | Suction Machine | Model Not Available | 2000029516 | Non Functional Not Repairable | Others
39013 | B.D.K. Hospital Jhunjhunu Dh | Nebulizer | MODEL NOT AVAILABLE | 200019046 | Functional | Others
39014 | Khinwara Phc | Micropipettes | MODEL NOT AVAILABLE | 3000197742 | Functional | Others
39015 | Mahajan Phc | Binocular Microscope | Model Not Available | 3000045091 | Functional | Others
39016 | Baldra Phc | Binocular Microscope | Model Not Available | 3000203602 | Functional | Cmho Supply
39017 | Dhodh Chc | Fetal Doppler | MODEL NOT AVAILABLE | 2000029527 | Functional | Others
39018 | Raghunathpura Phc | Ice lined refrigerator | MF - 144 | 91005143 | Functional | Others
39019 | Gulabpura Chc | Intensive Care Bed | Model Not Available | 3000126038 | Functional | Others
39020 | M G Hospital Banswara Dh | Multi-Para Monitor | Star 55 | 3000207045 | Functional | Others
39021 | M G Hospital Banswara Dh | Multi-Para Monitor | Star 55 | 3000207046 | Functional | Others
39022 | M G Hospital Banswara Dh | Multi-Para Monitor | Planet 50N | 3000207048 | Functional | Others
39023 | Khotawali Phc | SPHYGMOMANOMETER(BP APPRATUS) | MODEL NOT AVAILABLE | 5537 | Functional | Others
39024 | Hindon Sdh | SPHYGMOMANOMETER(BP APPRATUS) | MODEL NOT AVAILABLE | 3000138396 | Non Functional Not Repairable | Cmho Supply
39025 | Khotawali Phc | Ice lined refrigerator | Model Not Available | 3000044287 | Functional | Others
39026 | Khotawali Phc | Blood Bank Refrigerator | Model not available | 3000044288 | Functional | Others
39027 | Bhadrawas Phc | Syringe Needle Destroyer | Microsil - ND350 | 8459 | Functional | Others
39028 | Jk Lone Hospital Jaipur | Ice lined refrigerator | MK-144 | 91209114 | Functional | Others
39029 | Badgaon Chc | Glucometer | Model not available | 3000205031 | Functional | Others
39030 | Badgaon Chc | Glucometer | Model not available | 13L10334BF | Functional | Others
39031 | Jk Lone Hospital Jaipur | Ice lined refrigerator | MF - 144 | 91009912 | Functional | Others
39032 | Bhadrawas Phc | Glucometer | Model not available | M100010233 | Functional | Others
39033 | Badgaon Chc | Freezes | MODEL NOT AVAILABLE | 3000205042 | Functional | Others
39034 | Badgaon Chc | Spot Light ( Portable ) | Model Not Available | 3000205050 | Functional | Others
39035 | Badgaon Chc | Syringe Needle Destroyer | Model not available | NBSD07725056 | Functional | Mrk Healthcare Pvt Ltd Delhi
39036 | Badgaon Chc | Syringe Needle Destroyer | Model not available | NBSD07714417 | Functional | Mrk Healthcare Pvt Ltd Delhi
39037 | Badgaon Chc | Instrument Sterilizer | Model Not Available | 27277 | Functional | Others
39038 | Badgaon Chc | O.T. Light Double Dome | SCLH-4 DUO | 3000205063 | Functional | Cognate India
39039 | Kakoda Phc | Centrifuge Machine ( 8 Tube) | Model Not Available | 3000141284 | Functional | Others
39040 | Kakoda Phc | Syringe Needle Destroyer | Model not available | 13H0055 | Functional | Others
39041 | Kakoda Phc | Glucometer | Model not available | 3000141287 | Functional | Others
39042 | Sms Hospital | Monocular Microscope | Model not available | 12A130 | Functional | Others
39043 | Chotisadadi Chc | Blood Bank Refrigerator | Model not available | 3000130866 | Functional | Others
39044 | Oadwada Phc | Syringe Needle Destroyer | Nulife - Dots | 3000119312 | Functional | Others
39045 | Sms Hospital | Monocular Microscope | Model not available | 125B1112 | Functional | Others
39046 | Chotisadadi Chc | Radiant Heat Warmer | Meditrin - Heat Warmer | 3000130826 | Not in use | Others
39047 | Chotisadadi Chc | Radiant Heat Warmer | Meditrin - Heat Warmer | 3000130827 | Not in use | Others
39048 | Chotisadadi Chc | ECG Machine (Single Channel) | Model Not Available | 3000130858 | Functional | Others
39049 | Patoda Phc | SPHYGMOMANOMETER(BP APPRATUS) | MODEL NOT AVAILABLE | 2000029333 | Non Functional Not Repairable | Others
39050 | Paraniya Phc | Semi Automated Chemistry Analyzer | Model not Available | 3000208499 | Functional | Others
39051 | Paraniya Phc | Semi Automated Chemistry Analyzer | Model not Available | 3000208495 | Functional | Others
39052 | Paraniya Phc | Semi Automated Chemistry Analyzer | Model not Available | 3000208497 | Functional | Others
39053 | Novi Phc | Hemoglobin meter | Model Not Available | 3000197888 | Functional | Others
39054 | City Dispensary Bhopalpura | Glucometer | Model not available | 3000043665 | Functional | Others
39055 | City Dispensary Bhopalpura | Glucometer | Model not available | 3000043666 | Functional | Others
39056 | City Dispensary Bhopalpura | Glucometer | Model not available | 3000043667 | Functional | Others
39057 | Paraniya Phc | FOOT OPERATED SUCTION MACHINE | MODEL NOT AVAILABLE | 3000208502 | Functional | Others
39058 | Sadri Chc | Instrument Sterilizer | Model Not Available | 3000197612 | Functional | Others
39059 | City Dispensary Bhopalpura | ESR Stand | Model not available | 3000043670 | Functional | Others
39060 | Paraniya Phc | Weighing Machine | MODEL NOT AVAILABLE | 3000208503 | Functional | Others
39061 | Patoda Phc | Freezes | MODEL NOT AVAILABLE | 2000029317 | Functional | Videocon Industries Ltd
39062 | City Dispensary Bhopalpura | Nebulizer | MODEL NOT AVAILABLE | 3000043671 | Functional | Others
39063 | City Dispensary Bhopalpura | Blood Bank Refrigerator | Model not available | 3000043672 | Functional | Haier Appliances India Pvt
39064 | Paraniya Phc | SPHYGMOMANOMETER(BP APPRATUS) | MODEL NOT AVAILABLE | 3000208506 | Functional | Others
39065 | Paraniya Phc | SPHYGMOMANOMETER(BP APPRATUS) | MODEL NOT AVAILABLE | 3000208507 | Functional | Others
39066 | Boosi Phc | Sahlis HB Meter | Model not available | 3000197539 | Functional | Others
39067 | Paraniya Phc | Binocular Microscope | Model Not Available | 3000208493 | Functional | Others
39068 | City Dispensary Bhopalpura | Suction Machine | Model Not Available | 3000043674 | Functional | Others
39069 | Paraniya Phc | Centrifuge Machine ( 4 Tube ) | Model not available | 3000208494 | Functional | Others
39070 | Patoda Phc | Centrifuge Machine ( 8 Tube) | Model Not Available | 4729 | Functional | Others
39071 | Madri Phc | Radiant Heat Warmer | Zeal - RHW 2101A | 3000204414 | Functional | Zeal Medical Pvt Ltd
39072 | Tilwasni Phc | SPHYGMOMANOMETER(BP APPRATUS) | MODEL NOT AVAILABLE | 1122005070784 | Functional | Others
39073 | Tilwasni Phc | SPHYGMOMANOMETER(BP APPRATUS) | ELITE | 209868 | Functional | Others
39074 | Gangatalai Chc | Radiant Heat Warmer | Model Not Available | 3000120763 | Functional | Others
39075 | Tilwasni Phc | Freezes | Kelvinator KGE 193 | 3.9124e+17 | Functional | Others
39076 | Ghata Ka Gao Phc | Binocular Microscope | Model Not Available | 3000210384 | Functional | Others
39077 | Ghata Ka Gao Phc | Binocular Microscope | Model Not Available | 3000210386 | Functional | Others
39078 | Dhansa Phc | FOOT OPERATED SUCTION MACHINE | SU-101 | 11286 | Functional | Others
39079 | Dhansa Phc | FOOT OPERATED SUCTION MACHINE | SU-101 | 3000119546 | Functional | Others
39080 | Bardiya Phc | SPHYGMOMANOMETER(BP APPRATUS) | MODEL NOT AVAILABLE | 3000135022 | Functional | Others
39081 | Bardiya Phc | SPHYGMOMANOMETER(BP APPRATUS) | MODEL NOT AVAILABLE | 3000135031 | Functional | Others
39082 | Dhansa Phc | Baby Weighing Machine | Crown | 3000119548 | Functional | Others
39083 | Khariya Mithapur Phc | Ice lined refrigerator | MF - 144 | 85001155 | Functional | Others
39084 | Banwarla Phc | Ice lined refrigerator | HBC-70 | 2000028842 | Functional | Others
39085 | Dhansa Phc | Instrument Sterilizer | Model Not Available | 3000119549 | Functional | Others
39086 | Sameja Kothi Chc Ganganagar | Centrifuge Machine ( 8 Tube) | Model Not Available | 3000041029 | Functional | Others
39087 | Sameja Kothi Chc Ganganagar | Binocular Microscope | Model Not Available | 3000041030 | Functional | Others
39088 | Dhansa Phc | Ice lined refrigerator | MK-144 | 3000119552 | Functional | Others
39089 | Bhasor Phc Dungarpur | SPHYGMOMANOMETER(BP APPRATUS) | MODEL NOT AVAILABLE | 3000210397 | Functional | Others
39090 | Dhansa Phc | Blood Bank Refrigerator | Model not available | 3000119553 | Functional | Others
39091 | Banwarla Phc | Freezes | VEE 184 | 2000036229 | Functional | Others
39092 | Dhansa Phc | Freezes | Kelvinator KGE 193 | 3000119554 | Functional | Others
39093 | Banwarla Phc | Micropipettes | MODEL NOT AVAILABLE | 2000036231 | Functional | Others
39094 | Sameja Kothi Chc Ganganagar | Glucometer | Model not available | 3000041032 | Functional | Others
39095 | Sameja Kothi Chc Ganganagar | Glucometer | Model not available | 3000041033 | Functional | Others
39096 | Khariya Mithapur Phc | Freezes | Kelvinator KGE 193 | 54157 | Functional | Others
39097 | Sameja Kothi Chc Ganganagar | Semi Automated Chemistry Analyzer | Model not Available | 3000041034 | Functional | Others
39098 | Sameja Kothi Chc Ganganagar | Semi Automated Chemistry Analyzer | Model not Available | 3000041036 | Functional | Others
39099 | Dhansa Phc | Binocular Microscope | Microlux - 16 | 12D/12640 | Functional | Others
39100 | Sameja Kothi Chc Ganganagar | Hemoglobin Analyzer | Model not available | 3000041035 | Functional | Others
39101 | Bhasor Phc Dungarpur | Weighing Machine | MODEL NOT AVAILABLE | 3000210394 | Functional | Others
39102 | Devli Kalaan Phc Nagaur | Binocular Microscope | Model Not Available | 2000028184 | Functional | Others
39103 | Devli Kalaan Phc Nagaur | Binocular Microscope | Model Not Available | 2000028206 | Functional | Others
39104 | Kochor Phc | Syringe Needle Destroyer | Model not available | 2000031259 | Functional | Others
39105 | City Dispensary Fateh Nagar | Centrifuge Machine ( 4 Tube ) | Model not available | 3000198057 | Functional | Others
39106 | Kotri Phc | Glucometer | Model not available | 3000199629 | Functional | Others
39107 | Kotri Phc | Ice lined refrigerator | Model Not Available | 3000199630 | Functional | Others
39108 | Devli Kalaan Phc Nagaur | Syringe Needle Destroyer | Model not available | 2000028185 | Functional | Others
39109 | Devli Kalaan Phc Nagaur | Syringe Needle Destroyer | Model not available | 2000028186 | Functional | Others
39110 | Devli Kalaan Phc Nagaur | Syringe Needle Destroyer | Model not available | 2000028188 | Functional | Others
39111 | Devli Kalaan Phc Nagaur | Syringe Needle Destroyer | Model not available | 2000028194 | Functional | Others
39112 | Devli Kalaan Phc Nagaur | Syringe Needle Destroyer | Model not available | 2000028202 | Functional | Others
39113 | Devli Kalaan Phc Nagaur | Syringe Needle Destroyer | Model not available | 2000028201 | Functional | Others
39114 | Devli Kalaan Phc Nagaur | Syringe Needle Destroyer | Model not available | 2000028199 | Functional | Others
39115 | Devli Kalaan Phc Nagaur | Syringe Needle Destroyer | Model not available | 2000028198 | Functional | Others
39116 | City Dispensary Fateh Nagar | Syringe Needle Destroyer | Model not available | 3000198059 | Functional | Others
39117 | Kotri Phc | Ice lined refrigerator | Model Not Available | 3000199631 | Functional | Others
39118 | Kotri Phc | Syringe Needle Destroyer | Model not available | 3000199633 | Functional | Others
39119 | Chokri Phc | Freezes | MODEL NOT AVAILABLE | 2000031279 | Functional | Lg
39120 | Kotri Phc | Baby Weighing Machine | Model Not Available | 3000199635 | Functional | Others
39121 | Chokri Phc | Monocular Microscope | Model not available | 2000031280 | Non Functional Not Repairable | Others
39122 | Kotri Phc | Syringe Needle Destroyer | Model not available | 3000199636 | Functional | Cmho Supply
39123 | Riyan Badi Chc | Spot Light ( Portable ) | Model Not Available | 2000030223 | Functional | Others
39124 | Chokri Phc | Binocular Microscope | Model Not Available | 2000031281 | Functional | Others
39125 | Kotri Phc | SPHYGMOMANOMETER(BP APPRATUS) | MODEL NOT AVAILABLE | 3000199637 | Functional | Others
39126 | Riyan Badi Chc | SPHYGMOMANOMETER(BP APPRATUS) | MODEL NOT AVAILABLE | 2000030224 | Functional | Others
39127 | Riyan Badi Chc | Instrument Sterilizer | Model Not Available | 2000030225 | Functional | Others
39128 | Chokri Phc | Syringe Needle Destroyer | Model not available | 2000031283 | Functional | Others
39129 | Kalayanpur Chc | Centrifuge Machine ( 8 Tube) | REMI - R303 | 3000134466 | Functional | Others
39130 | Kalayanpur Chc | Centrifuge Machine ( 8 Tube) | REMI - R303 | 3000134479 | Functional | Others
39131 | Som Phc | Syringe Needle Destroyer | Model not available | 3000205512 | Functional | Bhasin Sons Private Limited
39132 | Kesarisinghpur Chc | Sahlis HB Meter | Model not available | 3000048747 | Functional | Others
39133 | Nimbol Phc | Syringe Needle Destroyer | BS-949 | 3000202139 | Functional | Others
39134 | Barapal Phc | Spot Light ( Portable ) | Model Not Available | 3000204358 | Non Functional Repairable | Others
39135 | Boosi Phc | Weighing Machine | MODEL NOT AVAILABLE | 3000197535 | Functional | Others
39136 | Som Phc | SPHYGMOMANOMETER(BP APPRATUS) | MODEL NOT AVAILABLE | 3000205513 | Functional | Others
39137 | Phagalwa Phc | Hemoglobin meter | Model Not Available | 2000029482 | Non Functional Not Repairable | Zeal Medical Pvt Ltd
39138 | Gopalpura Phc | Instrument Sterilizer | Model Not Available | 3000259191 | Functional | Others
39139 | Kukanwali Phc | Freezes | MODEL NOT AVAILABLE | 2000028292 | Functional | Others
39140 | Ahore Chc | Blood Mixer ( Roller Mixer ) | Model not available | 3000119387 | Functional | Others
39141 | Barapal Phc | Blood Bank Refrigerator | Model not available | 3000204360 | Functional | Haier Appliances India Pvt
39142 | Som Phc | Syringe Needle Destroyer | Model not available | 3000205515 | Functional | Bhasin Sons Private Limited
39143 | Boosi Phc | Centrifuge Machine ( 8 Tube) | Model Not Available | 3000197536 | Functional | Others
39144 | Barapal Phc | Centrifuge Machine ( 4 Tube ) | Model not available | 3000204361 | Functional | Others
39145 | Gangori Hospital | Centrifuge Machine ( 16 Tube ) | Model not available | 3000230642 | Functional | Others
39146 | Kalayanpur Chc | Incubator | MODEL NOT AVAILABLE | 3000134473 | Functional | Others
39147 | Punali Phc | Centrifuge Machine ( 12 Tube ) | Model Not Available | 3000207981 | Functional | Others
39148 | Punali Phc | Centrifuge Machine ( 12 Tube ) | Model Not Available | 3000207982 | Functional | Others
39149 | Ahore Chc | Micropipettes | MODEL NOT AVAILABLE | 13060545 | Functional | Others
39150 | Ahore Chc | Micropipettes | MODEL NOT AVAILABLE | 13060443 | Functional | Others
39151 | Ahore Chc | Micropipettes | MODEL NOT AVAILABLE | 13026352 | Functional | Others
39152 | Ahore Chc | Micropipettes | MODEL NOT AVAILABLE | 3000119391 | Functional | Others
39153 | Ahore Chc | Micropipettes | MODEL NOT AVAILABLE | 3000119392 | Functional | Others
39154 | Nimbol Phc | SPHYGMOMANOMETER(BP APPRATUS) | MODEL NOT AVAILABLE | 3000202136 | Functional | Others
39155 | Kukanwali Phc | Blood Bank Refrigerator | Model not available | 2000028295 | Functional | Others
39156 | Sanwad Chc | Syringe Needle Destroyer | Model not available | 26488 | Functional | Mrk Healthcare Pvt Ltd Delhi
39157 | Kakradi Phc Pali | Sahlis HB Meter | Model not available | 3000197250 | Functional | Others
39158 | Kawantia Hospital Dh | Nebulizer | MODEL NOT AVAILABLE | 117731 | Functional | Others
39159 | Vijaynagar Chc Ganganagar | Syringe Needle Destroyer | Model not available | 3000041380 | Functional | Others
39160 | M G Hospital Banswara Dh | Defibrillator | DF 2509 | 3000207122 | Not in use | Others
39161 | Naai Chc | Syringe Needle Destroyer | Model not available | 3000204251 | Functional | Others
39162 | Gudamalani Chc | Water Bath | Model not available | 653750 | Functional | Others
39163 | Bajju Chc | Weighing Machine | MODEL NOT AVAILABLE | 3000045367 | Functional | Others
39164 | Nahargarh Phc | Glucometer | Model not available | 3000208484 | Functional | Others
39165 | Sayla Chc | Sahlis HB Meter | Model not available | 3000119452 | Functional | Others
39166 | Kawantia Hospital Dh | Nebulizer | Nuneb Pro | PCB44793 | Functional | Others
39167 | Naai Chc | Ice lined refrigerator | Model Not Available | 3000204254 | Functional | Vestfrost Solutions
39168 | Vijaynagar Chc Ganganagar | Autoclave | Model not available | 3000041386 | Functional | Others
39169 | Raipur Chc | Incubator | MODEL NOT AVAILABLE | 3000214280 | Functional | Others
39170 | Nahargarh Phc | Radiant Heat Warmer | Model Not Available | 3000208492 | Functional | Others
39171 | Gudamalani Chc | Blood Bank Refrigerator | Authentic - BBR 50 Dx R | 3000134788 | Functional | Others
39172 | Gudamalani Chc | Blood Bank Refrigerator | Authentic - BBR 50 Dx R | 3000134808 | Functional | Others
39173 | Mirzawali Meher Phc Hanumangarh | Centrifuge Machine ( 4 Tube ) | Model not available | 3000043037 | Functional | Others
39174 | Deegrana Phc | SPHYGMOMANOMETER(BP APPRATUS) | MODEL NOT AVAILABLE | 3000202134 | Functional | Others
39175 | Mirzawali Meher Phc Hanumangarh | Syringe Needle Destroyer | Model not available | 3000043041 | Functional | Others
39176 | B.D.K. Hospital Jhunjhunu Dh | Binocular Microscope | Model Not Available | 2000021603 | Functional | Others
39177 | M G Hospital Banswara Dh | Suction Machine | Model Not Available | 3000207146 | Not in use | Others
39178 | Sisoda Phc | Baby Weighing Machine | Model Not Available | 3000210256 | Functional | Others
39179 | Sisoda Phc | Baby Weighing Machine | Model Not Available | 3000210255 | Functional | Others
39180 | Raipur Chc | Blood Cell Counter - 3 part | Model not available | 304ES0H05544 | Functional | Others
39181 | Phalasiya Chc | Freezes | MODEL NOT AVAILABLE | 3000205479 | Functional | Videocon Industries Ltd
39182 | Phalasiya Chc | Glucometer | Model not available | G13120303-440 | Functional | Others
39183 | Dhansa Phc | Syringe Needle Destroyer | Microsil - ND350 | 6537 | Functional | Others
39184 | Khariya Mithapur Phc | SPHYGMOMANOMETER(BP APPRATUS) | MODEL NOT AVAILABLE | 47994 | Functional | Cmho Supply
39185 | Banwarla Phc | Centrifuge Machine ( 8 Tube) | REMI - R4C | 2000036233 | Functional | Others
39186 | Bhasor Phc Dungarpur | Baby Weighing Machine | Model Not Available | 3000210393 | Functional | Others
39187 | Khariya Mithapur Phc | Syringe Needle Destroyer | Nulife - Dots | 47995 | Functional | Others
39188 | Sameja Kothi Chc Ganganagar | Weighing Machine | MODEL NOT AVAILABLE | 3000041037 | Functional | Others
39189 | Sameja Kothi Chc Ganganagar | Weighing Machine | MODEL NOT AVAILABLE | 3000041046 | Functional | Others
39190 | Bardiya Phc | Monocular Microscope | Model not available | 3000135024 | Functional | Others
39191 | Tarnau Phc | Radiant Heat Warmer | Zeal - RHW 2101A | 2000036476 | Functional | Others
39192 | Bardiya Phc | Blood Bank Refrigerator | Model not available | 3000135026 | Functional | Others
39193 | Bardiya Phc | Blood Bank Refrigerator | Model not available | 3000135033 | Functional | Others
39194 | Bardiya Phc | Blood Bank Refrigerator | Model not available | 3000135034 | Functional | Others
39195 | Tarnau Phc | Radiant Heat Warmer | Meditrin - Heat Warmer | RHW2101A/1013/2374 | Functional | Others
39196 | Sameja Kothi Chc Ganganagar | Instrument Sterilizer | Model Not Available | 3000041045 | Functional | Others
39197 | Bardiya Phc | Autoclave | Model not available | 2218 | Functional | Others
39198 | Tarnau Phc | Hydraulic Operation Table | MODEL NOT AVAILABLE | 2000036477 | Functional | Others
39199 | Sameja Kothi Chc Ganganagar | Ice lined refrigerator | MK - 142 | 3000041047 | Functional | Others
39200 | Ganoda Chc | Instrument Sterilizer | Model Not Available | 3000207271 | Functional | Others
39201 | Police Dispensary Pali | Freezes | MODEL NOT AVAILABLE | 1209032246 | Functional | Others
39202 | Sameja Kothi Chc Ganganagar | SPHYGMOMANOMETER(BP APPRATUS) | MODEL NOT AVAILABLE | 3000041049 | Functional | Others
39203 | Sameja Kothi Chc Ganganagar | SPHYGMOMANOMETER(BP APPRATUS) | MODEL NOT AVAILABLE | 3000041050 | Functional | Others
39204 | Siwana Chc | Centrifuge Machine ( 8 Tube) | REMI - R4C | 1966 | Functional | Others
39205 | Siwana Chc | Centrifuge Machine ( 8 Tube) | REMI - R4C | 3000134374 | Functional | Others
39206 | Siwana Chc | Centrifuge Machine ( 8 Tube) | REMI - R4C | 3000134375 | Functional | Others
39207 | Sewari Phc | Syringe Needle Destroyer | BS-949 | 3000197337 | Functional | Others
39208 | Tarnau Phc | Baby Weighing Machine | Docbel Braun | 2000036480 | Functional | Others
39209 | Kotri Phc | Blood Bank Refrigerator | Model not available | 3000199638 | Functional | Others
39210 | Basni Chc | Incubator | MODEL NOT AVAILABLE | 2000030479 | Functional | Others
39211 | Basni Chc | Incubator | MODEL NOT AVAILABLE | 2000030480 | Functional | Others
39212 | Basni Chc | Incubator | MODEL NOT AVAILABLE | 2000030482 | Functional | Others
39213 | Basni Chc | Incubator | MODEL NOT AVAILABLE | 2000030481 | Functional | Others
39214 | Basni Chc | Incubator | MODEL NOT AVAILABLE | 2000030483 | Functional | Others
39215 | Basni Chc | Binocular Microscope | Model Not Available | 2000030484 | Functional | Others
39216 | Basni Chc | Binocular Microscope | Model Not Available | 2000030485 | Functional | Others
39217 | Basni Chc | Binocular Microscope | Model Not Available | 2000030488 | Functional | Others
39218 | Riyan Badi Chc | Fetal Doppler | MODEL NOT AVAILABLE | 123 | Functional | Others
39219 | Basni Chc | SPHYGMOMANOMETER(BP APPRATUS) | MODEL NOT AVAILABLE | 2000030490 | Functional | Others
39220 | Basni Chc | SPHYGMOMANOMETER(BP APPRATUS) | MODEL NOT AVAILABLE | 2000030491 | Functional | Others
39221 | Basni Chc | SPHYGMOMANOMETER(BP APPRATUS) | MODEL NOT AVAILABLE | 2000030495 | Functional | Others
39222 | Basni Chc | SPHYGMOMANOMETER(BP APPRATUS) | MODEL NOT AVAILABLE | 2000030496 | Functional | Others
39223 | Basni Chc | SPHYGMOMANOMETER(BP APPRATUS) | MODEL NOT AVAILABLE | 2000030497 | Functional | Others
39224 | Basni Chc | SPHYGMOMANOMETER(BP APPRATUS) | MODEL NOT AVAILABLE | 2000030498 | Functional | Others
39225 | Basni Chc | SPHYGMOMANOMETER(BP APPRATUS) | MODEL NOT AVAILABLE | 2000030499 | Functional | Others
39226 | Pahada Phc | Centrifuge Machine ( 6 Tube ) | Model Not Available | 3000135083 | Functional | Others
39227 | Pahada Phc | Monocular Microscope | Model not available | 3000135084 | Functional | Others
39228 | Basni Chc | Ice lined refrigerator | Model Not Available | 20000330518 | Functional | Others
39229 | Basni Chc | Ice lined refrigerator | Model Not Available | 2000030519 | Functional | Others
39230 | Pahada Phc | Blood Bank Refrigerator | Model not available | 3000135085 | Functional | Others
39231 | Basni Chc | Syringe Needle Destroyer | Model not available | 2000030534 | Functional | Others
39232 | Basni Chc | Syringe Needle Destroyer | Model not available | 2000030535 | Functional | Others
39233 | Basni Chc | Syringe Needle Destroyer | Model not available | 2000030536 | Functional | Others
39234 | Basni Chc | Syringe Needle Destroyer | Model not available | 2000030537 | Functional | Others
39235 | Basni Chc | Syringe Needle Destroyer | Model not available | 2000030538 | Functional | Others
39236 | Punali Phc | Syringe Needle Destroyer | Model not available | 3000207986 | Functional | Others
39237 | Punali Phc | Syringe Needle Destroyer | Model not available | 3000207987 | Functional | Others
39238 | Raipur Chc | Spot Light ( Portable ) | Model Not Available | 3000214262 | Functional | Others
39239 | Devla Phc | Weighing Machine | MODEL NOT AVAILABLE | 30001307841 | Functional | Others
39240 | Boosi Phc | Sahlis HB Meter | Model not available | 3000197538 | Functional | Others
39241 | Lambiya P - Phc | Suction Machine | Model Not Available | 3000202471 | Functional | Cmho Supply
39242 | Devla Phc | Weighing Machine | MODEL NOT AVAILABLE | 3000130784 | Functional | Others
39243 | Ahore Chc | Freezes | MODEL NOT AVAILABLE | 3000119395 | Functional | Others
39244 | Ahore Chc | Syringe Needle Destroyer | Microsil - ND350 | 8607 | Functional | Others
39245 | Arthuna Chc | Spot Light ( Portable ) | Model Not Available | 3000207333 | Not in use | Others
39246 | Sadri Chc | Ice lined refrigerator | HBC-70 | 3000197632 | Functional | Haier Appliances India Pvt
39247 | Gulabpura Chc | Spot Light ( Portable ) | Model Not Available | 3000126041 | Functional | Others
39248 | Gopalpura Phc | Glucometer | Model not available | 3000259199 | Functional | Others
39249 | Mandwa Phc | Fetal Doppler | MODEL NOT AVAILABLE | 3000205589 | Functional | Others
39250 | Gopalpura Phc | Hemoglobin meter | Model Not Available | 3000259200 | Functional | Others
39251 | Mandwa Phc | Baby Weighing Machine | Model Not Available | 3000205590 | Functional | Crown Digital Scales Inc
39252 | Nokha Chc | Syringe Needle Destroyer | Model not available | 3000045297 | Functional | Others
39253 | Gopalpura Phc | Binocular Microscope | Model Not Available | 3000259202 | Functional | Others
39254 | Gopalpura Phc | Hemoglobin meter | Model Not Available | 406 | Functional | Others
39255 | Phagalwa Phc | FOOT OPERATED SUCTION MACHINE | MODEL NOT AVAILABLE | 2000029491 | Non Functional Not Repairable | Zeal Medical Pvt Ltd
39256 | Gulabpura Chc | Phototherepy Unit | MODEL NOT AVAILABLE | 3000126035 | Functional | Others
39257 | Bhanwargarh Phc | Radiant Heat Warmer | Model Not Available | 3000208508 | Functional | Others
39258 | Gulabpura Chc | Phototherepy Unit | MODEL NOT AVAILABLE | 3000126036 | Functional | Others
39259 | Gulabpura Chc | SPHYGMOMANOMETER(BP APPRATUS) | MODEL NOT AVAILABLE | 277352 | Functional | Others
39260 | Bhanwargarh Phc | FOOT OPERATED SUCTION MACHINE | MODEL NOT AVAILABLE | 3000208510 | Functional | Others
39261 | Jagat Phc | Pulse Oxymeter | Model Not Available | 3000198378 | Functional | Others
39262 | Lambiya P - Phc | SPHYGMOMANOMETER(BP APPRATUS) | MODEL NOT AVAILABLE | 3000202483 | Functional | Cmho Supply
39263 | Phalasiya Chc | Glucometer | Model not available | M20M00012-08 | Functional | Others
39264 | Satelite Hospital Hiran Magri Sec 5 Udaipur | O.T. Light Double Dome | MODEL NOT AVAILABLE | 3000040040 | Functional | Others
39265 | Satelite Hospital Hiran Magri Sec 5 Udaipur | Defibrillator | DF 2509 | 3000040042 | Functional | Bpl Medical Technologies
39266 | Sundlak Phc | Binocular Microscope | Model Not Available | 3000203647 | Functional | Cmho Supply
39267 | Raniwada Chc | Ice lined refrigerator | MK-144 | 20031501922 | Functional | Others
39268 | Rawatsar Chc | Defibrillator | MODEL NOT AVAILABLE | 3000044507 | Functional | Schiller Healthcare India Pvt Ltd
39269 | Jawahar Hospital Jaisalmer Dh | Ventilator | Model Not Available | 3000056339 | Functional | Others
39270 | Raniwada Chc | Blood Bank Refrigerator | Model not available | 3000119847 | Functional | Others
39271 | Raniwada Chc | Blood Bank Refrigerator | Model not available | 3000119848 | Functional | Others
39272 | Sundlak Phc | Blood Bank Refrigerator | Model not available | 3000203654 | Functional | Others
39273 | M G Hospital Banswara Dh | Baby Weighing Machine | Model Not Available | 3000207115 | Functional | Others
39274 | M G Hospital Banswara Dh | Fetal Doppler | MODEL NOT AVAILABLE | 3000207116 | Functional | Others
39275 | Nokha Chc | Freezes | MODEL NOT AVAILABLE | 3000045253 | Functional | Others
39276 | Raniwada Chc | Binocular Microscope | Model Not Available | 0228/Y | Functional | Others
39277 | Raniwada Chc | SPHYGMOMANOMETER(BP APPRATUS) | MODEL NOT AVAILABLE | 3000119858 | Functional | Others
39278 | Pali Phc | Autoclave | Model not available | 3000199654 | Functional | Others
39279 | Raniwada Chc | Labour Table | Model Not Available | 3000119859 | Functional | Others
39280 | Dungarsaran Chc Dungarpur | Binocular Microscope | Model Not Available | 3000210332 | Functional | Others
39281 | Dungarsaran Chc Dungarpur | Binocular Microscope | Model Not Available | 3000210038 | Functional | Others
39282 | Shishu Phc | Syringe Needle Destroyer | Nulife - Dots | NBCD0724936 | Functional | Mrk Healthcare Pvt Ltd Delhi
39283 | Ladhuwala Phc | Centrifuge Machine ( 4 Tube ) | Model not available | 3000048452 | Functional | Others
39284 | Raniwada Chc | Spot Light ( Portable ) | Model Not Available | 3000119861 | Functional | Others
39285 | Raniwada Chc | Instrument Sterilizer | Model Not Available | 3000119862 | Functional | Others
39286 | Nokha Chc | Weighing Machine | MODEL NOT AVAILABLE | 3000045318 | Functional | Others
39287 | Bhadsiya Phc | Centrifuge Machine ( 6 Tube ) | REMI - C 854/6 | 2000028720 | Functional | Others
39288 | Nimbol Phc | Weighing Machine | MODEL NOT AVAILABLE | 3000202146 | Functional | Bhaseen Health Products Pvt Ltd
39289 | Boosi Phc | Syringe Needle Destroyer | BS-949 | 3000197531 | Functional | Bhasin Sons Private Limited
39290 | City Dispensary Bhopalpura | Weighing Machine | MODEL NOT AVAILABLE | 3000043679 | Functional | Others
39291 | City Dispensary Bhopalpura | Weighing Machine | MODEL NOT AVAILABLE | 3000043680 | Functional | Others
39292 | City Dispensary Bhopalpura | Weighing Machine | MODEL NOT AVAILABLE | 3000043681 | Functional | Others
39293 | Kunni Phc Pratapgarh | Baby Weighing Machine | Model Not Available | 30001306342 | Functional | Others
39294 | Singod Phc | Freezes | MODEL NOT AVAILABLE | 306nrdz204349 | Functional | Others
39295 | Khajuwala Chc | Centrifuge Machine ( 12 Tube ) | Model Not Available | 3000042411 | Functional | Others
39296 | Ramsinghpur Phc | Freezes | MODEL NOT AVAILABLE | 3000041172 | Functional | Others
39297 | Ramsinghpur Phc | Freezes | MODEL NOT AVAILABLE | 3000041179 | Functional | Others
39298 | Ramsinghpur Phc | Freezes | MODEL NOT AVAILABLE | 25116667 | Functional | Others
39299 | Savina Phc | Glucometer | Model not available | M20M0000446 | Functional | Others
39300 | Gulabpura Chc | Binocular Microscope | Model Not Available | 27347 | Functional | Others
39301 | Birai Phc | Centrifuge Machine ( 4 Tube ) | Model not available | 49719 | Functional | Others
39302 | Savina Phc | Ice lined refrigerator | MK - 142 | 24121699 | Functional | Haier Appliances India Pvt
39303 | Birai Phc | Binocular Microscope | BLS 116 | 6735 | Functional | Others
39304 | Savina Phc | Ice lined refrigerator | SB 142 | 257/7530 | Functional | Others
39305 | Khwaspura Phc | Binocular Microscope | Model Not Available | 3000054251 | Functional | Others
39306 | Savina Phc | Syringe Needle Destroyer | Nulife - Dots | 3000204371 | Functional | Others
39307 | Birai Phc | Syringe Needle Destroyer | Nulife - Dots | NBSD0715544 | Functional | Others
39308 | Khwaspura Phc | Instrument Sterilizer | Model Not Available | 3000054256 | Functional | Others
39309 | Birai Phc | Autoclave | Model not available | 49728 | Functional | Cmho Supply
39310 | Boosi Phc | SPHYGMOMANOMETER(BP APPRATUS) | MODEL NOT AVAILABLE | 1538666 | Functional | Others
39311 | Singod Phc | Syringe Needle Destroyer | Model not available | NBSD0726108 | Functional | Others
39312 | Sadri Chc | Semi Automated Chemistry Analyzer | 3300 | 3000197616 | Functional | Awarness Technologies
39313 | Singod Phc | SPHYGMOMANOMETER(BP APPRATUS) | MODEL NOT AVAILABLE | 3000222350 | Functional | Others
39314 | Khwaspura Phc | Ice lined refrigerator | HBC-70 | 3000054258 | Functional | Others
39315 | Police Dispensary Pali | Glucometer | Model not available | 3000124730 | Functional | Others
39316 | Khariya Mithapur Phc | Instrument Sterilizer | Model Not Available | 54153 | Functional | Cmho Supply
39317 | Basni Chc | Syringe Needle Destroyer | Model not available | 2000030539 | Functional | Others
39318 | Basni Chc | Syringe Needle Destroyer | Model not available | 2000030540 | Functional | Others
39319 | Basni Chc | Syringe Needle Destroyer | Model not available | 2000030541 | Functional | Others
39320 | Basni Chc | Syringe Needle Destroyer | Model not available | 2000030542 | Functional | Others
39321 | Basni Chc | Syringe Needle Destroyer | Model not available | 2000030504 | Functional | Others
39322 | Riyan Badi Chc | Baby Weighing Machine | Model Not Available | 2000030216 | Functional | Others
39323 | Riyan Badi Chc | Baby Weighing Machine | Model Not Available | 2000030218 | Functional | Others
39324 | Riyan Badi Chc | Labour Table | Model Not Available | 2000030219 | Functional | Others
39325 | Riyan Badi Chc | Labour Table | Model Not Available | 2000030220 | Functional | Others
39326 | Riyan Badi Chc | Ice lined refrigerator | MK - 142 | 25011816 | Functional | Others
39327 | Riyan Badi Chc | Ice lined refrigerator | MK - 142 | 25116623 | Functional | Others
39328 | Pahada Phc | Radiant Heat Warmer | Meditrin - Heat Warmer | 3000135088 | Functional | Others
39329 | Pahada Phc | Syringe Needle Destroyer | Model not available | 3000135092 | Functional | Others
39330 | Riyan Badi Chc | SPHYGMOMANOMETER(BP APPRATUS) | MODEL NOT AVAILABLE | 2000030211 | Functional | Others
39331 | Riyan Badi Chc | SPHYGMOMANOMETER(BP APPRATUS) | MODEL NOT AVAILABLE | 2000030207 | Functional | Others
39332 | Riyan Badi Chc | SPHYGMOMANOMETER(BP APPRATUS) | MODEL NOT AVAILABLE | 2000030201 | Functional | Others
39333 | Riyan Badi Chc | SPHYGMOMANOMETER(BP APPRATUS) | MODEL NOT AVAILABLE | 2000030227 | Functional | Others
39334 | Pahada Phc | Instrument Sterilizer | Model Not Available | 3000135090 | Functional | Others
39335 | Keshriyawad Phc Pratapgarh | SPHYGMOMANOMETER(BP APPRATUS) | MODEL NOT AVAILABLE | 3000130766 | Functional | Others
39336 | Keshriyawad Phc Pratapgarh | Syringe Needle Destroyer | Model not available | 3000130767 | Functional | Others
39337 | Ramnagar Phc | Binocular Microscope | Model Not Available | 3000280247 | Functional | Others
39338 | Keshriyawad Phc Pratapgarh | Baby Weighing Machine | Model Not Available | 3000130769 | Functional | Others
39339 | Keshriyawad Phc Pratapgarh | Baby Weighing Machine | Model Not Available | 3000130770 | Functional | Others
39340 | Mathana Phc | Binocular Microscope | Model Not Available | 3000203656 | Functional | Others
39341 | Keshriyawad Phc Pratapgarh | Radiant Heat Warmer | Model Not Available | 3000130771 | Functional | Others
39342 | Shergarh Chc | Incubator | MODEL NOT AVAILABLE | 20020 | Functional | Others
39343 | Sargoth Phc | Syringe Needle Destroyer | Model not available | 2000029128 | Non Functional Not Repairable | Others
39344 | Ahore Chc | Instrument Sterilizer | Model Not Available | 3000119408 | Functional | Others
39345 | Ahore Chc | Instrument Sterilizer | Model Not Available | 3000119411 | Functional | Others
39346 | Lambiya P - Phc | Syringe Needle Destroyer | Model not available | 3000202484 | Functional | Cmho Supply
39347 | Phagalwa Phc | Weighing Machine | MODEL NOT AVAILABLE | 2000029494 | Functional | Others
39348 | Bhanwargarh Phc | SPHYGMOMANOMETER(BP APPRATUS) | MODEL NOT AVAILABLE | 3000208512 | Functional | Others
39349 | Padukalaan Phc | Instrument Sterilizer | Model Not Available | 5512009 | Functional | Others
39350 | Gulabpura Chc | Intensive Care Bed | Model Not Available | 3000126023 | Functional | Others
39351 | Ahore Chc | Autoclave | Model not available | 3000119409 | Functional | Others
39352 | Bhanwargarh Phc | Binocular Microscope | Microlux - 16 | 3000208513 | Functional | Others
39353 | Bhanwargarh Phc | Binocular Microscope | Microlux - 16 | 3000208514 | Functional | Others
39354 | Lambiya P - Phc | Syringe Needle Destroyer | Microsil - ND350 | 3000202472 | Functional | Others
39355 | Bhanpura Phc | Centrifuge Machine ( 8 Tube) | Model Not Available | 3000052275 | Functional | Others
39356 | Phagalwa Phc | Baby Weighing Machine | Model Not Available | 2000029496 | Functional | Others
39357 | Ahore Chc | Suction Machine | Model Not Available | 3000119405 | Functional | Others
39358 | Bhanwargarh Phc | Centrifuge Machine ( 4 Tube ) | Model not available | 3000208515 | Functional | Others
39359 | Gulabpura Chc | SPHYGMOMANOMETER(BP APPRATUS) | MODEL NOT AVAILABLE | 3000126025 | Functional | Others
39360 | Bhanpura Phc | Glucometer | Model not available | M20M0000448 | Functional | Others
39361 | Raipur Chc | Radiant Heat Warmer | Meditrin - Heat Warmer | NRHM/WM09/181 | Functional | Others
39362 | Jagat Phc | Glucometer | Model not available | EBG13120303457 | Functional | Others
39363 | Gulabpura Chc | Syringe Needle Destroyer | Model not available | 3000126026 | Functional | Others
39364 | Ridmalsar Chc Ganganagar | Centrifuge Machine ( 4 Tube ) | Model not available | 3000048959 | Functional | Others
39365 | Phagalwa Phc | SPHYGMOMANOMETER(BP APPRATUS) | MODEL NOT AVAILABLE | 2000029497 | Non Functional Not Repairable | Others
39366 | Phagalwa Phc | SPHYGMOMANOMETER(BP APPRATUS) | MODEL NOT AVAILABLE | 2000029498 | Non Functional Not Repairable | Others
39367 | Phagalwa Phc | SPHYGMOMANOMETER(BP APPRATUS) | MODEL NOT AVAILABLE | 2000029499 | Non Functional Not Repairable | Others
39368 | Phagalwa Phc | SPHYGMOMANOMETER(BP APPRATUS) | MODEL NOT AVAILABLE | 2000029500 | Non Functional Not Repairable | Others
39369 | Jagat Phc | Centrifuge Machine ( 4 Tube ) | Model not available | 3000198371 | Functional | Others
39370 | Lambiya P - Phc | SPHYGMOMANOMETER(BP APPRATUS) | BPMR-112 | 3000202475 | Functional | Cmho Supply
39371 | Phagalwa Phc | Syringe Needle Destroyer | Model not available | 2000029478 | Functional | Others
39372 | Morjanda Phc | Ice lined refrigerator | HBC-70 | 3000048629 | Functional | Others
39373 | Morjanda Phc | Ice lined refrigerator | HBC-70 | 3000048630 | Functional | Others
39374 | Som Phc | Binocular Microscope | Microlux - 16 | 8701 | Functional | Ajay Optical India
39375 | Som Phc | Centrifuge Machine ( 4 Tube ) | Model not available | 3000205509 | Functional | Others
39376 | Kalayanpur Chc | Instrument Sterilizer | Model Not Available | 3177 | Functional | Others
39377 | Nimbol Phc | Freezes | MODEL NOT AVAILABLE | 3000202141 | Functional | Others
39378 | Kalayanpur Chc | SPHYGMOMANOMETER(BP APPRATUS) | MODEL NOT AVAILABLE | 1000649 | Functional | Others
39379 | Gopalpura Phc | SPHYGMOMANOMETER(BP APPRATUS) | MODEL NOT AVAILABLE | 3000259189 | Functional | Others
39380 | Barapal Phc | Radiant Heat Warmer | Model Not Available | 3000204357 | Functional | Meditrin Instruments
39381 | Raipur Chc | Pulse Oxymeter | Model 900 | EA07C00650 | Functional | Others
39382 | Kesarisinghpur Chc | Glucometer | Model not available | 3000048748 | Functional | Others
39383 | Nimbol Phc | SPHYGMOMANOMETER(BP APPRATUS) | MODEL NOT AVAILABLE | 3000202138 | Functional | Others
39384 | Gulabpura Chc | Baby Weighing Machine | Model Not Available | 3000126032 | Functional | Others
39385 | Gangori Hospital | Incubator | Yorco - YSI - 438D | 3000230645 | Functional | Others
39386 | Phagalwa Phc | Suction Machine | Model Not Available | 2000029490 | Functional | Zeal Medical Pvt Ltd
39387 | Mandwa Phc | Radiant Heat Warmer | Model Not Available | RHW2101A/0713/364 | Functional | Zeal Medical Pvt Ltd
39388 | Lambiya P - Phc | Baby Weighing Machine | Model Not Available | 3000202482 | Functional | Others
39389 | Jagat Phc | Radiant Heat Warmer | Zeal - RHW 2101A | RHW2101A/0713/423 | Functional | Zeal Medical Pvt Ltd
39390 | Raipur Chc | Hot Air Oven | Model not available | 3000214273 | Functional | Others
39391 | Kamrania Phc | Freezes | MODEL NOT AVAILABLE | 3000041131 | Functional | Others
39392 | Kamrania Phc | Freezes | MODEL NOT AVAILABLE | 3000041137 | Functional | Others
39393 | Jagat Phc | Instrument Sterilizer | Model Not Available | 3000198366 | Functional | Others
39394 | Bhanwargarh Phc | Baby Weighing Machine | Model Not Available | 3000208509 | Functional | Others
39395 | Jagat Phc | Fetal Doppler | MODEL NOT AVAILABLE | 2012FQ317 | Functional | Others
39396 | Nokha Chc | Radiant Heat Warmer | Model Not Available | 300004533 | Functional | Others
39397 | Banwarla Phc | Blood Bank Refrigerator | MF114 | 2000028843 | Functional | Others
39398 | Khariya Mithapur Phc | Ice lined refrigerator | MK-144 | 54156 | Functional | Others
39399 | Dhansa Phc | Labour Table | Model Not Available | 3000119551 | Functional | Others
39400 | Banwarla Phc | Nebulizer | MODEL NOT AVAILABLE | 2000028845 | Functional | Others
39401 | Sameja Kothi Chc Ganganagar | Syringe Needle Destroyer | Model not available | 3000041031 | Functional | Others
39402 | Sameja Kothi Chc Ganganagar | Syringe Needle Destroyer | Model not available | 3000041038 | Functional | Others
39403 | Sameja Kothi Chc Ganganagar | Syringe Needle Destroyer | Model not available | 3000041043 | Functional | Others
39404 | Bhasor Phc Dungarpur | SPHYGMOMANOMETER(BP APPRATUS) | MODEL NOT AVAILABLE | 3000210396 | Functional | Others
39405 | Bekariya Chc | ECG Machine (Single Channel) | Model Not Available | K13A068 | Functional | Schiller Healthcare India Pvt Ltd
39406 | Dhansa Phc | Centrifuge Machine ( 4 Tube ) | Model not available | 3000119557 | Functional | Others
39407 | Siwana Chc | Blood Mixer ( Roller Mixer ) | Model not available | 12315 | Functional | Others
39408 | Siwana Chc | Blood Mixer ( Roller Mixer ) | Model not available | 610751 | Functional | Others
39409 | Padukalaan Phc | Syringe Needle Destroyer | Model not available | 2000036372 | Functional | Others
39410 | Padukalaan Phc | Syringe Needle Destroyer | Model not available | 6010 | Functional | Others
39411 | Padukalaan Phc | Syringe Needle Destroyer | Model not available | 8960 | Functional | Others
39412 | Dhansa Phc | Binocular Microscope | Microlux - 16 | 81411 | Functional | Others
39413 | Bhasor Phc Dungarpur | Syringe Needle Destroyer | Model not available | 3000210395 | Functional | Others
39414 | Siwana Chc | Colorimeter | MODEL NOT AVAILABLE | 2373 | Functional | Others
39415 | Khariya Mithapur Phc | Binocular Microscope | Labomed - Vision 2000 | 3915 | Functional | Others
39416 | Bardiya Phc | Weighing Machine | MODEL NOT AVAILABLE | 3000135023 | Functional | Others
39417 | Salwakalaan Phc | Centrifuge Machine ( 8 Tube) | REMI - R 8C | 3000054355 | Functional | Others
39418 | Bardiya Phc | Centrifuge Machine ( 4 Tube ) | Model not available | 3000135025 | Functional | Others
39419 | Sameja Kothi Chc Ganganagar | Radiant Heat Warmer | Meditrin - Heat Warmer | 3000041040 | Functional | Others
39420 | Sameja Kothi Chc Ganganagar | Radiant Heat Warmer | Meditrin - Heat Warmer | 3000041041 | Functional | Others
39421 | Ganoda Chc | Syringe Needle Destroyer | Model not available | 3000207272 | Functional | Others
39422 | Tarnau Phc | Suction Machine | HI VAC | 3J4704 | Functional | Others
39423 | Tarnau Phc | Spot Light ( Portable ) | Model Not Available | 2000036479 | Functional | Others
39424 | Arnod Chc | Sahlis HB Meter | Model not available | 3000130511 | Functional | Others
39425 | Arnod Chc | Sahlis HB Meter | Model not available | 3000130513 | Functional | Others
39426 | Gudamalani Chc | 300mA X-Ray Machine | Model not available | 3000134774 | Functional | Others
39427 | Naai Chc | Blood Mixer ( Roller Mixer ) | Model not available | 3000204247 | Functional | Others
39428 | Naai Chc | ECG Machine (Single Channel) | Model Not Available | 3000204253 | Functional | Medicaid Systems
39429 | Gundoj Phc | FOOT OPERATED SUCTION MACHINE | MODEL NOT AVAILABLE | 3000197158 | Functional | Surgicoin Medequip Pvt Ltd
39430 | Gudamalani Chc | Pulse Oxymeter | RMS PHOEBUS P121 | 3000134780 | Functional | Others
39431 | Gundoj Phc | Spot Light ( Portable ) | Model Not Available | 3000197159 | Functional | Cognate India
39432 | M G Hospital Banswara Dh | Suction Machine | Model Not Available | 3000207124 | Functional | Others
39433 | Nahargarh Phc | Baby Weighing Machine | Model Not Available | 3000208491 | Functional | Others
39434 | Gudamalani Chc | Hemoglobin meter | HB 301 | 3000134787 | Functional | Others
39435 | Bisalpura Phc | Micropipettes | MODEL NOT AVAILABLE | 3000197231 | Functional | Others
39436 | Kawantia Hospital Dh | Baby Weighing Machine | Model Not Available | 2000024757 | Functional | Others
39437 | Gudamalani Chc | Hot Air Oven | Model not available | 3000134789 | Functional | Others
39438 | Dhariawad Chc | Sahlis HB Meter | Model not available | 3000135062 | Functional | Others
39439 | Dabri Phc | Binocular Microscope | Model Not Available | 3000043179 | Functional | Others
39440 | Bagole Phc | Hemoglobin Analyzer | Model not available | 3000197716 | Functional | Others
39441 | Aakoda Phc | Baby Weighing Machine | SUVARANA | 328 | Functional | Others
39442 | Aakoda Phc | Baby Weighing Machine | SUVARANA | 1101 | Functional | Others
39443 | Aakoda Phc | Baby Weighing Machine | SUVARANA | 360401 | Functional | Others
39444 | Satelite Hospital Hiran Magri Sec 5 Udaipur | Boyles Apparatus | JUPITER | 2001901 | Functional | Alleid Medical Limited
39445 | Satelite Hospital Hiran Magri Sec 5 Udaipur | Autoclave | Model not available | 3000040044 | Non Functional Repairable | Others
39446 | Satelite Hospital Hiran Magri Sec 5 Udaipur | Autoclave | Model not available | 241 | Non Functional Repairable | Others
39447 | Satelite Hospital Hiran Magri Sec 5 Udaipur | Pulse Oxymeter | Model Not Available | 3000040049 | Functional | Bpl Medical Technologies
39448 | Ladhuwala Phc | O.T. Light Single Dome | MODEL NOT AVAILABLE | 3000048439 | Functional | Others
39449 | Nokhra Chc | Blood Cell Counter - 3 part | Horiba - ABX Micros ES 60 | 5658 | Functional | Others
39450 | Ahore Chc | BLOOD DONOR COUCH | MODEL NOT AVAILABLE | 3000119403 | Functional | Others
39451 | Nokha Chc | Freezes | MODEL NOT AVAILABLE | 3000045258 | Functional | Others
39452 | Nokha Chc | Freezes | MODEL NOT AVAILABLE | 3000045261 | Functional | Others
39453 | Bhanwargarh Phc | Ice lined refrigerator | Model Not Available | 3000208517 | Functional | Others
39454 | Gulabpura Chc | O.T. Light Single Dome | MODEL NOT AVAILABLE | 3000126018 | Functional | Others
39455 | Ridmalsar Chc Ganganagar | Hemoglobin Analyzer | Model not available | 3000048960 | Functional | Others
39456 | Bisalpura Phc | SPHYGMOMANOMETER(BP APPRATUS) | MODEL NOT AVAILABLE | 28510 | Functional | Others
39457 | Jagat Phc | Freezes | MODEL NOT AVAILABLE | 3000198373 | Functional | Others
39458 | Sadri Chc | Blood Bank Refrigerator | Model not available | 3000197633 | Functional | Others
39459 | Gulabpura Chc | Boyles Apparatus | MODEL NOT AVAILABLE | 3000126020 | Functional | Others
39460 | Ahore Chc | Spot Light ( Portable ) | Model Not Available | 3000119410 | Functional | Others
39461 | Ridmalsar Chc Ganganagar | Blood Bank Refrigerator | Model not available | 3000048961 | Functional | Others
39462 | Bhanpura Phc | FOOT OPERATED SUCTION MACHINE | MODEL NOT AVAILABLE | 3000052279 | Functional | Niscomed Electro Medical Devices
39463 | Bhanpura Phc | FOOT OPERATED SUCTION MACHINE | MODEL NOT AVAILABLE | 3000052285 | Functional | Niscomed Electro Medical Devices
39464 | Nokha Chc | Autoclave | Model not available | 3000045278 | Functional | Others
39465 | Nokha Chc | Autoclave | Model not available | 3000045279 | Functional | Others
39466 | Nokha Chc | Autoclave | Model not available | 3000045280 | Functional | Others
39467 | Lambiya P - Phc | Monocular Microscope | Model not available | 3000202476 | Functional | Others
39468 | Gulabpura Chc | Pulse Oxymeter | Model Not Available | 3000126021 | Functional | Others
39469 | Nokha Chc | Spot Light ( Portable ) | Model Not Available | 3000045283 | Functional | Others
39470 | Jagat Phc | Binocular Microscope | Microlux - 16 | 3000198375 | Functional | Ajay Optical India
39471 | Nokha Chc | Hydraulic Operation Table | MODEL NOT AVAILABLE | 3000045286 | Functional | Others
39472 | Ahore Chc | Defibrillator | MODEL NOT AVAILABLE | 3000119412 | Functional | Others
39473 | Jagat Phc | Nebulizer | CompAIR NE-C801 | 2013020044 | Functional | Others
39474 | Khinwara Phc | Syringe Needle Destroyer | Model not available | 3000197750 | Functional | Others
39475 | Jagat Phc | Weighing Machine | MODEL NOT AVAILABLE | 3000198376 | Functional | Others
39476 | Ridmalsar Chc Ganganagar | Semi Automated Chemistry Analyzer | Model not Available | 3000048966 | Functional | Others
39477 | Jagat Phc | SPHYGMOMANOMETER(BP APPRATUS) | MODEL NOT AVAILABLE | 3000198377 | Functional | Others
39478 | Raipur Chc | 300mA X-Ray Machine | Model not available | 3000214269 | Functional | Others
39479 | Bhanpura Phc | SPHYGMOMANOMETER(BP APPRATUS) | MODEL NOT AVAILABLE | 3000052281 | Functional | Others
39480 | Gangori Hospital | Hot Air Oven | Model not available | 3000230655 | Functional | Others
39481 | Bisalpura Phc | Blood Bank Refrigerator | MF114 | 20013806630 | Functional | Others
39482 | Gangori Hospital | Binocular Microscope | Model Not Available | 140368475 | Functional | Others
39483 | Nokha Chc | Centrifuge Machine ( 12 Tube ) | Model Not Available | 3000045262 | Functional | Others
39484 | Nokha Chc | Freezes | MODEL NOT AVAILABLE | 3000045266 | Functional | Others
39485 | Chandaval Phc | SPHYGMOMANOMETER(BP APPRATUS) | MODEL NOT AVAILABLE | 3000202405 | Functional | Others
39486 | Chandaval Phc | SPHYGMOMANOMETER(BP APPRATUS) | Bhasin Sons | 282510 | Functional | Others
39487 | Ridmalsar Chc Ganganagar | Baby Weighing Machine | Model Not Available | 3000048958 | Functional | Others
39488 | Boosi Phc | Freezes | VEE 184 | 3000197543 | Functional | Videocon Industries Ltd
39489 | Lambiya P - Phc | Hemoglobin Analyzer | Model not available | 3000202478 | Functional | Cmho Supply
39490 | Ridmalsar Chc Ganganagar | Fetal Doppler | MODEL NOT AVAILABLE | 3000048951 | Functional | Others
39491 | Kushalgarh Chc | Blood Cell Counter - 3 part | Horiba - ABX Micros ES 60 | 3000207794 | Functional | Others
39492 | Chandaval Phc | Instrument Sterilizer | Model Not Available | 3000202419 | Functional | Others
39493 | Gulabpura Chc | Nebulizer | MODEL NOT AVAILABLE | 3000126001 | Functional | Others
39494 | Bhallon Ka Guda Phc | Syringe Needle Destroyer | Model not available | 3000204156 | Functional | Others
39495 | Bhallon Ka Guda Phc | Syringe Needle Destroyer | Model not available | 3000204160 | Functional | Others
39496 | Bhallon Ka Guda Phc | Syringe Needle Destroyer | Model not available | 3000204162 | Functional | Others
39497 | Ladana Phc Jaipur2 | Syringe Needle Destroyer | Microsil ND 120 | 3000222715 | Functional | Others
39498 | Ladana Phc Jaipur2 | Weighing Machine | MODEL NOT AVAILABLE | 3000222620 | Functional | Others
39499 | Govt Hospitls Sriganganagar Dh | ECG Machine (Six Channel ) | Model Not Available | 3000048191 | Functional | Others
39500 | Govt Hospitls Sriganganagar Dh | ECG Machine (Six Channel ) | Model Not Available | 3000048192 | Functional | Others
39501 | Kelamela Phc | Syringe Needle Destroyer | Model not available | 3000135128 | Functional | Others
39502 | Ladana Phc Jaipur2 | Syringe Needle Destroyer | Model not available | 3000222619 | Functional | Others
39503 | Ahore Chc | Instrument Sterilizer | Model Not Available | 3000119423 | Functional | Others
39504 | Dungarsinghpura Phc | Ice lined refrigerator | Model Not Available | 3000048421 | Functional | Others
39505 | Siwana Chc | Binocular Microscope | Labomed - Vision 2000 | 4121 | Functional | Others
39506 | Siwana Chc | Binocular Microscope | Labomed - Vision 2000 | 3000134373 | Functional | Others
39507 | Siwana Chc | Binocular Microscope | Labomed - Vision 2000 | 957008 | Functional | Others
39508 | Ganoda Chc | VDRL Rotator (Rotor and Shaker) | Model Not Available | 3000207264 | Functional | Others
39509 | Tarnau Phc | SPHYGMOMANOMETER(BP APPRATUS) | MODEL NOT AVAILABLE | 2000036481 | Functional | Others
39510 | Durgpura Phc | Binocular Microscope | Model Not Available | 3000206114 | Functional | Others
39511 | Siwana Chc | Incubator | MODEL NOT AVAILABLE | 3000134376 | Functional | Others
39512 | Tarnau Phc | Ice lined refrigerator | MK - 142 | 2000036483 | Functional | Others
39513 | Tarnau Phc | Ice lined refrigerator | MK - 142 | 2000036484 | Functional | Others
39514 | Bekariya Chc | Blood Cell Counter - 3 part | Horiba - ABX Micros ES 60 | 3000205623 | Functional | Horiba India Pvt Ltd
39515 | Dhanarikalaa Phc | SPHYGMOMANOMETER(BP APPRATUS) | MODEL NOT AVAILABLE | 49577 | Functional | Others
39516 | Kalibhit Phc | SPHYGMOMANOMETER(BP APPRATUS) | MODEL NOT AVAILABLE | 3000204329 | Functional | Others
39517 | Ganoda Chc | Blood Bank Refrigerator | Model not available | 3000207259 | Functional | Others
39518 | Bardiya Phc | Syringe Needle Destroyer | Model not available | 3000135030 | Functional | Others
39519 | Tarnau Phc | Instrument Sterilizer | Model Not Available | 98J398 | Functional | Others
39520 | Siwana Chc | Freezes | MODEL NOT AVAILABLE | 192 | Functional | Others
39521 | Siwana Chc | Freezes | MODEL NOT AVAILABLE | 54113 | Functional | Others
39522 | Siwana Chc | Freezes | MODEL NOT AVAILABLE | 3000134389 | Functional | Others
39523 | Siwana Chc | Freezes | MODEL NOT AVAILABLE | 30001343 | Functional | Others
39524 | Siwana Chc | Freezes | MODEL NOT AVAILABLE | 3000134391 | Functional | Others
39525 | Kalibhit Phc | Weighing Machine | MODEL NOT AVAILABLE | 3000204330 | Functional | Others
39526 | Ganoda Chc | Hot Air Oven | Model not available | 3000207261 | Functional | Others
39527 | Bekariya Chc | Incubator | Yorco - YSI - 438D | 1344313 | Functional | Yorco Sales Pvt Ltd
39528 | Tarnau Phc | Blood Bank Refrigerator | Model not available | 24122587 | Functional | Others
39529 | Sewari Phc | Freezes | MODEL NOT AVAILABLE | 3000197339 | Functional | Others
39530 | Ganoda Chc | Colorimeter | MODEL NOT AVAILABLE | 3000207262 | Functional | Others
39531 | Ganoda Chc | Colorimeter | MODEL NOT AVAILABLE | 3000207263 | Functional | Others
39532 | Malsisar Phc | Blood Bank Refrigerator | Model not available | 3000043207 | Functional | Panacea Engineering Medicine
39533 | Malsisar Phc | Weighing Machine | MODEL NOT AVAILABLE | 3000043208 | Functional | Others
39534 | Jhumki Phc | Centrifuge Machine ( 4 Tube ) | Model not available | 3000206111 | Functional | Remi Electrotechnik Ltd
39535 | Gundoj Phc | Glucometer | Accu Chek Performa | 3000197150 | Functional | Others
39536 | Kakradi Phc Pali | Monocular Microscope | Model not available | 12D-13151 | Functional | Ajay Optical India
39537 | Kawantia Hospital Dh | SPHYGMOMANOMETER(BP APPRATUS) | MODEL NOT AVAILABLE | 2000024736 | Functional | Others
39538 | Galiyakot Chc | Sahlis HB Meter | Model not available | 3000260176 | Functional | Others
39539 | Galiyakot Chc | Sahlis HB Meter | Model not available | 3000260179 | Functional | Others
39540 | Galiyakot Chc | Sahlis HB Meter | Model not available | 3000260182 | Functional | Others
39541 | Sayla Chc | Semi Automated Chemistry Analyzer | 3300 | 33006711 | Functional | Others
39542 | Kawantia Hospital Dh | Nebulizer | MODEL NOT AVAILABLE | 44794 | Functional | Others
39543 | Vijaynagar Chc Ganganagar | Instrument Sterilizer | Model Not Available | 3000041384 | Functional | Others
39544 | Kawantia Hospital Dh | Nebulizer | Nuneb Pro | PCB102189 | Functional | Others
39545 | B.D.K. Hospital Jhunjhunu Dh | Pulse Oxymeter | Comet - P (L and T) | 180 | Functional | Others
39546 | Nahargarh Phc | Ice lined refrigerator | Model Not Available | 3000208487 | Functional | Others
39547 | Vijaynagar Chc Ganganagar | O.T. Light Double Dome | MODEL NOT AVAILABLE | 3000041389 | Functional | Others
39548 | Vijaynagar Chc Ganganagar | Syringe Needle Destroyer | Nulife - Dots | 3000041394 | Functional | Others
39549 | B.D.K. Hospital Jhunjhunu Dh | SPHYGMOMANOMETER(BP APPRATUS) | MODEL NOT AVAILABLE | 2000021601 | Functional | Others
39550 | Deegrana Phc | Weighing Machine | Crown | 3000202133 | Functional | Ramon Surgical Company
39551 | Deegrana Phc | Baby Weighing Machine | Model Not Available | 3000202131 | Functional | Ramon Surgical Company
39552 | Dabri Phc | Centrifuge Machine ( 4 Tube ) | Model not available | 3000043180 | Functional | Others
39553 | Kawantia Hospital Dh | FOGGING MACHINE | MODEL NOT AVAILABLE | KEL12071202030 | Functional | Others
39554 | B.D.K. Hospital Jhunjhunu Dh | 500mA X-Ray Machine | Model not available | 81025 | Functional | Others
39555 | Phalasiya Chc | Radiant Heat Warmer | Zeal - RHW 2101A | RHW2101A/0713/449 | Functional | Zeal Medical Pvt Ltd
39556 | Aakoda Phc | Sahlis HB Meter | HB Meter | 55308378815 | Functional | Others
39557 | Aakoda Phc | Sahlis HB Meter | HB Meter | 3604061 | Functional | Others
39558 | Aakoda Phc | Sahlis HB Meter | HB Meter | 3604561 | Functional | Others
39559 | Nokhra Chc | Binocular Microscope | Labomed - Vision 2000 | 3998 | Functional | Others
39560 | Ridmalsar Chc Ganganagar | Ice lined refrigerator | Model Not Available | 3000048967 | Functional | Others
39561 | Digadi Kalla Satellite Hospital | SPHYGMOMANOMETER(BP APPRATUS) | MODEL NOT AVAILABLE | 49527 | Functional | Others
39562 | Nokha Chc | ECG Machine (Single Channel) | Model Not Available | 3000045289 | Functional | Others
39563 | Bisalpura Phc | Freezes | MODEL NOT AVAILABLE | 3000197219 | Functional | Others
39564 | Nokha Chc | Instrument Sterilizer | Model Not Available | 3000045298 | Functional | Others
39565 | Nokhra Chc | Incubator | MODEL NOT AVAILABLE | 3000134686 | Functional | Others
39566 | Ahore Chc | Dental Chair Unit | Model Not Available | 3000119404 | Functional | Others
39567 | Bisalpura Phc | Syringe Needle Destroyer | BS-949 | 3000197221 | Functional | Others
39568 | Nokhra Chc | Semi Automated Chemistry Analyzer | Model not Available | 3000134688 | Functional | Others
39569 | Nokha Chc | Spot Light ( Portable ) | Model Not Available | 3000045299 | Functional | Others
39570 | Boosi Phc | Sahlis HB Meter | Model not available | 3000197540 | Functional | Others
39571 | Jawahar Hospital Jaisalmer Dh | SPHYGMOMANOMETER(BP APPRATUS) | MODEL NOT AVAILABLE | 3000056512 | Functional | Others
39572 | Jawahar Hospital Jaisalmer Dh | SPHYGMOMANOMETER(BP APPRATUS) | MODEL NOT AVAILABLE | 3000056513 | Functional | Others
39573 | Nokha Chc | SPHYGMOMANOMETER(BP APPRATUS) | MODEL NOT AVAILABLE | 3000045302 | Functional | Others
39574 | Bisalpura Phc | Weighing Machine | Crown | 3000197223 | Functional | Others
39575 | Gangori Hospital | Blood Cell Counter - 5 part | Sysmex - XT 1800i | 70420 | Functional | Others
39576 | Balsamand Phc Jodhpur | SPHYGMOMANOMETER(BP APPRATUS) | MODEL NOT AVAILABLE | 32997 | Functional | Others
39577 | Devalkha Phc | Radiant Heat Warmer | Model Not Available | 3000210239 | Functional | Others
39578 | Devalkha Phc | Radiant Heat Warmer | Model Not Available | 3000210240 | Functional | Others
39579 | Bisalpura Phc | Spot Light ( Portable ) | Model Not Available | 3000197224 | Functional | Others
39580 | Devalkha Phc | Blood Bank Refrigerator | Model not available | 3000210242 | Functional | Others
39581 | Devalkha Phc | Blood Bank Refrigerator | Model not available | 3000210243 | Functional | Others
39582 | Jawahar Hospital Jaisalmer Dh | Freezes | MODEL NOT AVAILABLE | 3000056514 | Functional | Others
39583 | Ambirama Phc | SPHYGMOMANOMETER(BP APPRATUS) | MODEL NOT AVAILABLE | 3000130572 | Functional | Others
39584 | Ambirama Phc | SPHYGMOMANOMETER(BP APPRATUS) | MODEL NOT AVAILABLE | 3000130577 | Functional | Others
39585 | Ambirama Phc | Weighing Machine | MODEL NOT AVAILABLE | 3000130565 | Functional | Others
39586 | Dungarsinghpura Phc | Ice lined refrigerator | Model Not Available | 3000048434 | Functional | Others
39587 | Dungarsinghpura Phc | Ice lined refrigerator | Model Not Available | 3000048435 | Functional | Others
39588 | Phc Bajranggarh | Centrifuge Machine ( 4 Tube ) | Model not available | 3000208467 | Functional | Others
39589 | Sri Dungargarh Chc | Instrument Sterilizer | Model Not Available | 3000042135 | Functional | Others
39590 | Govt Hospitls Sriganganagar Dh | Baby Weighing Machine | Model Not Available | 159279 | Functional | Others
39591 | Dungarsinghpura Phc | 100mA X-Ray Machine | Model not available | 3000048432 | Functional | Others
39592 | Kitnod Phc | Autoclave | Model not available | 3000134606 | Functional | Others
39593 | Tilwasni Phc | Binocular Microscope | L1-BM-523 | 28122 | Functional | Others
39594 | Paraniya Phc | Ice lined refrigerator | Model Not Available | 3000208505 | Functional | Others
39595 | Nithauoaa Gamri Phc | Binocular Microscope | Model Not Available | 3000260093 | Functional | Others
39596 | Nithauoaa Gamri Phc | Binocular Microscope | Model Not Available | 3000260090 | Functional | Others
39597 | City Dispensary Bhopalpura | Baby Weighing Machine | Model Not Available | 3000043675 | Functional | Others
39598 | Gangatalai Chc | ECG Machine (Three Channel ) | Model Not Available | 3000207558 | Functional | Others
39599 | City Dispensary Bhopalpura | Weighing Machine | MODEL NOT AVAILABLE | 3000043676 | Functional | Others
39600 | Tilwasni Phc | Ice lined refrigerator | HBC-70 | BE04GOEO100B287MO246 | Non Functional Repairable | Others
39601 | City Dispensary Bhopalpura | Nebulizer | MODEL NOT AVAILABLE | 3000043677 | Functional | Others
39602 | Madri Phc | Syringe Needle Destroyer | Model not available | 3000204416 | Functional | Others
39603 | Madri Phc | Syringe Needle Destroyer | Model not available | 3000204421 | Functional | Others
39604 | City Dispensary Bhopalpura | Autoclave | Model not available | 3000043678 | Functional | Others
39605 | Novi Phc | Freezes | MODEL NOT AVAILABLE | 3000197890 | Functional | Others
39606 | Tilwasni Phc | Ice lined refrigerator | HBC-70 | BE0581E0100029790099 | Functional | Others
39607 | Tilwasni Phc | Syringe Needle Destroyer | Nulife - Dots | NB500725600 | Functional | Others
39608 | Padwa Phc | Binocular Microscope | Model Not Available | 3000207999 | Functional | Others
39609 | Padwa Phc | Binocular Microscope | Model Not Available | 3000207997 | Functional | Others
39610 | Padwa Phc | Binocular Microscope | Model Not Available | 3000208000 | Functional | Others
39611 | Patoda Phc | Hemoglobin meter | Model Not Available | 2000029322 | Non Functional Not Repairable | Others
39612 | Gulabpura Chc | Syringe Needle Destroyer | Microsil ND 20 | 3000125989 | Functional | Others
39613 | Tarnau Phc | Glucometer | Easy Touch ET-101 | 2000036486 | Functional | Others
39614 | Bekariya Chc | Hot Air Oven | Model not available | 3000205625 | Functional | Yorco Sales Pvt Ltd
39615 | Tarnau Phc | Hemoglobin Analyzer | Model not available | 2000036487 | Functional | Others
39616 | Mandvi Phc | SPHYGMOMANOMETER(BP APPRATUS) | MODEL NOT AVAILABLE | 3000130794 | Functional | Others
39617 | Durgpura Phc | Glucometer | Model not available | 420711149005930E | Functional | Others
39618 | Kalibhit Phc | Blood Bank Refrigerator | Model not available | 3000204331 | Functional | Haier Appliances India Pvt
39619 | Tarnau Phc | Micropipettes | MODEL NOT AVAILABLE | 2000036488 | Functional | Others
39620 | Durgpura Phc | Baby Weighing Machine | Model Not Available | 3000206117 | Functional | Others
39621 | Mandvi Phc | Syringe Needle Destroyer | Model not available | 3000130797 | Functional | Others
39622 | Mandvi Phc | Syringe Needle Destroyer | Model not available | 3000130806 | Functional | Others
39623 | Chandrai Phc | Sahlis HB Meter | Model not available | 3000119319 | Functional | Others
39624 | Mandvi Phc | Instrument Sterilizer | Model Not Available | 3000130798 | Functional | Others
39625 | Kalibhit Phc | Binocular Microscope | Model Not Available | 3000204334 | Functional | Others
39626 | Chandrai Phc | Syringe Needle Destroyer | Microsil - ND350 | 10187 | Functional | Others
39627 | Tarnau Phc | Centrifuge Machine ( 4 Tube ) | Remi 4C | F110-3441 | Functional | Others
39628 | Siwana Chc | Baby Weighing Machine | Model Not Available | 30722692 | Functional | Others
39629 | Chandrai Phc | Glucometer | SD Check Gold | 3000119323 | Functional | Others
39630 | Mandvi Phc | Glucometer | Model not available | 3000130800 | Functional | Others
39631 | Mandvi Phc | Baby Weighing Machine | Model Not Available | 3000130801 | Functional | Others
39632 | Siwana Chc | Pulse Oxymeter | Model Not Available | 3000134365 | Functional | Others
39633 | Rttau Phc | Baby Weighing Machine | Model Not Available | 2000036670 | Functional | Others
39634 | Siwana Chc | SPHYGMOMANOMETER(BP APPRATUS) | MODEL NOT AVAILABLE | 3000134366 | Functional | Others
39635 | Mandvi Phc | Radiant Heat Warmer | Model Not Available | 3000130802 | Functional | Others
39636 | Chota Dungara Chc | Freezes | MODEL NOT AVAILABLE | 3000207951 | Functional | Others
39637 | Chota Dungara Chc | Freezes | MODEL NOT AVAILABLE | 3000207962 | Functional | Others
39638 | Morjanda Phc | Baby Weighing Machine | Model Not Available | 3000048626 | Functional | Others
39639 | Siwana Chc | Hot Air Oven | Model not available | 3000134383 | Functional | Others
39640 | Gudamalani Chc | Centrifuge Machine ( 8 Tube) | REMI - R4C | 3000134762 | Functional | Others
39641 | Gudamalani Chc | Centrifuge Machine ( 8 Tube) | REMI - R4C | 5462 | Functional | Others
39642 | Gudamalani Chc | Centrifuge Machine ( 8 Tube) | REMI - R4C | 8652 | Functional | Others
39643 | Dhodh Chc | Nebulizer | MODEL NOT AVAILABLE | 2000029529 | Functional | Others
39644 | Urban Phc | SPHYGMOMANOMETER(BP APPRATUS) | MODEL NOT AVAILABLE | 3000259242 | Functional | Others
39645 | Peeplad Phc | SPHYGMOMANOMETER(BP APPRATUS) | Model Not Available | 3 | Functional | Others
39646 | Vijaynagar Chc Ganganagar | Hemoglobin meter | Model Not Available | 3000041375 | Functional | Others
39647 | Gudamalani Chc | Incubator | MODEL NOT AVAILABLE | 3000134763 | Functional | Others
39648 | Gudamalani Chc | Incubator | MODEL NOT AVAILABLE | 3000134772 | Functional | Others
39649 | Gudamalani Chc | Blood Mixer ( Roller Mixer ) | Model not available | 3000134766 | Functional | Others
39650 | Kawantia Hospital Dh | SPHYGMOMANOMETER(BP APPRATUS) | MODEL NOT AVAILABLE | 224881 | Functional | Others
39651 | Sri Karanpur Chc | Sahlis HB Meter | Model not available | 3000048908 | Functional | Others
39652 | Galiyakot Chc | Radiant Heat Warmer | Model Not Available | 3000260166 | Functional | Others
39653 | Galiyakot Chc | Radiant Heat Warmer | Model Not Available | 3000260168 | Functional | Others
39654 | Aakoda Phc | SPHYGMOMANOMETER(BP APPRATUS) | MODEL NOT AVAILABLE | 98134515 | Functional | Others
39655 | Aakoda Phc | SPHYGMOMANOMETER(BP APPRATUS) | MODEL NOT AVAILABLE | 306640 | Functional | Others
39656 | Aakoda Phc | SPHYGMOMANOMETER(BP APPRATUS) | MODEL NOT AVAILABLE | 3604551 | Functional | Others
39657 | Naai Chc | Incubator | MODEL NOT AVAILABLE | 3000204243 | Functional | Yorco Sales Pvt Ltd
39658 | Gundoj Phc | Syringe Needle Destroyer | BS-949 | 300197152 | Functional | Bhaseen Health Products Pvt Ltd
39659 | Galiyakot Chc | Photoelectric Calorimeter | Calorimeter - 1312 | 3000260167 | Functional | Others
39660 | Kawantia Hospital Dh | SPHYGMOMANOMETER(BP APPRATUS) | MODEL NOT AVAILABLE | 2000024737 | Functional | Others
39661 | Kawantia Hospital Dh | Emergeny First Aid Kit | Medisys | 2000024738 | Functional | Others
39662 | Sayla Chc | Blood Bank Refrigerator | Model not available | 20013606007 | Functional | Others
39663 | Naai Chc | Blood Cell Counter - 3 part | Model not available | 3000204246 | Functional | Horiba India Pvt Ltd
39664 | Galiyakot Chc | Centrifuge Machine ( 12 Tube ) | Model Not Available | 3000260180 | Functional | Others
39665 | Galiyakot Chc | Centrifuge Machine ( 12 Tube ) | Model Not Available | 3000260181 | Functional | Others
39666 | Ambirama Phc | Weighing Machine | MODEL NOT AVAILABLE | 3000130573 | Functional | Others
39667 | Devalkha Phc | Binocular Microscope | Model Not Available | 3000210245 | Functional | Others
39668 | Devalkha Phc | Binocular Microscope | Model Not Available | 3000210246 | Functional | Others
39669 | Devalkha Phc | Binocular Microscope | Model Not Available | 3000210247 | Functional | Others
39670 | Devalkha Phc | Binocular Microscope | Model Not Available | 3000210248 | Functional | Others
39671 | Ridmalsar Chc Ganganagar | Radiant Heat Warmer | Meditrin - Heat Warmer | 3000048957 | Functional | Others
39672 | Bisalpura Phc | Binocular Microscope | Model Not Available | 300197226 | Functional | Others
39673 | Ahore Chc | Autoclave | Model not available | 2215 | Functional | Others
39674 | Devalkha Phc | Centrifuge Machine ( 8 Tube) | Model Not Available | 3000210249 | Functional | Others
39675 | Devalkha Phc | Centrifuge Machine ( 8 Tube) | Model Not Available | 3000210250 | Functional | Others
39676 | Gangori Hospital | Semi Automated Chemistry Analyzer | Transasia - CHEM 7 | N130227 | Functional | Others
39677 | Sadri Chc | Blood Collection Monitor | Model Not Available | 3000197625 | Functional | Others
39678 | Lambiya P - Phc | Glucometer | Model not available | 3000202477 | Functional | Others
39679 | Ambirama Phc | Centrifuge Machine ( 4 Tube ) | Model not available | 3000130567 | Functional | Others
39680 | Gangori Hospital | Automated Urine Analyzer | Erba - Uro-dipcheck 300 | UDC34110495 | Functional | Others
39681 | Nokhra Chc | Defibrillator | DEFIGARD 4000 | 3000134692 | Functional | Others
39682 | Ridmalsar Chc Ganganagar | Syringe Needle Destroyer | Model not available | 3000048950 | Functional | Others
39683 | Chandaval Phc | Radiant Heat Warmer | Meditrin - Heat Warmer | 3000202408 | Functional | Others
39684 | Rewasa Tirth Phc | Ice lined refrigerator | HBD-116 | BE04GOEO100B287M0482 | Functional | Haier Appliances India Pvt
39685 | Nokhra Chc | Ice lined refrigerator | MK - 142 | 25100134 | Functional | Others
39686 | Ambirama Phc | Blood Bank Refrigerator | MRL 280 Electrolux | 3000130570 | Functional | Others
39687 | Ambirama Phc | Blood Bank Refrigerator | MRL 280 Electrolux | 3000130571 | Functional | Others
39688 | Ambirama Phc | Blood Bank Refrigerator | MRL 280 Electrolux | 3000130575 | Functional | Others
39689 | Ridmalsar Chc Ganganagar | Freezes | MODEL NOT AVAILABLE | 3000048968 | Functional | Others
39690 | Ridmalsar Chc Ganganagar | Freezes | MODEL NOT AVAILABLE | 3000048970 | Functional | Others
39691 | Lambiya P - Phc | UPS | MODEL NOT AVAILABLE | 3000202480 | Functional | Others
39692 | Nokhra Chc | Blood Bank Refrigerator | Model not available | 3000134694 | Functional | Others
39693 | Balghat Phc | Hydraulic Operation Table | MODEL NOT AVAILABLE | 3000137043 | Functional | Others
39694 | Mirzawali Meher Phc Hanumangarh | Hemoglobin meter | Model Not Available | 3000043035 | Functional | Others
39695 | Jk Lone Hospital Jaipur | Bi-pap Machine | MODEL NOT AVAILABLE | C10057009 | Functional | Others
39696 | Bhawani Mandi Chc | Spot Light ( Portable ) | Model Not Available | 3000206001 | Functional | Cmho Supply
39697 | Balghat Phc | SPHYGMOMANOMETER(BP APPRATUS) | MODEL NOT AVAILABLE | 98134647 | Functional | Suprime Enterprises
39698 | Sarmathura Chc | Hemoglobin meter | Model Not Available | 1.95e+74 | Functional | Others
39699 | Balghat Phc | Syringe Needle Destroyer | Model not available | 3000137052 | Functional | Mrk Healthcare Pvt Ltd Delhi
39700 | Mahswa Phc | Syringe Needle Destroyer | Nulife - Dots | NUBSDO714736 | Functional | Mrk Healthcare Pvt Ltd Delhi
39701 | Moroli Phc | Glucometer | Model not available | 103A0259BF6 | Functional | Others
39702 | Mahswa Phc | Autoclave | Model not available | 3000137018 | Functional | Others
39703 | Mahswa Phc | Syringe Needle Destroyer | Model not available | 3000137006 | Functional | Others
39704 | Jk Lone Hospital Jaipur | SPHYGMOMANOMETER(BP APPRATUS) | Pagoda | 243291 | Non Functional Repairable | Elite Scientific Corporation
39705 | Moroli Phc | Hemoglobin meter | Model Not Available | 3000259222 | Functional | Others
39706 | Jk Lone Hospital Jaipur | Nebulizer | MODEL NOT AVAILABLE | PCB19312 | Functional | Mrk Healthcare Pvt Ltd Delhi
39707 | Bhawani Mandi Chc | Binocular Microscope | Model Not Available | 2E12755 | Functional | Olympus Diagnostic Systems
39708 | Bhawani Mandi Chc | Blood Bank Refrigerator | Model not available | 3000206033 | Functional | Remi Electrotechnik Ltd
39709 | Donda Phc | SPHYGMOMANOMETER(BP APPRATUS) | Pagoda | 3000206095 | Functional | Others
39710 | Donda Phc | Baby Weighing Machine | Model Not Available | 3000206096 | Functional | Others
39711 | Jasupura Phc | Instrument Sterilizer | Model Not Available | 3000259165 | Functional | Others
39712 | Donda Phc | Ice lined refrigerator | Model Not Available | BE04G0E0200B23840833 | Functional | Haier Appliances India Pvt
39713 | Donda Phc | Syringe Needle Destroyer | Nulife - Dots | 3000206102 | Functional | Mrk Healthcare Pvt Ltd Delhi
39714 | Raisana Phc | Blood Bank Refrigerator | Model not available | 3000216232 | Non Functional Not Repairable | Others
39715 | Jasupura Phc | Instrument Sterilizer | Model Not Available | 3000259173 | Functional | Others
39716 | Singod Phc | Colorimeter | MODEL NOT AVAILABLE | 3000222346 | Functional | Others
39717 | Bodigama Chc | SPHYGMOMANOMETER(BP APPRATUS) | MODEL NOT AVAILABLE | 3000207723 | Functional | Others
39718 | Boosi Phc | Micropipettes | MODEL NOT AVAILABLE | 3000197542 | Functional | Others
39719 | Gulabpura Chc | STABILIZER | MODEL NOT AVAILABLE | 3000125990 | Functional | Others
39720 | Chota Dungara Chc | 100mA X-Ray Machine | Model not available | 3000207957 | Functional | Others
39721 | Chota Dungara Chc | 100mA X-Ray Machine | Model not available | 3000207958 | Functional | Others
39722 | Chota Dungara Chc | 100mA X-Ray Machine | Model not available | 3000207959 | Functional | Others
39723 | Chota Dungara Chc | 100mA X-Ray Machine | Model not available | 3000207960 | Functional | Others
39724 | Morjanda Phc | Instrument Sterilizer | Model Not Available | 3000048637 | Functional | Others
39725 | Rttau Phc | SPHYGMOMANOMETER(BP APPRATUS) | MODEL NOT AVAILABLE | 34675 | Functional | Others
39726 | Siwana Chc | O.T. Light Single Dome | MODEL NOT AVAILABLE | 3000134384 | Functional | Others
39727 | Anandpuri Chc | Sahlis HB Meter | Model not available | 3000207626 | Functional | Others
39728 | Morjanda Phc | Labour Table | Model Not Available | 3000048638 | Functional | Others
39729 | Rttau Phc | Glucometer | Model not available | 2000036669 | Functional | Others
39730 | Chota Dungara Chc | Binocular Microscope | Model Not Available | 3000207935 | Functional | Others
39731 | Chota Dungara Chc | Binocular Microscope | Model Not Available | 3000207936 | Functional | Others
39732 | Chota Dungara Chc | Binocular Microscope | Model Not Available | 3000207937 | Functional | Others
39733 | Morjanda Phc | Fetal Doppler | MODEL NOT AVAILABLE | 3000048640 | Functional | Others
39734 | Chandrai Phc | Centrifuge Machine ( 4 Tube ) | Model not available | 3000119320 | Functional | Others
39735 | Anandpuri Chc | 100mA X-Ray Machine | Model not available | 3000207628 | Functional | Others
39736 | Siwana Chc | Autoclave | Model not available | 2054 | Functional | Others
39737 | Rttau Phc | Hemoglobin Analyzer | Model not available | 2000036671 | Functional | Others
39738 | Anandpuri Chc | Blood Bank Refrigerator | Model not available | 3000207629 | Functional | Others
39739 | Dhanarikalaa Phc | Centrifuge Machine ( 4 Tube ) | Remi 4C | 49579 | Functional | Cmho Supply
39740 | Morjanda Phc | Blood Bank Refrigerator | Model not available | 3000048641 | Functional | Others
39741 | Rttau Phc | Blood Bank Refrigerator | REMI - BR 70 | 2000036672 | Functional | Others
39742 | Chota Dungara Chc | Blood Bank Refrigerator | Model not available | 3000207939 | Functional | Others
39743 | Chota Dungara Chc | Blood Bank Refrigerator | Model not available | 3000207941 | Functional | Others
39744 | Siwana Chc | Phototherepy Unit | Fenam, Bilitron Sky 5006 | 3000134387 | Functional | Others
39745 | Morjanda Phc | SPHYGMOMANOMETER(BP APPRATUS-Digital) | Model Not Available | 3000048634 | Functional | Others
39746 | Morjanda Phc | SPHYGMOMANOMETER(BP APPRATUS-Digital) | Model Not Available | 3000048642 | Functional | Others
39747 | Gudamalani Chc | ECG Machine (Single Channel) | Medicaid - Cardio Fax | 613226 | Functional | Others
39748 | Nahargarh Phc | Blood Bank Refrigerator | Model not available | 3000208485 | Functional | Others
39749 | Naai Chc | Semi Automated Chemistry Analyzer | Model not Available | 3000204249 | Functional | Micro Lab Instruments Ahmedabad
39750 | Vijaynagar Chc Ganganagar | Hydraulic Operation Table | MODEL NOT AVAILABLE | 3000041382 | Functional | Others
39751 | B.D.K. Hospital Jhunjhunu Dh | Pulse Oxymeter | Model Not Available | 342 | Functional | Others
39752 | Sayla Chc | Photoelectric Calorimeter | Calorimeter - 1312 | 1936 | Functional | Others
39753 | Vijaynagar Chc Ganganagar | Pulse Oxymeter | Comet - P (L and T) | 3000041385 | Functional | Others
39754 | Gudamalani Chc | Autoclave | Model not available | 1014 | Functional | Others
39755 | M G Hospital Banswara Dh | ECG Machine (Three Channel ) | Model Not Available | 3000207130 | Not in use | Others
39756 | Kawantia Hospital Dh | Syringe Needle Destroyer | Model not available | NBSD0713335 | Functional | Others
39757 | Bisalpura Phc | Syringe Needle Destroyer | Model not available | 3000197229 | Functional | Bhaseen Health Products Pvt Ltd
39758 | Kawantia Hospital Dh | Radiant Heat Warmer | Model Not Available | 2000024750 | Functional | Others
39759 | M G Hospital Banswara Dh | Nebulizer | MODEL NOT AVAILABLE | 3000207128 | Functional | Others
39760 | Kawantia Hospital Dh | Radiant Heat Warmer | Model Not Available | 2000024751 | Functional | Others
39761 | Sayla Chc | Pulse Oxymeter | Model Not Available | 3000119456 | Functional | Others
39762 | M G Hospital Banswara Dh | Freezes | VKE204 | 3000207127 | Functional | Others
39763 | Sayla Chc | Baby Weighing Machine | Crown | 3000119458 | Functional | Others
39764 | Phalasiya Chc | Blood Cell Counter - 3 part | Horiba - ABX Micros ES 60 | 305ES0H0-05711 | Functional | Horiba India Pvt Ltd
39765 | Dhariawad Chc | Freezes | MODEL NOT AVAILABLE | 3000135054 | Functional | Others
39766 | B.D.K. Hospital Jhunjhunu Dh | Syringe Needle Destroyer | Model not available | 2000021600 | Functional | Others
39767 | Raipur Chc | Monocular Microscope | Model not available | 3000214278 | Functional | Others
39768 | Bhamolav Phc Ajmer | SPHYGMOMANOMETER(BP APPRATUS) | MODEL NOT AVAILABLE | 49300 | Functional | Others
39769 | Sayla Chc | Syringe Needle Destroyer | Nulife - Dots | 3000119463 | Functional | Others
39770 | Vijaynagar Chc Ganganagar | Blood Bank Refrigerator | Model not available | 3000041393 | Functional | Others
39771 | Pipada Phc | Centrifuge Machine ( 8 Tube) | Model Not Available | 3000202115 | Functional | Others
39772 | Kawantia Hospital Dh | SPHYGMOMANOMETER(BP APPRATUS) | MODEL NOT AVAILABLE | 2000024770 | Functional | Others
39773 | Sisoda Phc | SPHYGMOMANOMETER(BP APPRATUS) | MODEL NOT AVAILABLE | 3000210266 | Functional | Others
39774 | Rewasa Tirth Phc | Ice lined refrigerator | HBC-70 | EO581E0100B29750169 | Functional | Haier Appliances India Pvt
39775 | Gulabpura Chc | Double Puncture Laparoscope with Console Unit | Model Not Available | 3000126012 | Functional | Others
39776 | Ambirama Phc | Baby Weighing Machine | Crown | 3000130574 | Functional | Others
39777 | Ambirama Phc | Baby Weighing Machine | Crown | 3000130580 | Functional | Others
39778 | Jawahar Hospital Jaisalmer Dh | Nebulizer | MODEL NOT AVAILABLE | 3000056515 | Functional | Others
39779 | Gulabpura Chc | Single Puncture Laparoscope with Console Unit | 26034AAV | 3000126013 | Functional | Others
39780 | Chandaval Phc | Suction Machine | Bhasin Sons | 3000202410 | Functional | Others
39781 | Ambirama Phc | Suction Machine | Model Not Available | 3000130576 | Functional | Others
39782 | Ahore Chc | Instrument Sterilizer | Model Not Available | 3000119438 | Functional | Others
39783 | Nokhra Chc | Radiant Heat Warmer | Meditrin - Heat Warmer | 9116 | Functional | Others
39784 | Chandaval Phc | Autoclave | Model not available | 3000202411 | Functional | Others
39785 | Rewasa Tirth Phc | Freezes | MODEL NOT AVAILABLE | 1NC132309185 | Functional | Others
39786 | Rasta Phc | Blood Bank Refrigerator | Model not available | 3000210102 | Functional | Others
39787 | Rasta Phc | Blood Bank Refrigerator | Model not available | 3000210100 | Functional | Others
39788 | Nokhra Chc | Suction Machine | Model Not Available | 3000134697 | Functional | Others
39789 | Gulabpura Chc | Freezes | MODEL NOT AVAILABLE | 3000126016 | Functional | Others
39790 | Agolai Phc | Centrifuge Machine ( 4 Tube ) | Remi 4C | EMLC3344 | Functional | Remi Electrotechnik Ltd
39791 | Kushalgarh Chc | Spot Light ( Portable ) | Model Not Available | 3000207782 | Functional | Others
39792 | Jawahar Hospital Jaisalmer Dh | Nebulizer | MODEL NOT AVAILABLE | 3000056516 | Functional | Others
39793 | Jawahar Hospital Jaisalmer Dh | Nebulizer | MODEL NOT AVAILABLE | 3000056517 | Functional | Others
39794 | Jawahar Hospital Jaisalmer Dh | Nebulizer | MODEL NOT AVAILABLE | 3000056518 | Functional | Others
39795 | Rewasa Tirth Phc | Autoclave | Model not available | 9767 | Functional | Others
39796 | Gulabpura Chc | STABILIZER | MODEL NOT AVAILABLE | 3000126007 | Functional | Others
39797 | Kushalgarh Chc | Autoclave | Model not available | 3000207783 | Functional | Others
39798 | Agolai Phc | Binocular Microscope | Labomed - Vision 2000 | 4017 | Functional | Cmho Supply
39799 | Kushalgarh Chc | Oxygen Concentrator | Model Not Available | 3000207785 | Functional | Others
39800 | Agolai Phc | Freezes | MODEL NOT AVAILABLE | 2000033130 | Functional | Others
39801 | Mirzawali Meher Phc Hanumangarh | Micropipettes | MODEL NOT AVAILABLE | 3000043036 | Functional | Others
39802 | Sarmathura Chc | Blood Bank Refrigerator | Model not available | 3000259257 | Functional | Others
39803 | Bhawani Mandi Chc | Radiant Heat Warmer | Model Not Available | RHW218A108131637 | Functional | Zeal Medical Pvt Ltd
39804 | Sarmathura Chc | 300mA X-Ray Machine | Model not available | 3000259262 | Non Functional Not Repairable | Others
39805 | Mahswa Phc | Binocular Microscope | AMT 5A | 3000137003 | Functional | Rohilla Industries Jaipur
39806 | Mahswa Phc | Hemoglobin meter | Model Not Available | 3000137005 | Functional | Others
39807 | Sarmathura Chc | Radiant Heat Warmer | Model Not Available | 3000259266 | Functional | Others
39808 | Sarmathura Chc | Radiant Heat Warmer | Model Not Available | 3000259267 | Functional | Others
39809 | Sarmathura Chc | Phototherepy Unit | MODEL NOT AVAILABLE | 3000259268 | Functional | Fanem
39810 | Bhawani Mandi Chc | Syringe Needle Destroyer | Microsil ND 20 | 3000206015 | Functional | Cmho Supply
39811 | Mahswa Phc | SPHYGMOMANOMETER(BP APPRATUS) | MODEL NOT AVAILABLE | 3000137022 | Functional | Others
39812 | Mahswa Phc | SPHYGMOMANOMETER(BP APPRATUS) | MODEL NOT AVAILABLE | 98127158 | Functional | Others
39813 | Moroli Phc | Hemoglobin meter | Model Not Available | 3000259214 | Functional | Others
39814 | Moroli Phc | Hemoglobin meter | Model Not Available | 3000259216 | Functional | Labomed
39815 | Mahswa Phc | ESR Stand | Model not available | 3000137007 | Functional | Others
39816 | Mahswa Phc | ESR Stand | Model not available | 3000137008 | Functional | Others
39817 | Bhawani Mandi Chc | Glucometer | Model not available | 2100345 | Functional | Others
39818 | Bhawani Mandi Chc | Syringe Needle Destroyer | Microsil - ND350 | 10315 | Functional | Cmho Supply
39819 | Bhawani Mandi Chc | Centrifuge Machine ( 4 Tube ) | Model not available | 3000206035 | Functional | Others
39820 | Madri Phc | O.T. Light Single Dome | MODEL NOT AVAILABLE | 3000204422 | Functional | Others
39821 | Novi Phc | Binocular Microscope | Microlux - 16 | BJ13169 | Functional | Others
39822 | Khajuwala Chc | 100mA X-Ray Machine | Model not available | 3000042408 | Functional | Others
39823 | Khajuwala Chc | 100mA X-Ray Machine | Model not available | 3000042409 | Functional | Others
39824 | Khajuwala Chc | 100mA X-Ray Machine | Model not available | 3000042410 | Functional | Others
39825 | Chardana Phc | Blood Bank Refrigerator | Model not available | 3000199713 | Functional | Others
39826 | Chardana Phc | Blood Bank Refrigerator | Model not available | 3000199715 | Functional | Others
39827 | Chardana Phc | Blood Bank Refrigerator | Model not available | 3000199708 | Functional | Others
39828 | Narolidang Phc | SPHYGMOMANOMETER(BP APPRATUS) | Pagoda | 3000216235 | Functional | Others
39829 | Sewari Phc | FOOT OPERATED SUCTION MACHINE | MODEL NOT AVAILABLE | 3000197332 | Functional | Others
39830 | Anandpuri Chc | ECG Machine (Three Channel ) | Model Not Available | 3000207630 | Functional | Others
39831 | Dhanarikalaa Phc | Binocular Microscope | Labomed - Vision 2000 | 10424 | Functional | Cmho Supply
39832 | Morjanda Phc | Weighing Machine | MODEL NOT AVAILABLE | 3000048635 | Functional | Others
39833 | Anandpuri Chc | Instrument Sterilizer | Model Not Available | 3000207615 | Functional | Others
39834 | Chandrai Phc | Spot Light ( Portable ) | Model Not Available | 3000119327 | Functional | Others
39835 | Chota Dungara Chc | Pulse Oxymeter | Model Not Available | 3000207920 | Functional | Others
39836 | Chota Dungara Chc | Pulse Oxymeter | Model Not Available | 3000207921 | Functional | Others
39837 | Chota Dungara Chc | Pulse Oxymeter | Model Not Available | 3000207922 | Functional | Others
39838 | Chota Dungara Chc | Pulse Oxymeter | Model Not Available | 3000207923 | Functional | Others
39839 | Mandvi Phc | Ice lined refrigerator | Model Not Available | 3000130804 | Functional | Others
39840 | Siwana Chc | Nebulizer | MODEL NOT AVAILABLE | 3000134388 | Functional | Others
39841 | Rttau Phc | Ice lined refrigerator | HBD-116 | 2000036673 | Functional | Others
39842 | Morjanda Phc | Syringe Needle Destroyer | Model not available | 3000048643 | Functional | Others
39843 | Chandrai Phc | Instrument Sterilizer | Model Not Available | 3000119328 | Functional | Others
39844 | Mandvi Phc | Baby Weighing Machine | Model Not Available | 3000130805 | Functional | Others
39845 | Dhanarikalaa Phc | Ice lined refrigerator | MK-144 | 49581 | Functional | Cmho Supply
39846 | Morjanda Phc | Cautry Machine | Model Not Available | 3000048639 | Functional | Others
39847 | Siwana Chc | Radiant Heat Warmer | Zeal - RHW 2101A | 1417 | Functional | Others
39848 | Morjanda Phc | Binocular Microscope | Model Not Available | 3000048644 | Functional | Others
39849 | Morjanda Phc | Binocular Microscope | Model Not Available | 3000048645 | Functional | Others
39850 | Chandrai Phc | Syringe Needle Destroyer | Microsil - ND350 | 8686 | Functional | Others
39851 | Siwana Chc | Radiant Heat Warmer | Zeal - RHW 2101A | 3000134393 | Functional | Others
39852 | Siwana Chc | Radiant Heat Warmer | Zeal - RHW 2101A | 1419 | Functional | Others
39853 | Nayaboriya Phc | Blood Bank Refrigerator | Model not available | 3000130746 | Functional | Others
39854 | Nayaboriya Phc | Blood Bank Refrigerator | Model not available | 3000130747 | Functional | Others
39855 | B.D.K. Hospital Jhunjhunu Dh | Suction Machine | Surgivac | 291005 | Functional | Others
39856 | Kawantia Hospital Dh | Hydraulic Operation Table | MODEL NOT AVAILABLE | 2000024812 | Functional | Others
39857 | B.D.K. Hospital Jhunjhunu Dh | STABILIZER | MODEL NOT AVAILABLE | 2000019098 | Functional | Others
39858 | Sisoda Phc | Centrifuge Machine ( 12 Tube ) | Model Not Available | 3000210263 | Functional | Others
39859 | Gudamalani Chc | Spot Light ( Portable ) | Model Not Available | 3000134801 | Functional | Others
39860 | Sayla Chc | SPHYGMOMANOMETER(BP APPRATUS) | Pagoda | 192899 | Functional | Others
39861 | Sayla Chc | SPHYGMOMANOMETER(BP APPRATUS) | Pagoda | 850157-07 | Functional | Others
39862 | Sayla Chc | SPHYGMOMANOMETER(BP APPRATUS) | Pagoda | 8359 | Functional | Others
39863 | B.D.K. Hospital Jhunjhunu Dh | 300mA X-Ray Machine | RMS - MDX 300 | 35252 | Functional | Others
39864 | Nokha Chc | Centrifuge Machine ( 8 Tube) | Model Not Available | 3000045245 | Functional | Others
39865 | Kawantia Hospital Dh | Oxygen Concentrator | Model Not Available | AXTC1C6247 | Functional | Others
39866 | Phalasiya Chc | Syringe Needle Destroyer | Model not available | 3000205484 | Functional | Others
39867 | Aakoda Phc | Sahlis HB Meter | HB Meter | SCPPRS/42/467 | Functional | Others
39868 | Dabri Phc | Micropipettes | MODEL NOT AVAILABLE | 3000043183 | Functional | Others
39869 | B.D.K. Hospital Jhunjhunu Dh | ECG Machine (Three Channel ) | Model Not Available | 580 | Functional | Others
39870 | B.D.K. Hospital Jhunjhunu Dh | ECG Machine (Three Channel ) | Model Not Available | 5975 | Functional | Others
39871 | Sundlak Phc | Centrifuge Machine ( 4 Tube ) | Model not available | 3000203648 | Functional | Others
39872 | Shishu Phc | Instrument Sterilizer | Model Not Available | 509 | Functional | Paras Enterprises
39873 | Satelite Hospital Hiran Magri Sec 5 Udaipur | SPHYGMOMANOMETER(BP APPRATUS) | MODEL NOT AVAILABLE | 8134516 | Functional | Suprime Enterprises
39874 | Ladhuwala Phc | Baby Weighing Machine | Model Not Available | 3000048438 | Functional | Others
39875 | Raniwada Chc | Weighing Machine | MODEL NOT AVAILABLE | 3000119845 | Functional | Others
39876 | Sundlak Phc | Blood Bank Refrigerator | Model not available | 3000203652 | Functional | Others
39877 | Thada Chc | 100mA X-Ray Machine | Model not available | 3000135001 | Functional | Others
39878 | Bagole Phc | Centrifuge Machine ( 8 Tube) | Model Not Available | 3000197717 | Functional | Others
39879 | Rawatsar Chc | Radiant Heat Warmer | Model Not Available | 3000044511 | Functional | Others
39880 | Dungarsaran Chc Dungarpur | Radiant Heat Warmer | Model Not Available | 3000210030 | Functional | Others
39881 | Fatehpur Phc | Centrifuge Machine ( 4 Tube ) | Model not available | 3000208402 | Functional | Others
39882 | Gulabpura Chc | Boyles Apparatus | MODEL NOT AVAILABLE | 3000126010 | Functional | Others
39883 | Bjs Dispensary | Syringe Needle Destroyer | Microsil ND-60 | 49198 | Functional | Cmho Supply
39884 | Kushalgarh Chc | Phototherepy Unit | MODEL NOT AVAILABLE | 3000207778 | Functional | Others
39885 | Rewasa Tirth Phc | Syringe Needle Destroyer | Model not available | NBSDO71426 | Functional | Others
39886 | Chandaval Phc | Suction Machine | Model Not Available | 300202414 | Functional | Others
39887 | Gulabpura Chc | Hydraulic Operation Table | MODEL NOT AVAILABLE | 3000126011 | Functional | Others
39888 | Agolai Phc | Monocular Microscope | Model not available | 890489 | Functional | Others
39889 | Kushalgarh Chc | Radiant Heat Warmer | Meditrin - Heat Warmer | 3000207779 | Functional | Others
39890 | Chandaval Phc | Spot Light ( Portable ) | Model Not Available | 3000202421 | Functional | Others
39891 | Fatehpur Phc | Syringe Needle Destroyer | Model not available | 3000208404 | Functional | Others
39892 | Kushalgarh Chc | Phototherepy Unit | MODEL NOT AVAILABLE | 3000207780 | Functional | Others
39893 | Gulabpura Chc | STABILIZER | MODEL NOT AVAILABLE | 3000126002 | Functional | Others
39894 | City Dispensary Goverdhan Vilas | Binocular Microscope | Microlux - 16 | 3000040082 | Functional | Ajay Optical India
39895 | Fatehpur Phc | Radiant Heat Warmer | Model Not Available | 3000208406 | Functional | Others
39896 | Ahore Chc | Blood Bank Refrigerator | Model not available | 3000119377 | Functional | Others
39897 | Panchu Chc | Micropipettes | MODEL NOT AVAILABLE | 2000035181 | Functional | Others
39898 | Agolai Phc | Instrument Sterilizer | Model Not Available | 3000049701 | Functional | Others
39899 | Gulabpura Chc | STABILIZER | MODEL NOT AVAILABLE | 3000126003 | Functional | Others
39900 | Sadri Chc | SPHYGMOMANOMETER(BP APPRATUS) | MODEL NOT AVAILABLE | 3000197628 | Functional | Others
39901 | Fatehpur Phc | Instrument Sterilizer | Model Not Available | 3000208407 | Functional | Others
39902 | Kushalgarh Chc | Multi-Para Monitor | Model not available | 3000207786 | Functional | Others
39903 | Kushalgarh Chc | Multi-Para Monitor | Model not available | 3000207787 | Functional | Others
39904 | City Dispensary Goverdhan Vilas | Centrifuge Machine ( 8 Tube) | Model Not Available | 3000040083 | Functional | Others
39905 | Chandaval Phc | Spot Light ( Portable ) | Model Not Available | 3000202415 | Functional | Others
39906 | Gulabpura Chc | ECG Machine (Single Channel) | Model Not Available | 3000126004 | Functional | Others
39907 | Panchu Chc | 100mA X-Ray Machine | Model not available | 2000035185 | Functional | Others
39908 | B.D.K. Hospital Jhunjhunu Dh | SPHYGMOMANOMETER(BP APPRATUS) | MODEL NOT AVAILABLE | 2000021646 | Functional | Others
39909 | Sri Karanpur Chc | Freezes | MODEL NOT AVAILABLE | 3000048904 | Functional | Others
39910 | Arnod Chc | Semi Automated Chemistry Analyzer | CPC - STAT FAX 3300 | 3000130518 | Functional | Others
39911 | Birai Phc | Radiant Heat Warmer | Model Not Available | 49714 | Functional | Others
39912 | Banwarla Phc | Syringe Needle Destroyer | Microsil - ND350 | 2000036837 | Functional | Others
39913 | Banwarla Phc | Syringe Needle Destroyer | Microsil - ND350 | 2000028841 | Functional | Others
39914 | Banwarla Phc | Syringe Needle Destroyer | Microsil - ND350 | 2000036234 | Functional | Others
39915 | Banwarla Phc | Syringe Needle Destroyer | Microsil - ND350 | 2000036239 | Functional | Others
39916 | Banwarla Phc | Syringe Needle Destroyer | Microsil - ND350 | 2000036241 | Functional | Others
39917 | Banwarla Phc | Syringe Needle Destroyer | Microsil - ND350 | 2000036242 | Functional | Others
39918 | Banwarla Phc | Syringe Needle Destroyer | Microsil - ND350 | 2000036243 | Functional | Others
39919 | Banwarla Phc | Syringe Needle Destroyer | Microsil - ND350 | 2000036244 | Functional | Others
39920 | Singod Phc | Freezes | MODEL NOT AVAILABLE | 110610637 | Functional | Others
39921 | Gulabpura Chc | Binocular Microscope | Model Not Available | 3000125967 | Functional | Others
39922 | Chardana Phc | Syringe Needle Destroyer | Model not available | 3000199707 | Functional | Others
39923 | Chardana Phc | Syringe Needle Destroyer | Model not available | 3000199712 | Functional | Others
39924 | Chardana Phc | Syringe Needle Destroyer | Model not available | 3000199717 | Functional | Others
39925 | Gulabpura Chc | Binocular Microscope | Model Not Available | 3000125969 | Functional | Others
39926 | Chardana Phc | Binocular Microscope | Model Not Available | 3000199705 | Functional | Others
39927 | Padwa Phc | SPHYGMOMANOMETER(BP APPRATUS) | MODEL NOT AVAILABLE | 3000210345 | Functional | Others
39928 | Khajuwala Chc | Freezes | MODEL NOT AVAILABLE | 3000042413 | Functional | Others
39929 | Khajuwala Chc | Freezes | MODEL NOT AVAILABLE | 3000042414 | Functional | Others
39930 | Asnawar Chc | SPHYGMOMANOMETER(BP APPRATUS-Digital) | Model Not Available | 3000206469 | Functional | Hemocue India
39931 | Jasupura Phc | Hemoglobin meter | Model Not Available | 3000259181 | Functional | Others
39932 | Chardana Phc | Glucometer | Model not available | 3000199709 | Functional | Others
39933 | Khajuwala Chc | Blood Cell Counter - 3 part | Model not available | 3000042415 | Functional | Others
39934 | Nayaboriya Phc | Blood Bank Refrigerator | Model not available | 3000130748 | Functional | Others
39935 | Police Dispensary Pali | Syringe Needle Destroyer | Microsil ND 20 | 3000124732 | Functional | Others
39936 | Siwana Chc | 100mA X-Ray Machine | Model not available | 1408 | Functional | Others
39937 | Dhanarikalaa Phc | Ice lined refrigerator | MK - 142 | 49582 | Functional | Cmho Supply
39938 | Rttau Phc | Baby Weighing Machine | Crown | 2000036674 | Functional | Others
39939 | Siwana Chc | ECG Machine (Single Channel) | Medicaid - Cardio Fax | 613234 | Functional | Others
39940 | Nayaboriya Phc | SPHYGMOMANOMETER(BP APPRATUS) | MODEL NOT AVAILABLE | 3000130745 | Functional | Others
39941 | Nayaboriya Phc | SPHYGMOMANOMETER(BP APPRATUS) | MODEL NOT AVAILABLE | 3000130751 | Functional | Others
39942 | Dhanarikalaa Phc | Freezes | MODEL NOT AVAILABLE | 49584 | Functional | Others
39943 | Mahiyawali Phc | Centrifuge Machine ( 8 Tube) | Model Not Available | 3000048408 | Functional | Others
39944 | Dhanarikalaa Phc | Baby Weighing Machine | SUVARANA | 49585 | Functional | Others
39945 | Mahiyawali Phc | Hemoglobin Analyzer | Model not available | 3000048409 | Functional | Others
39946 | Mahiyawali Phc | Binocular Microscope | Model Not Available | 3000048410 | Functional | Others
39947 | Dhanarikalaa Phc | Nebulizer | MODEL NOT AVAILABLE | 49586 | Functional | Others
39948 | Mahiyawali Phc | SPHYGMOMANOMETER(BP APPRATUS) | MODEL NOT AVAILABLE | 3000048411 | Functional | Others
39949 | Mahiyawali Phc | Baby Weighing Machine | Model Not Available | 3000048412 | Functional | Others
39950 | Mahiyawali Phc | Labour Table | Model Not Available | 3000048413 | Functional | Others
39951 | Police Dispensary Pali | Centrifuge Machine ( 6 Tube ) | Model Not Available | 3000124733 | Functional | Others
39952 | Bhuti Phc | Syringe Needle Destroyer | Nulife - Dots | 953 | Functional | Others
39953 | Bhuti Phc | Centrifuge Machine ( 6 Tube ) | Model Not Available | 3000119337 | Functional | Others
39954 | Mahiyawali Phc | Cautry Machine | Model Not Available | 3000048415 | Functional | Others
39955 | Bhuti Phc | Freezes | Kelvinator KGE 193 | 3000119338 | Functional | Others
39956 | Sewari Phc | Glucometer | Model not available | 3000197347 | Functional | Others
39957 | Pratapnagar Satellite Hospital | Binocular Microscope | Model Not Available | 3000124724 | Functional | Others
39958 | Shergarh Chc | Blood Cell Counter - 3 part | Horiba - ABX Micros ES 60 | 20017 | Functional | Others
39959 | Shergarh Chc | Semi Automated Chemistry Analyzer | Adonis - Ado Chem 7 | 20019 | Functional | Others
39960 | Balghat Phc | Syringe Needle Destroyer | Model not available | 3000137041 | Functional | Others
39961 | Arnod Chc | Weighing Machine | MODEL NOT AVAILABLE | 3000130528 | Functional | Others
39962 | Sarmathura Chc | Semi Automated Chemistry Analyzer | Model not Available | 3000259247 | Functional | Clindiag Systems Bvba
39963 | Arnod Chc | Binocular Microscope | Model Not Available | 4128 | Functional | Others
39964 | Nahargarh Phc | Binocular Microscope | Model Not Available | 3000208486 | Functional | Others
39965 | Bhawani Mandi Chc | Fetal Monitor | EDAN F-6 | 3000206003 | Functional | Edan Smart
39966 | Bhawani Mandi Chc | Suction Machine | HI VAC | 3000206005 | Functional | Anand Medicaids Pvt Ltd
39967 | Mahswa Phc | Centrifuge Machine ( 4 Tube ) | Model not available | 3000137001 | Functional | Others
39968 | Bhawani Mandi Chc | Oxygen Concentrator | BPL - OG 4203 | 3000206010 | Functional | Bpl Medical Technologies
39969 | Bhawani Mandi Chc | Pulse Oxymeter | Comet - P (L and T) | C112493 | Functional | Cognate India
39970 | Bhawani Mandi Chc | Radiant Heat Warmer | Meditrin - Heat Warmer | NRHM/WM/09/65 | Functional | Meditrin Instruments
39971 | Bhawani Mandi Chc | Hydraulic Operation Table | Surgicoin | 3000206014 | Functional | Surgicoin Medequip Pvt Ltd
39972 | Bhawani Mandi Chc | SPHYGMOMANOMETER(BP APPRATUS) | MODEL NOT AVAILABLE | 3000206017 | Functional | Others
39973 | B.D.K. Hospital Jhunjhunu Dh | ECG Machine (Single Channel) | Model Not Available | 2000019106 | Functional | Others
39974 | Satelite Hospital Hiran Magri Sec 5 Udaipur | FOGGING MACHINE | MODEL NOT AVAILABLE | 3000040046 | Functional | Others
39975 | Phalasiya Chc | Syringe Needle Destroyer | Model not available | 25712 | Functional | Mrk Healthcare Pvt Ltd Delhi
39976 | Jk Lone Hospital Jaipur | Weighing Machine | MODEL NOT AVAILABLE | KRUPS | Functional | Others
39977 | Phalasiya Chc | SPHYGMOMANOMETER(BP APPRATUS) | MODEL NOT AVAILABLE | 14J0149 | Functional | Meditrin Instruments
39978 | Satelite Hospital Hiran Magri Sec 5 Udaipur | Hydraulic Operation Table | MODEL NOT AVAILABLE | 3000040047 | Functional | Others
39979 | Satelite Hospital Hiran Magri Sec 5 Udaipur | Hydraulic Operation Table | MODEL NOT AVAILABLE | 3000040051 | Functional | Others
39980 | Ladhuwala Phc | Labour Table | Model Not Available | 3000048437 | Functional | Others
39981 | Rawatsar Chc | Defibrillator | MODEL NOT AVAILABLE | 3000044508 | Functional | Others
39982 | Untada Phc Ajmer | SPHYGMOMANOMETER(BP APPRATUS) | MODEL NOT AVAILABLE | RM0103061 | Functional | Others
39983 | Rawatsar Chc | Pulse Oxymeter | Model Not Available | 3000044510 | Functional | Others
39984 | Ladhuwala Phc | Ice lined refrigerator | MF - 144 | 3000048441 | Functional | Others
39985 | Jawahar Hospital Jaisalmer Dh | SPHYGMOMANOMETER(BP APPRATUS) | MODEL NOT AVAILABLE | 3000056340 | Functional | Others
39986 | Jawahar Hospital Jaisalmer Dh | SPHYGMOMANOMETER(BP APPRATUS) | MODEL NOT AVAILABLE | 3000056494 | Functional | Others
39987 | Ahore Chc | Syringe Needle Destroyer | Nulife - Dots | 3000119378 | Functional | Others
39988 | Ahore Chc | Syringe Needle Destroyer | Nulife - Dots | 3000119382 | Functional | Others
39989 | Fatehpur Phc | Instrument Sterilizer | Model Not Available | 3000208408 | Functional | Others
39990 | City Dispensary Goverdhan Vilas | Freezes | MODEL NOT AVAILABLE | 3000040084 | Functional | Others
39991 | Ambirama Phc | Blood Bank Refrigerator | Model not available | 3000130571 | Functional | Others
39992 | Ambirama Phc | Blood Bank Refrigerator | Model not available | 3000130570 | Functional | Others
39993 | Kushalgarh Chc | Pulse Oxymeter | Model Not Available | 3000207788 | Functional | Others
39994 | Fatehpur Phc | Blood Bank Refrigerator | Model not available | 3000208409 | Functional | Others
39995 | City Dispensary Goverdhan Vilas | Glucometer | Model not available | 3000040085 | Functional | Others
39996 | Bhallon Ka Guda Phc | Centrifuge Machine ( 4 Tube ) | Model not available | 3000204153 | Functional | Others
39997 | Ahore Chc | Baby Weighing Machine | Crown | 3000119379 | Functional | Others
39998 | Ahore Chc | Baby Weighing Machine | Crown | 3000119380 | Functional | Others
39999 | Fatehpur Phc | Weighing Machine | MODEL NOT AVAILABLE | 3000208410 | Functional | Others
40000 | Kushalgarh Chc | Blood Bank Refrigerator | Model not available | 3000207790 | Functional | Others
40001 | Gulabpura Chc | SPHYGMOMANOMETER(BP APPRATUS) | MODEL NOT AVAILABLE | 3000126006 | Functional | Others
40002 | Chandaval Phc | Syringe Needle Destroyer | Model not available | NBSD0713856 | Functional | Others
40003 | City Dispensary Goverdhan Vilas | Hemoglobin meter | Model Not Available | 3000040086 | Functional | Others
40004 | Fatehpur Phc | SPHYGMOMANOMETER(BP APPRATUS) | MODEL NOT AVAILABLE | 3000208411 | Functional | Others
40005 | Bhallon Ka Guda Phc | Freezes | MODEL NOT AVAILABLE | 3000204154 | Functional | Others
40006 | Panchu Chc | Hydraulic Operation Table | MODEL NOT AVAILABLE | 2000035170 | Functional | Others
40007 | Ahore Chc | Suction Machine | Surgivac | 7 | Functional | Others
40008 | Ladana Phc Jaipur2 | SPHYGMOMANOMETER(BP APPRATUS) | MODEL NOT AVAILABLE | 3000222712 | Functional | Others
40009 | Rasta Phc | SPHYGMOMANOMETER(BP APPRATUS) | MODEL NOT AVAILABLE | 3000210101 | Functional | Others
40010 | Rasta Phc | SPHYGMOMANOMETER(BP APPRATUS) | MODEL NOT AVAILABLE | 3000210099 | Functional | Others
40011 | Bjs Dispensary | Weighing Machine | MODEL NOT AVAILABLE | 49194 | Functional | Cmho Supply
40012 | 1 Lsm Phc Ganganagar | SPHYGMOMANOMETER(BP APPRATUS) | MODEL NOT AVAILABLE | 3000202620 | Functional | Others
40013 | Gulabpura Chc | Suction Machine | Model Not Available | 3000125997 | Functional | Others
40014 | Balghat Phc | SPHYGMOMANOMETER(BP APPRATUS) | MODEL NOT AVAILABLE | 3000137040 | Functional | Suprime Enterprises
40015 | Jk Lone Hospital Jaipur | HUMIDIFIER | ALPHA | h1041170ef26 | Functional | Others
40016 | Sarmathura Chc | Binocular Microscope | Model Not Available | 3000259249 | Functional | Others
40017 | Balghat Phc | Centrifuge Machine ( 12 Tube ) | Model Not Available | 3000137051 | Functional | Others
40018 | Jk Lone Hospital Jaipur | ECG Machine (Twelve Channel ) | Cardiotouch Bionet 3000 | T200300067 | Functional | Bionet Co Ltd
40019 | Sarmathura Chc | Syringe Needle Destroyer | Model not available | 3000259258 | Functional | Others
40020 | Sarmathura Chc | Syringe Needle Destroyer | Model not available | 3000259264 | Functional | Others
40021 | Sarmathura Chc | ECG Machine (Single Channel) | Model Not Available | 3000259259 | Functional | Others
40022 | Bhawani Mandi Chc | Baby Weighing Machine | Crown | 11136 | Functional | Others
40023 | Sarmathura Chc | Binocular Microscope | Model Not Available | 3000259261 | Functional | Others
40024 | Bhawani Mandi Chc | FOOT OPERATED SUCTION MACHINE | SU-101 | 3000206008 | Functional | Others
40025 | Bhawani Mandi Chc | Radiant Heat Warmer | Zeal - RHW 2101A | 3000206009 | Functional | Bpl Medical Technologies
40026 | Sarmathura Chc | Radiant Heat Warmer | Model Not Available | 3000259253 | Functional | Others
40027 | Mahswa Phc | Blood Bank Refrigerator | Model not available | 300137021 | Functional | Others
40028 | Bhawani Mandi Chc | SPHYGMOMANOMETER(BP APPRATUS) | MODEL NOT AVAILABLE | 377053 | Functional | Others
40029 | Moroli Phc | Centrifuge Machine ( 8 Tube) | Model Not Available | 3000259215 | Functional | Remi Electrotechnik Ltd
40030 | Mahswa Phc | Weighing Machine | MODEL NOT AVAILABLE | 3000137024 | Functional | Others
40031 | Moroli Phc | Blood Cell Counter - 3 part | Model not available | 3000259219 | Functional | Others
40032 | Mahswa Phc | Radiant Heat Warmer | Meditrin - Heat Warmer | NRHM/WMLL/268 | Functional | Others
40033 | Mahswa Phc | FOOT OPERATED SUCTION MACHINE | MODEL NOT AVAILABLE | 3000137011 | Functional | Others
40034 | Bhawani Mandi Chc | Centrifuge Machine ( 16 Tube ) | REMI (R8C + R83) | 3000206026 | Functional | Remi Electrotechnik Ltd
40035 | Bhawani Mandi Chc | Colorimeter | MODEL NOT AVAILABLE | 3000206029 | Functional | Alco Medical Microscopes
40036 | Bhawani Mandi Chc | Binocular Microscope | Model Not Available | 3000206032 | Functional | Others
40037 | Bhawani Mandi Chc | Centrifuge Machine ( 4 Tube ) | Model not available | 3000206037 | Functional | Remi Electrotechnik Ltd
40038 | Bhawani Mandi Chc | Phototherepy Unit | Fenam, Bilitron Sky 5006 | 440155 | Functional | Others
40039 | Dhadhaniya Adpost Phc Jodhpur | SPHYGMOMANOMETER(BP APPRATUS) | MODEL NOT AVAILABLE | 3000049711 | Functional | Others
40040 | Bhawani Mandi Chc | Phototherepy Unit | Meditrin - Digital Bilitimer Phototherapy | NRHM/PT09/14 | Functional | Others
40041 | Durgpura Phc | Syringe Needle Destroyer | Nulife - Dots | NBSD0716445 | Functional | Mrk Healthcare Pvt Ltd Delhi
40042 | Unchaida Phc | Syringe Needle Destroyer | Model not available | 2000030314 | Functional | Others
40043 | Unchaida Phc | Syringe Needle Destroyer | Model not available | 2000030315 | Functional | Others
40044 | Unchaida Phc | Syringe Needle Destroyer | Model not available | 2000030316 | Functional | Others
40045 | Unchaida Phc | Syringe Needle Destroyer | Model not available | 2000030322 | Functional | Others
40046 | Unchaida Phc | SPHYGMOMANOMETER(BP APPRATUS) | MODEL NOT AVAILABLE | 2000030317 | Functional | Others
40047 | Unchaida Phc | SPHYGMOMANOMETER(BP APPRATUS) | MODEL NOT AVAILABLE | 200030310 | Functional | Others
40048 | Unchaida Phc | SPHYGMOMANOMETER(BP APPRATUS) | MODEL NOT AVAILABLE | 2000030313 | Functional | Others
40049 | Unchaida Phc | SPHYGMOMANOMETER(BP APPRATUS) | MODEL NOT AVAILABLE | 2000030326 | Functional | Others
40050 | Unchaida Phc | SPHYGMOMANOMETER(BP APPRATUS) | MODEL NOT AVAILABLE | 2000030325 | Functional | Others
40051 | Unchaida Phc | SPHYGMOMANOMETER(BP APPRATUS) | MODEL NOT AVAILABLE | 200003027 | Functional | Others
40052 | Unchaida Phc | Baby Weighing Machine | Model Not Available | 2000030317 | Functional | Others
40053 | Unchaida Phc | Baby Weighing Machine | Model Not Available | 2000030318 | Functional | Others
40054 | Unchaida Phc | Labour Table | Model Not Available | 200030319 | Functional | Others
40055 | Unchaida Phc | Labour Table | Model Not Available | 3000030320 | Functional | Others
40056 | Unchaida Phc | Labour Table | Model Not Available | 2000030321 | Functional | Others
40057 | Pratapnagar Satellite Hospital | Freezes | GL-185 | 3000124727 | Functional | Others
40058 | Salwakalaan Phc | Ice lined refrigerator | HBD-116 | 60265 | Functional | Others
40059 | Phuliyaklan Phc Bhilwara | Hemoglobin meter | Model Not Available | 3000262229 | Functional | Others
40060 | Salwakalaan Phc | Ice lined refrigerator | HBC-70 | B2A6L0073 | Functional | Others
40061 | Phuliyaklan Phc Bhilwara | Binocular Microscope | Model Not Available | 3000262230 | Functional | Others
40062 | Phuliyaklan Phc Bhilwara | Centrifuge Machine ( 8 Tube) | Model Not Available | 3000262231 | Functional | Others
40063 | Pratapnagar Satellite Hospital | Syringe Needle Destroyer | Microsil ND 20 | 3000124728 | Functional | Others
40064 | Bekariya Chc | Freezes | GL-254AMG5 | 3000205626 | Functional | Lg
40065 | Phuliyaklan Phc Bhilwara | Radiant Heat Warmer | Zeal - RHW 2101A | 3000262234 | Functional | Others
40066 | Ledy Phc | SPHYGMOMANOMETER(BP APPRATUS) | MODEL NOT AVAILABLE | 2000036750 | Functional | Others
40067 | Ledy Phc | SPHYGMOMANOMETER(BP APPRATUS) | MODEL NOT AVAILABLE | 2000036751 | Functional | Others
40068 | Thada Chc | Freezes | Kelvinator KGE 193 | 3000135002 | Functional | Others
40069 | Dungarsaran Chc Dungarpur | Instrument Sterilizer | Model Not Available | 3000210031 | Functional | Others
40070 | Dungarsaran Chc Dungarpur | Instrument Sterilizer | Model Not Available | 3000210036 | Functional | Others
40071 | Rawatsar Chc | Radiant Heat Warmer | Model Not Available | 3000044512 | Functional | Others
40072 | Rawatsar Chc | Radiant Heat Warmer | Model Not Available | 3000044513 | Functional | Others
40073 | Nokha Chc | Sahlis HB Meter | Model not available | 3000045254 | Functional | Others
40074 | Rawatsar Chc | Phototherepy Unit | MODEL NOT AVAILABLE | 4497 | Functional | Others
40075 | Thada Chc | Weighing Machine | MODEL NOT AVAILABLE | 3000135005 | Functional | Others
40076 | Dungarsaran Chc Dungarpur | Baby Weighing Machine | Model Not Available | 3000210033 | Functional | Others
40077 | Rawatsar Chc | FOOT OPERATED SUCTION MACHINE | MODEL NOT AVAILABLE | 3000044516 | Functional | Others
40078 | Raniwada Chc | Baby Weighing Machine | Crown | 3000119856 | Functional | Others
40079 | Raniwada Chc | Baby Weighing Machine | Crown | 3000119863 | Functional | Others
40080 | Dungarsaran Chc Dungarpur | O.T. Light Single Dome | MODEL NOT AVAILABLE | 3000210034 | Functional | Others
40081 | Raniwada Chc | FOOT OPERATED SUCTION MACHINE | MODEL NOT AVAILABLE | 3000119857 | Functional | Others
40082 | Thada Chc | Blood Cell Counter - 3 part | Model not available | 3000135009 | Functional | Others
40083 | Thada Chc | Centrifuge Machine ( 4 Tube ) | Model not available | 3000135010 | Functional | Others
40084 | Ladhuwala Phc | Blood Bank Refrigerator | Model not available | 3000048450 | Functional | Others
40085 | Ladhuwala Phc | Blood Bank Refrigerator | Model not available | 3000048457 | Functional | Others
40086 | Thada Chc | Monocular Microscope | Model not available | 3000135011 | Functional | Others
40087 | Shishu Phc | Ice lined refrigerator | HBD-116 | BE04G4E2600B2A570042 | Functional | Haier Appliances India Pvt
40088 | Mahswa Phc | Freezes | MODEL NOT AVAILABLE | 3000137016 | Non Functional Not Repairable | Others
40089 | Bagole Phc | Baby Weighing Machine | Model Not Available | 3000197720 | Functional | Others
40090 | Thada Chc | Baby Weighing Machine | Model Not Available | 3000135013 | Functional | Others
40091 | Moroli Phc | Baby Weighing Machine | Model Not Available | 3000259221 | Functional | Others
40092 | Ladhuwala Phc | Syringe Needle Destroyer | Nulife - Dots | 3000048453 | Functional | Others
40093 | Pali Phc | Baby Weighing Machine | Model Not Available | 3000199655 | Functional | Others
40094 | Agolai Phc | Ice lined refrigerator | MK - 142 | 2463736 | Functional | Others
40095 | Ambirama Phc | Blood Bank Refrigerator | Model not available | 3000130575 | Functional | Others
40096 | City Dispensary Goverdhan Vilas | Syringe Needle Destroyer | Model not available | 3000040087 | Functional | Mico
40097 | Ahore Chc | 100mA X-Ray Machine | Model not available | 1469 | Functional | Others
40098 | Rasta Phc | Instrument Sterilizer | Model Not Available | 3000210098 | Functional | Others
40099 | Fatehpur Phc | Blood Bank Refrigerator | Model not available | 3000208412 | Functional | Cmho Supply
40100 | Kushalgarh Chc | ECG Machine (Three Channel ) | Model Not Available | 3000207789 | Functional | Others
40101 | Bhallon Ka Guda Phc | Glucometer | Model not available | M20465 | Functional | Others
40102 | Gulabpura Chc | Nebulizer | MODEL NOT AVAILABLE | 132006144 | Functional | Others
40103 | Panchu Chc | Syringe Needle Destroyer | Model not available | 2000035176 | Functional | Others
40104 | Sadri Chc | Dental Chair Unit | Model Not Available | 3000197629 | Functional | Others
40105 | Ahore Chc | ECG Machine (Single Channel) | RMS - Vista 101 | 3000119384 | Functional | Others
40106 | Bjs Dispensary | Baby Weighing Machine | Model Not Available | 49195 | Functional | Cmho Supply
40107 | Ladana Phc Jaipur2 | Weighing Machine | MODEL NOT AVAILABLE | 3000222713 | Functional | Others
40108 | City Dispensary Goverdhan Vilas | Ice lined refrigerator | Model Not Available | 3000040088 | Functional | Vestfrost Solutions
40109 | Fatehpur Phc | Autoclave | Model not available | 3000208413 | Functional | Cmho Supply
40110 | Gulabpura Chc | Nebulizer | MODEL NOT AVAILABLE | 3000125999 | Functional | Others
40111 | Panchu Chc | Centrifuge Machine ( 12 Tube ) | Model Not Available | 2000035177 | Functional | Others
40112 | Agolai Phc | Ice lined refrigerator | HBD-116 | BE04G4E2600B2A5CO296 | Functional | Others
40113 | Sewariya Phc Pali | Weighing Machine | MODEL NOT AVAILABLE | 3000202621 | Functional | Others
40114 | Rasta Phc | Binocular Microscope | Model Not Available | 3000210096 | Functional | Others
40115 | Gulabpura Chc | SPHYGMOMANOMETER(BP APPRATUS) | MODEL NOT AVAILABLE | 22634 | Functional | Others
40116 | Ladana Phc Jaipur2 | Syringe Needle Destroyer | Microsil ND 120 | 3000222714 | Functional | Others
40117 | Agolai Phc | Ice lined refrigerator | MK - 142 | 25116748 | Functional | Others
40118 | Sewariya Phc Pali | Baby Weighing Machine | Crown | 3000202622 | Functional | Ramon Surgical Company
40119 | Kushalgarh Chc | Freezes | MODEL NOT AVAILABLE | 3000207798 | Functional | Others
40120 | 1 Lsm Phc Ganganagar | Baby Weighing Machine | Model Not Available | 3000222625 | Functional | Others
40121 | Bharunda Phc Pali | SPHYGMOMANOMETER(BP APPRATUS) | MODEL NOT AVAILABLE | 3000197905 | Functional | National Industrial Company
40122 | Donda Phc | Freezes | MODEL NOT AVAILABLE | 300020690 | Functional | Videocon Industries Ltd
40123 | Donda Phc | Binocular Microscope | AMT 5A | 3000206092 | Functional | Rohilla Industries Jaipur
40124 | Raisana Phc | Blood Bank Refrigerator | Model not available | 3000216224 | Functional | Haier Appliances India Pvt
40125 | Jasupura Phc | SPHYGMOMANOMETER(BP APPRATUS) | MODEL NOT AVAILABLE | 3000259163 | Functional | Others
40126 | Jasupura Phc | SPHYGMOMANOMETER(BP APPRATUS) | MODEL NOT AVAILABLE | 3000259166 | Functional | Others
40127 | Singod Phc | Centrifuge Machine (24 Tubes) | Model no available | 300022243 | Functional | Others
40128 | Madri Phc | Blood Bank Refrigerator | Model not available | 3000204420 | Functional | Haier Appliances India Pvt
40129 | Gulabpura Chc | Semi Automated Chemistry Analyzer | Model not Available | 3000125968 | Functional | Others
40130 | Padukalaan Phc | Spot Light ( Portable ) | Model Not Available | 2000036371 | Functional | Others
40131 | Gulabpura Chc | Centrifuge Machine ( 8 Tube) | Model Not Available | 3000125971 | Functional | Others
40132 | Chardana Phc | Instrument Sterilizer | Model Not Available | 3000199710 | Functional | Others
40133 | Novi Phc | Centrifuge Machine ( 8 Tube) | Model Not Available | 3000197892 | Functional | Others
40134 | Asnawar Chc | Binocular Microscope | Model Not Available | 3000206470 | Functional | Others
40135 | Gulabpura Chc | Syringe Needle Destroyer | Microsil ND 20 | 3000125972 | Functional | Others
40136 | Ramsinghpur Phc | Baby Weighing Machine | Model Not Available | 3000041173 | Functional | Others
40137 | Ramsinghpur Phc | Baby Weighing Machine | Model Not Available | 3000041177 | Functional | Others
40138 | Ramsinghpur Phc | Baby Weighing Machine | Model Not Available | 3000041182 | Functional | Others
40139 | Gulabpura Chc | Hemoglobin meter | Model Not Available | 3000125973 | Functional | Others
40140 | Jasupura Phc | Binocular Microscope | Model Not Available | 3000259182 | Functional | Others
40141 | Chardana Phc | SPHYGMOMANOMETER(BP APPRATUS) | MODEL NOT AVAILABLE | 3000199711 | Functional | Others
40142 | Jasupura Phc | Glucometer | Model not available | 103A026B734 | Functional | Others
40143 | Chardana Phc | Ice lined refrigerator | Model Not Available | 3000199714 | Functional | Others
40144 | Maitali Phc | SPHYGMOMANOMETER(BP APPRATUS) | MODEL NOT AVAILABLE | 3000210287 | Functional | Others
40145 | Maitali Phc | SPHYGMOMANOMETER(BP APPRATUS) | MODEL NOT AVAILABLE | 3000210288 | Functional | Others
40146 | Gulabpura Chc | Glucometer | Model not available | 3000125975 | Functional | Others
40147 | Chardana Phc | Autoclave | Model not available | 3000199718 | Functional | Others
40148 | Ledy Phc | SPHYGMOMANOMETER(BP APPRATUS) | MODEL NOT AVAILABLE | 2000036752 | Functional | Others
40149 | Ledy Phc | SPHYGMOMANOMETER(BP APPRATUS) | MODEL NOT AVAILABLE | 2000036753 | Functional | Others
40150 | Ledy Phc | SPHYGMOMANOMETER(BP APPRATUS) | MODEL NOT AVAILABLE | 2000036760 | Functional | Others
40151 | Kalibhit Phc | Centrifuge Machine ( 4 Tube ) | Model not available | 3000204335 | Functional | Others
40152 | Ledy Phc | Centrifuge Machine ( 12 Tube ) | Model Not Available | 2000036761 | Functional | Others
40153 | Ledy Phc | Centrifuge Machine ( 12 Tube ) | Model Not Available | 2000036762 | Functional | Others
40154 | Ledy Phc | Centrifuge Machine ( 12 Tube ) | Model Not Available | 2000036763 | Functional | Others
40155 | Ledy Phc | Centrifuge Machine ( 12 Tube ) | Model Not Available | 2000036764 | Functional | Others
40156 | Ledy Phc | Centrifuge Machine ( 12 Tube ) | Model Not Available | 2000036765 | Functional | Others
40157 | Phuliyaklan Phc Bhilwara | Baby Weighing Machine | Model Not Available | 3000262236 | Functional | Others
40158 | Nayaboriya Phc | Syringe Needle Destroyer | Model not available | 3000130752 | Functional | Others
40159 | Nayaboriya Phc | Syringe Needle Destroyer | Model not available | 3000135137 | Functional | Others
40160 | Ledy Phc | Glucometer | Accu Chek Performa | 2000036759 | Functional | Others
40161 | Ledy Phc | Glucometer | Accu Chek Performa | 2000036766 | Functional | Others
40162 | Phuliyaklan Phc Bhilwara | FOOT OPERATED SUCTION MACHINE | MODEL NOT AVAILABLE | 3000262240 | Functional | Others
40163 | Nayaboriya Phc | Labour Table | Model Not Available | 3000130753 | Functional | Others
40164 | Nayaboriya Phc | Instrument Sterilizer | Model Not Available | 3000135134 | Functional | Others
40165 | Bekariya Chc | Radiant Heat Warmer | Model Not Available | 3000205631 | Functional | Meditrin Instruments
40166 | Bekariya Chc | Ice lined refrigerator | HBC-70 | 3000205633 | Functional | Haier Appliances India Pvt
40167 | Sangriya Chc Bhilwara | Semi Automated Chemistry Analyzer | 3300 | 3000262248 | Functional | Others
40168 | Nandeshma Phc | Binocular Microscope | Labomed - Vision 2000 | 4077 | Functional | Others
40169 | Nayaboriya Phc | SPHYGMOMANOMETER(BP APPRATUS) | MODEL NOT AVAILABLE | 3000130529 | Functional | Others
40170 | Nayaboriya Phc | Syringe Needle Destroyer | Microsil ND-60 | 3000130532 | Functional | Others
40171 | Nandeshma Phc | Weighing Machine | MODEL NOT AVAILABLE | 3000205407 | Functional | Others
40172 | Luhara Phc Churu | Baby Weighing Machine | Model Not Available | 3000129275 | Functional | Others
40173 | Nayaboriya Phc | Suction Machine | Model Not Available | 3000130530 | Functional | Others
40174 | Nandeshma Phc | Blood Bank Refrigerator | Model not available | 3000205410 | Functional | Others
40175 | Mirzawali Meher Phc Hanumangarh | Glucometer | Model not available | EA12K02819 | Functional | Others
40176 | Raniwada Chc | Freezes | MODEL NOT AVAILABLE | 3000119865 | Functional | Others
40177 | Ladhuwala Phc | Hemoglobin Analyzer | Model not available | 3000048454 | Functional | Others
40178 | Thada Chc | ECG Machine (Single Channel) | Model Not Available | 3000135018 | Functional | Others
40179 | Nokha Chc | Multi-Para Monitor | INNOAVA | 3000045316 | Functional | Others
40180 | Raniwada Chc | ECG Machine (Single Channel) | Medicaid - Cardio Fax | C713550 | Functional | Others
40181 | Sadri Chc | Baby Weighing Machine | Crown | 3000197635 | Functional | Crown Digital Scales Inc
40182 | Thada Chc | Instrument Sterilizer | Model Not Available | 3000135020 | Functional | Others
40183 | Ladhuwala Phc | Glucometer | Model not available | 3000048455 | Functional | Others
40184 | Ladhuwala Phc | Glucometer | Model not available | 3000048456 | Functional | Others
40185 | Thada Chc | Syringe Needle Destroyer | Microsil ND-60 | 3000135021 | Functional | Others
40186 | Raipur Chc | VDRL Rotator (Rotor and Shaker) | Yorco - YSI 148 | 6166297 | Functional | Others
40187 | Jawahar Hospital Jaisalmer Dh | ELECTRIC OT TABLE | MODEL NOT AVAILABLE | 300056342 | Functional | Others
40188 | Jawahar Hospital Jaisalmer Dh | ELECTRIC OT TABLE | MODEL NOT AVAILABLE | 3000056497 | Functional | Others
40189 | Nokha Chc | FOGGING MACHINE | MODEL NOT AVAILABLE | 3000045307 | Functional | Others
40190 | Gazsinghpur Chc | Micropipettes | MODEL NOT AVAILABLE | 249752 | Functional | Others
40191 | Gazsinghpur Chc | Micropipettes | MODEL NOT AVAILABLE | 3000048791 | Functional | Others
40192 | Gazsinghpur Chc | Micropipettes | MODEL NOT AVAILABLE | 900902 | Functional | Others
40193 | Gazsinghpur Chc | Micropipettes | MODEL NOT AVAILABLE | 250482 | Functional | Others
40194 | Kawantia Hospital Dh | Radiant Heat Warmer | Meditrin - Heat Warmer | 2000024754 | Functional | Others
40195 | Nokha Chc | Spot Light ( Portable ) | Model Not Available | 3000045311 | Functional | Others
40196 | Jawahar Hospital Jaisalmer Dh | Autoclave | Model not available | 3000056343 | Functional | Others
40197 | Jawahar Hospital Jaisalmer Dh | Autoclave | Model not available | 3000056483 | Functional | Others
40198 | Buchia Bada Chc Dungarpur | Centrifuge Machine ( 12 Tube ) | Model Not Available | 3000260196 | Functional | Others
40199 | Buchia Bada Chc Dungarpur | Semi Automated Chemistry Analyzer | Model not Available | 3000260195 | Functional | Others
40200 | Sadri Chc | Labour Table | AKS Hospicare | 3000197636 | Functional | A K Surgicals
40201 | Raipur Chc | Radiant Heat Warmer | Meditrin - Heat Warmer | NRHM/WM09/033 | Functional | Others
40202 | Sewariya Phc Pali | FOOT OPERATED SUCTION MACHINE | MODEL NOT AVAILABLE | 3000202623 | Functional | Others
40203 | Chandaval Phc | Centrifuge Machine ( 8 Tube) | Model Not Available | 3000202422 | Functional | Others
40204 | Agolai Phc | Radiant Heat Warmer | Model Not Available | 3000049707 | Functional | Others
40205 | Rampuriya Phc | SPHYGMOMANOMETER(BP APPRATUS) | MODEL NOT AVAILABLE | 3000135141 | Functional | Others
40206 | Bhallon Ka Guda Phc | Freezes | MODEL NOT AVAILABLE | 3000204157 | Functional | Others
40207 | Bhallon Ka Guda Phc | Freezes | MODEL NOT AVAILABLE | 3000204159 | Functional | Others
40208 | Ladana Phc Jaipur2 | Binocular Microscope | Model Not Available | 3000222627 | Functional | Others
40209 | Gulabpura Chc | Syringe Needle Destroyer | Nulife - Dots | 3000125992 | Functional | Others
40210 | Sewariya Phc Pali | Labour Table | Model Not Available | 3000202624 | Functional | Others
40211 | Panchu Chc | Incubator | MODEL NOT AVAILABLE | 2000035194 | Functional | Others
40212 | Bjs Dispensary | Binocular Microscope | Labomed - Vision 2000 | 49538 | Functional | Cmho Supply
40213 | Agolai Phc | Baby Weighing Machine | Crown | 3000049708 | Functional | Others
40214 | Rampuriya Phc | Syringe Needle Destroyer | Model not available | 3000135143 | Functional | Others
40215 | Chandaval Phc | Glucometer | Model not available | 3000202423 | Functional | Others
40216 | Panchu Chc | Radiant Heat Warmer | Model Not Available | 2000035195 | Functional | Others
40217 | City Dispensary Goverdhan Vilas | Weighing Machine | MODEL NOT AVAILABLE | 3000040093 | Functional | Fanem
40218 | City Dispensary Goverdhan Vilas | Weighing Machine | MODEL NOT AVAILABLE | 3000040094 | Functional | Fanem
40219 | Rampuriya Phc | Ice lined refrigerator | Model Not Available | 3000135144 | Functional | Others
40220 | Ladana Phc Jaipur2 | Centrifuge Machine ( 4 Tube ) | Model not available | 3000222628 | Functional | Others
40221 | Bhallon Ka Guda Phc | Ice lined refrigerator | MK - 142 | 3000204158 | Functional | Haier Appliances India Pvt
40222 | Rampuriya Phc | Blood Bank Refrigerator | Model not available | 3000135145 | Functional | Others
40223 | Agolai Phc | Radiant Heat Warmer | Model Not Available | 3000049709 | Functional | Others
40224 | Chandaval Phc | Binocular Microscope | Model Not Available | 3000202424 | Functional | Others
40225 | Bjs Dispensary | Centrifuge Machine ( 8 Tube) | REMI - R303 | GGLC8629 | Functional | Others
40226 | Gulabpura Chc | SPHYGMOMANOMETER(BP APPRATUS) | MODEL NOT AVAILABLE | 3000125993 | Functional | Others
40227 | Panchu Chc | SPHYGMOMANOMETER(BP APPRATUS) | MODEL NOT AVAILABLE | 2000035171 | Functional | Others
40228 | Bhallon Ka Guda Phc | Autoclave | Model not available | 3000204161 | Functional | Others
40229 | Mahajan Phc | Baby Weighing Machine | Model Not Available | 3000045099 | Functional | Others
40230 | Kakradi Phc Pali | SPHYGMOMANOMETER(BP APPRATUS) | MODEL NOT AVAILABLE | 99133730 | Functional | Ajay Optical India
40231 | Dhodh Chc | Hemoglobin meter | HB 301 | 1344313011 | Functional | Others
40232 | M G Hospital Banswara Dh | Syringe Infusion Pump | Model not available | 3000207068 | Functional | Others
40233 | M G Hospital Banswara Dh | Syringe Infusion Pump | Model not available | 3000207069 | Functional | Others
40234 | M G Hospital Banswara Dh | Syringe Infusion Pump | Model not available | 3000207070 | Functional | Others
40235 | M G Hospital Banswara Dh | Syringe Infusion Pump | Model not available | 3000207071 | Functional | Others
40236 | M G Hospital Banswara Dh | Syringe Infusion Pump | Model not available | 3000207072 | Functional | Others
40237 | Mahajan Phc | Suction Machine | Model Not Available | 3000045102 | Functional | Others
40238 | Jawahar Hospital Jaisalmer Dh | Intensive Care Bed | Janak | 3000056501 | Functional | Others
40239 | Jawahar Hospital Jaisalmer Dh | Intensive Care Bed | Janak | 3000056502 | Functional | Others
40240 | Jawahar Hospital Jaisalmer Dh | Intensive Care Bed | Janak | 3000056503 | Functional | Others
40241 | Jawahar Hospital Jaisalmer Dh | Intensive Care Bed | Janak | 3000056504 | Functional | Others
40242 | Jawahar Hospital Jaisalmer Dh | Intensive Care Bed | Janak | 3000056505 | Functional | Others
40243 | Jawahar Hospital Jaisalmer Dh | Intensive Care Bed | Janak | 3000056506 | Functional | Others
40244 | Jawahar Hospital Jaisalmer Dh | Intensive Care Bed | Janak | 3000056507 | Functional | Others
40245 | Jawahar Hospital Jaisalmer Dh | Intensive Care Bed | Janak | 3000056508 | Functional | Others
40246 | Jawahar Hospital Jaisalmer Dh | Intensive Care Bed | Janak | 3000056509 | Functional | Others
40247 | Jawahar Hospital Jaisalmer Dh | Intensive Care Bed | Janak | 3000056510 | Functional | Others
40248 | Gundoj Phc | Binocular Microscope | AMT 5A | 3000197149 | Functional | Rohilla Industries Jaipur
40249 | Gudamalani Chc | Semi Automated Chemistry Analyzer | CHEM 5 PLUS | 60976 | Functional | Others
40250 | Asnawar Chc | Blood Cell Counter - 3 part | Horiba - ABX Micros ES 60 | 3000206472 | Functional | Horiba India Pvt Ltd
40251 | Khajuwala Chc | Baby Weighing Machine | Model Not Available | 3000042426 | Functional | Others
40252 | Chardana Phc | Instrument Sterilizer | Model Not Available | 3000199716 | Functional | Others
40253 | Gulabpura Chc | Blood Cell Counter - 3 part | Model not available | 3000125976 | Functional | Others
40254 | Jasupura Phc | Weighing Machine | MODEL NOT AVAILABLE | 3000259186 | Functional | Others
40255 | Khajuwala Chc | Spot Light ( Portable ) | Model Not Available | 3000042427 | Functional | Others
40256 | Luhara Phc Churu | Weighing Machine | MODEL NOT AVAILABLE | 3000129276 | Functional | Others
40257 | Durgpura Phc | Instrument Sterilizer | Model Not Available | 3000206121 | Functional | Others
40258 | Luhara Phc Churu | Suction Machine | Model Not Available | 3000129278 | Functional | Others
40259 | Durgpura Phc | SPHYGMOMANOMETER(BP APPRATUS) | Pagoda | 3000206122 | Functional | Others
40260 | Parthipura Phc | SPHYGMOMANOMETER(BP APPRATUS) | MODEL NOT AVAILABLE | 3000135121 | Functional | Others
40261 | Parthipura Phc | Blood Bank Refrigerator | Model not available | 3000135119 | Functional | Others
40262 | Parthipura Phc | Blood Bank Refrigerator | Model not available | 3000135120 | Functional | Others
40263 | Parthipura Phc | Syringe Needle Destroyer | Microsil ND-60 | 3000135122 | Functional | Others
40264 | Kothiya Phc | Glucometer | Model not available | 3000262259 | Functional | Others
40265 | Durgpura Phc | Binocular Microscope | AMT 5A | 3000206123 | Functional | Cmho Supply
40266 | Gothan Chc | Radiant Heat Warmer | Model Not Available | 2000030074 | Functional | Others
40267 | Gothan Chc | Radiant Heat Warmer | Model Not Available | 2000030075 | Functional | Others
40268 | Gothan Chc | Instrument Sterilizer | Model Not Available | 2000030076 | Functional | Others
40269 | Gothan Chc | Instrument Sterilizer | Model Not Available | 2000030077 | Functional | Others
40270 | Gothan Chc | Instrument Sterilizer | Model Not Available | 2000030078 | Functional | Others
40271 | Parthipura Phc | Semi Automated Chemistry Analyzer | Model not Available | 3000135113 | Functional | Others
40272 | Gothan Chc | SPHYGMOMANOMETER(BP APPRATUS) | MODEL NOT AVAILABLE | 2000030080 | Functional | Others
40273 | Gothan Chc | SPHYGMOMANOMETER(BP APPRATUS) | MODEL NOT AVAILABLE | 2000030081 | Functional | Others
40274 | Gothan Chc | SPHYGMOMANOMETER(BP APPRATUS) | MODEL NOT AVAILABLE | 2000030097 | Functional | Others
40275 | Gothan Chc | SPHYGMOMANOMETER(BP APPRATUS) | MODEL NOT AVAILABLE | 2000030098 | Functional | Others
40276 | Gothan Chc | SPHYGMOMANOMETER(BP APPRATUS) | MODEL NOT AVAILABLE | 2000030106 | Functional | Others
40277 | Gothan Chc | SPHYGMOMANOMETER(BP APPRATUS) | MODEL NOT AVAILABLE | 2000030107 | Functional | Others
40278 | Parthipura Phc | Automated Urine Analyzer | Model not available | 3000135113 | Functional | Others
40279 | Paderi Phc | Syringe Needle Destroyer | Model not available | nbsd0714320 | Functional | Others
40280 | Paderi Phc | Syringe Needle Destroyer | Model not available | 3000198147 | Functional | Others
40281 | Padukalaan Phc | Ice lined refrigerator | HBC-70 | BE07F4E0N0082A600140 | Functional | Others
40282 | Gothan Chc | Binocular Microscope | Model Not Available | 2000030085 | Functional | Others
40283 | M G Hospital Banswara Dh | Blood Gas Analyzer (ABG Machine) | Cobas b 121 | 30000207055 | Functional | Others
40284 | Raipur Chc | Fetal Doppler | MODEL NOT AVAILABLE | 3000214259 | Functional | Others
40285 | M G Hospital Banswara Dh | Binocular Microscope | Model Not Available | 30000207080 | Functional | Others
40286 | Devla Phc | Baby Weighing Machine | Model Not Available | 3000130774 | Functional | Others
40287 | Morjanda Phc | Radiant Heat Warmer | Meditrin - Heat Warmer | 3000048615 | Functional | Others
40288 | Raipur Chc | Suction Machine | Model Not Available | 10462 | Functional | Others
40289 | Nimbol Phc | Syringe Needle Destroyer | BS-949 | 3000202147 | Functional | Others
40290 | Bhadsiya Phc | Syringe Needle Destroyer | Model not available | 2000028719 | Functional | Others
40291 | Raipur Chc | Instrument Sterilizer | Model Not Available | 3000214257 | Functional | Others
40292 | Devla Phc | Monocular Microscope | Model not available | 3000130775 | Functional | Others
40293 | Devla Phc | Monocular Microscope | Model not available | 3000130779 | Functional | Others
40294 | Devla Phc | Monocular Microscope | Model not available | 3000130780 | Functional | Others
40295 | Nokha Chc | VDRL Rotator (Rotor and Shaker) | Model Not Available | 3000045263 | Functional | Others
40296 | Morjanda Phc | Autoclave | Model not available | 3000048617 | Functional | Others
40297 | Nokha Chc | Binocular Microscope | Model Not Available | 3000045264 | Functional | Others
40298 | Boosi Phc | Freezes | MODEL NOT AVAILABLE | 3000197530 | Functional | Videocon Industries Ltd
40299 | Nokha Chc | Suction Machine | Model Not Available | 3000045271 | Functional | Others
40300 | Gharsana Chc | Freezes | MODEL NOT AVAILABLE | 3000041513 | Functional | Others
40301 | Gharsana Chc | Freezes | MODEL NOT AVAILABLE | 3000041514 | Functional | Others
40302 | Devla Phc | Syringe Needle Destroyer | NSD100 | 3000130777 | Functional | Others
40303 | Nokha Chc | Suction Machine | Model Not Available | 3000045272 | Functional | Others
40304 | Nimbol Phc | Centrifuge Machine ( 8 Tube) | REMI - R4C | ELIC3500 | Functional | Others
40305 | Morjanda Phc | Fetal Doppler | MODEL NOT AVAILABLE | 3000048620 | Functional | Others
40306 | Sadri Chc | Incubator | 37 S | 3000197638 | Functional | Bio-Rad Laboratories India Pvt Ltd
40307 | Phagalwa Phc | Binocular Microscope | PZB 22 | 2000029474 | Functional | Others
40308 | Devla Phc | Glucometer | Model not available | 3000130778 | Functional | Others
40309 | Nokha Chc | SPHYGMOMANOMETER(BP APPRATUS) | MODEL NOT AVAILABLE | 3000045273 | Functional | Others
40310 | Panchu Chc | Centrifuge Machine ( 4 Tube ) | Model not available | 2000035175 | Functional | Others
40311 | Ladana Phc Jaipur2 | Syringe Needle Destroyer | Model not available | 3000222630 | Functional | Others
40312 | Patoda Phc | Freezes | MODEL NOT AVAILABLE | 2000029323 | Functional | Others
40313 | Chandaval Phc | Freezes | MODEL NOT AVAILABLE | 3000202425 | Functional | Others
40314 | Bhallon Ka Guda Phc | Fetal Doppler | MODEL NOT AVAILABLE | 3000204163 | Functional | Others
40315 | Tamatiya Phc | Binocular Microscope | Model Not Available | 3000260020 | Functional | Others
40316 | Tamatiya Phc | Binocular Microscope | Model Not Available | 3000260022 | Functional | Others
40317 | Patoda Phc | Instrument Sterilizer | Model Not Available | 47342009 | Functional | Others
40318 | Dungarsinghpura Phc | Syringe Needle Destroyer | Model not available | 3000048416 | Functional | Others
40319 | Dungarsinghpura Phc | Syringe Needle Destroyer | Model not available | 3000048426 | Functional | Others
40320 | Ladana Phc Jaipur2 | Ice lined refrigerator | MK-144 | 3000222621 | Functional | Others
40321 | Gulabpura Chc | O.T. Light Single Dome | MODEL NOT AVAILABLE | 3000125996 | Functional | Others
40322 | Patoda Phc | Baby Weighing Machine | Model Not Available | 2000029325 | Functional | Others
40323 | Bhallon Ka Guda Phc | Weighing Machine | MODEL NOT AVAILABLE | 3000204166 | Functional | Others
40324 | Ladana Phc Jaipur2 | Ice lined refrigerator | HBD-116 | 3000222622 | Functional | Others
40325 | Dungarsinghpura Phc | Instrument Sterilizer | Model Not Available | 3000048417 | Functional | Others
40326 | Gulabpura Chc | Blood Bank Refrigerator | Model not available | 3000125982 | Functional | Others
40327 | Patoda Phc | FOOT OPERATED SUCTION MACHINE | MODEL NOT AVAILABLE | 2000029326 | Functional | Others
40328 | Gulabpura Chc | Incubator | MODEL NOT AVAILABLE | 3000125983 | Functional | Others
40329 | Kelamela Phc | Instrument Sterilizer | Model Not Available | 3000135125 | Functional | Others
40330 | Dungarsinghpura Phc | Hydraulic Operation Table | MODEL NOT AVAILABLE | 3000048418 | Functional | Others
40331 | Dungarsinghpura Phc | Hydraulic Operation Table | MODEL NOT AVAILABLE | 3000048433 | Functional | Others
40332 | Phc Bajranggarh | Suction Machine | Model Not Available | 3000208456 | Functional | Others
40333 | Phc Bajranggarh | FOOT OPERATED SUCTION MACHINE | MODEL NOT AVAILABLE | 3000208457 | Functional | Others
40334 | Gulabpura Chc | Dental Chair Unit | Model Not Available | 3000125984 | Functional | Others
40335 | Dungarsinghpura Phc | O.T. Light Single Dome | MODEL NOT AVAILABLE | 3000048419 | Functional | Others
40336 | Dungarsinghpura Phc | O.T. Light Single Dome | MODEL NOT AVAILABLE | 3000048431 | Functional | Others
40337 | Patoda Phc | Binocular Microscope | Model Not Available | 2000029320 | Functional | Rohilla Industries Jaipur
40338 | Banwarla Phc | Labour Table | Model Not Available | 2000028836 | Functional | Others
40339 | Boosi Phc | Micropipettes | MODEL NOT AVAILABLE | 3000197541 | Functional | Others
40340 | Gulabpura Chc | Suction Machine | Model Not Available | 3000125988 | Functional | Others
40341 | Madri Phc | O.T. Light Single Dome | MODEL NOT AVAILABLE | 3000204417 | Functional | Others
40342 | Kunni Phc Pratapgarh | Weighing Machine | MODEL NOT AVAILABLE | 3000130641 | Functional | Others
40343 | Kunni Phc Pratapgarh | Weighing Machine | MODEL NOT AVAILABLE | 3000130643 | Functional | Others
40344 | Asnawar Chc | Freezes | MODEL NOT AVAILABLE | 30002064783 | Functional | Others
40345 | Gulabpura Chc | Freezes | MODEL NOT AVAILABLE | 3000125977 | Functional | Others
40346 | Birai Phc | Freezes | MODEL NOT AVAILABLE | 25011837 | Functional | Cmho Supply
40347 | Khajuwala Chc | Fetal Doppler | MODEL NOT AVAILABLE | 3000042428 | Functional | Others
40348 | Savina Phc | Binocular Microscope | Model Not Available | 3000204366 | Functional | Others
40349 | Boosi Phc | FOOT OPERATED SUCTION MACHINE | MODEL NOT AVAILABLE | 3000197547 | Functional | Others
40350 | Birai Phc | Syringe Needle Destroyer | BS-949 | 49718 | Functional | Others
40351 | Khajuwala Chc | SPHYGMOMANOMETER(BP APPRATUS) | MODEL NOT AVAILABLE | 3000042430 | Functional | Others
40352 | Khwaspura Phc | SPHYGMOMANOMETER(BP APPRATUS) | MODEL NOT AVAILABLE | 3000054250 | Functional | Others
40353 | Bekariya Chc | Syringe Needle Destroyer | Model not available | 27041 | Functional | Mrk Healthcare Pvt Ltd Delhi
40354 | Bekariya Chc | Syringe Needle Destroyer | Model not available | NBSD0714768 | Functional | Mrk Healthcare Pvt Ltd Delhi
40355 | Bekariya Chc | Syringe Needle Destroyer | Model not available | NBSD0721977 | Functional | Mrk Healthcare Pvt Ltd Delhi
40356 | Khwaspura Phc | Centrifuge Machine ( 4 Tube ) | REMI - C852 | EILC-3272 | Functional | Others
40357 | Gulabpura Chc | Centrifuge Machine ( 8 Tube) | Model Not Available | 3000125980 | Functional | Others
40358 | Savina Phc | Blood Bank Refrigerator | Model not available | 3000204368 | Functional | Haier Appliances India Pvt
40359 | Boosi Phc | SPHYGMOMANOMETER(BP APPRATUS-Digital) | Model Not Available | 3000197548 | Functional | Others
40360 | Singod Phc | Baby Weighing Machine | Model Not Available | 3000222357 | Functional | Others
40361 | Gulabpura Chc | Freezes | MODEL NOT AVAILABLE | 3000125981 | Functional | Others
40362 | Bekariya Chc | Baby Weighing Machine | Model Not Available | 3000205616 | Functional | Crown Digital Scales Inc
40363 | Novi Phc | Glucometer | Easy Touch ET-101 | 1013E000982 | Functional | Others
40364 | Gothan Chc | Binocular Microscope | Model Not Available | 2000030086 | Functional | Others
40365 | Gothan Chc | Binocular Microscope | Model Not Available | 2000030087 | Functional | Others
40366 | Gothan Chc | Binocular Microscope | Model Not Available | 2000030088 | Functional | Others
40367 | Sahawa Chc Churu | Ice lined refrigerator | HBC-70 | 3000053075 | Functional | Others
40368 | Paderi Phc | Binocular Microscope | Model Not Available | 3000198139 | Functional | Ajay Optical India
40369 | Sahawa Chc Churu | Blood Bank Refrigerator | Model not available | 3000053076 | Functional | Others
40370 | Paderi Phc | Centrifuge Machine ( 4 Tube ) | Model not available | 3000198140 | Functional | Others
40371 | Sahawa Chc Churu | Binocular Microscope | MLW Lab | 3000053077 | Functional | Others
40372 | Mishroli Phc | Binocular Microscope | AMT 5A | 3000206072 | Functional | Rohilla Industries Jaipur
40373 | Paderi Phc | Glucometer | Model not available | 3000198141 | Functional | Bhasin Sons Private Limited
40374 | Padukalaan Phc | Blood Bank Refrigerator | Model not available | 2000036380 | Functional | Others
40375 | Sahawa Chc Churu | Centrifuge Machine ( 8 Tube) | REMI - R 8C | 3000053078 | Functional | Others
40376 | Mishroli Phc | Binocular Microscope | Model Not Available | 3000206073 | Functional | Labomed
40377 | Paderi Phc | Radiant Heat Warmer | Model Not Available | 3000198142 | Functional | Zeal Medical Pvt Ltd
40378 | Sahawa Chc Churu | Syringe Needle Destroyer | Microsil ND 20 | 3000053079 | Functional | Others
40379 | Paderi Phc | Freezes | MODEL NOT AVAILABLE | 110931935 | Functional | Others
40380 | Mishroli Phc | Glucometer | Model not available | SADWVF82 | Functional | Others
40381 | Sahawa Chc Churu | Semi Automated Chemistry Analyzer | 3300 | 3000053080 | Functional | Others
40382 | Mishroli Phc | Centrifuge Machine ( 6 Tube ) | Model Not Available | 3000206075 | Functional | Others
40383 | Kasbathana Phc | Binocular Microscope | Model Not Available | 3000208612 | Functional | Others
40384 | Mishroli Phc | Spot Light ( Portable ) | Model Not Available | 3000206076 | Functional | Others
40385 | Mishroli Phc | Suction Machine | Model Not Available | 3000206077 | Functional | Others
40386 | Mishroli Phc | Baby Weighing Machine | Model Not Available | 3000206078 | Functional | Others
40387 | Kayamsar Phc Sikar | SPHYGMOMANOMETER(BP APPRATUS) | MODEL NOT AVAILABLE | 2000037357 | Functional | Others
40388 | Mishroli Phc | Labour Table | Model Not Available | 3000206079 | Functional | Others
40389 | Kayamsar Phc Sikar | Glucometer | Model not available | 3550nec2134 | Functional | Others
40390 | Kasbathana Phc | Centrifuge Machine ( 4 Tube ) | Model not available | 3000208613 | Functional | Others
40391 | Jhumki Phc | Syringe Needle Destroyer | Microsil - ND350 | 3000206113 | Functional | Linco Scientific Instruments And Chemicals (P) Ltd
40392 | Jk Lone Hospital Jaipur | Baby Weighing Machine | Docbel Braun | 3000230446 | Functional | Docbel Group Of Industries
40393 | Nimbol Phc | Syringe Needle Destroyer | Microsil - ND350 | 7614 | Functional | Linco Scientific Instruments And Chemicals (P) Ltd
40394 | Morjanda Phc | Labour Table | Model Not Available | 3000048628 | Functional | Others
40395 | Jawahar Hospital Jaisalmer Dh | Defibrillator | MODEL NOT AVAILABLE | 3000056538 | Functional | Others
40396 | Jawahar Hospital Jaisalmer Dh | Defibrillator | MODEL NOT AVAILABLE | 3000056539 | Functional | Others
40397 | Jawahar Hospital Jaisalmer Dh | Defibrillator | MODEL NOT AVAILABLE | 3000056540 | Functional | Others
40398 | Jawahar Hospital Jaisalmer Dh | Defibrillator | MODEL NOT AVAILABLE | 3000056541 | Functional | Others
40399 | Jawahar Hospital Jaisalmer Dh | Defibrillator | MODEL NOT AVAILABLE | 3000056542 | Functional | Others
40400 | Jawahar Hospital Jaisalmer Dh | Defibrillator | MODEL NOT AVAILABLE | 3000056441 | Functional | Others
40401 | Jawahar Hospital Jaisalmer Dh | Defibrillator | MODEL NOT AVAILABLE | 3000056537 | Functional | Others
40402 | Jawahar Hospital Jaisalmer Dh | Defibrillator | MODEL NOT AVAILABLE | 3000056067 | Functional | Others
40403 | Devla Phc | Blood Bank Refrigerator | Model not available | 3000130781 | Functional | Others
40404 | Devla Phc | Blood Bank Refrigerator | Model not available | 3000130782 | Functional | Others
40405 | Gamriahara Chc Dungarpur | Blood Bank Refrigerator | Model not available | 3000210092 | Functional | Others
40406 | Gamriahara Chc Dungarpur | Blood Bank Refrigerator | Model not available | 3000210091 | Functional | Others
40407 | Gamriahara Chc Dungarpur | Blood Bank Refrigerator | Model not available | 3000210090 | Functional | Others
40408 | Phagalwa Phc | Monocular Microscope | Model not available | 872237 | Functional | Zeal Medical Pvt Ltd
40409 | Nokha Chc | Freezes | MODEL NOT AVAILABLE | 3000045274 | Functional | Others
40410 | Raipur Chc | Ice lined refrigerator | SB 142 | 90102585 | Functional | Others
40411 | Sadri Chc | Syringe Needle Destroyer | Model not available | 3000197639 | Functional | Others
40412 | Gamriahara Chc Dungarpur | Binocular Microscope | Model Not Available | 3000210089 | Functional | Others
40413 | Gamriahara Chc Dungarpur | Binocular Microscope | Model Not Available | 3000210086 | Functional | Others
40414 | Gamriahara Chc Dungarpur | Binocular Microscope | Model Not Available | 3000210085 | Functional | Others
40415 | Gamriahara Chc Dungarpur | Binocular Microscope | Model Not Available | 3000210054 | Functional | Others
40416 | Ranigaon Chc | Freezes | MODEL NOT AVAILABLE | 3000122132 | Functional | Others
40417 | Kawantia Hospital Dh | CTMT Machine | RMS | 574 | Functional | Others
40418 | Ahore Chc | SPHYGMOMANOMETER(BP APPRATUS-Digital) | Model Not Available | 20/3040 | Functional | Others
40419 | Gulabpura Chc | Dental X-ray unit | Model Not Available | 3000125985 | Functional | Others
40420 | Dhadhaniya Adpost Phc Jodhpur | SPHYGMOMANOMETER(BP APPRATUS) | MODEL NOT AVAILABLE | 98121955 | Functional | Others
40421 | Mandwa Phc Dungarpur | Blood Bank Refrigerator | Model not available | 3000210296 | Functional | Others
40422 | Mandwa Phc Dungarpur | Blood Bank Refrigerator | Model not available | 3000210297 | Functional | Others
40423 | Ahore Chc | Labour Table | Model Not Available | 3000119419 | Functional | Others
40424 | Gulabpura Chc | Syringe Needle Destroyer | Microsil ND 20 | 3000125986 | Functional | Others
40425 | Phc Bajranggarh | Syringe Needle Destroyer | Model not available | 3000208459 | Functional | Others
40426 | Dungarsinghpura Phc | Autoclave | Model not available | 3000048420 | Functional | Others
40427 | Dungarsinghpura Phc | Autoclave | Model not available | 3000048430 | Functional | Others
40428 | Surwania Chc | Centrifuge Machine ( 8 Tube) | Model Not Available | 3000207662 | Functional | Others
40429 | Mandwa Phc Dungarpur | Radiant Heat Warmer | Model Not Available | 3000210298 | Functional | Others
40430 | Mandwa Phc Dungarpur | Radiant Heat Warmer | Model Not Available | 3000210301 | Functional | Others
40431 | Patoda Phc | SPHYGMOMANOMETER(BP APPRATUS-Digital) | Model Not Available | 271400718 | Functional | Micro Lab Instruments Ahmedabad
40432 | Surwania Chc | Colorimeter | MODEL NOT AVAILABLE | 3000207666 | Functional | Others
40433 | Govt Hospitls Sriganganagar Dh | Ultra Sonography (USG) & Colour Dopler Machine | Model not available | 15219750 | Functional | Others
40434 | Phc Bajranggarh | Blood Bank Refrigerator | Model not available | 3000208462 | Functional | Others
40435 | Dungarsinghpura Phc | Weighing Machine | MODEL NOT AVAILABLE | 3000048422 | Functional | Others
40436 | Patoda Phc | Ice lined refrigerator | HBC-70 | BE058E0100829730179 | Functional | Others
40437 | Phc Bajranggarh | Instrument Sterilizer | Model Not Available | 3000208463 | Functional | Others
40438 | Ahore Chc | FOOT OPERATED SUCTION MACHINE | MODEL NOT AVAILABLE | 21931206 | Functional | Others
40439 | Ahore Chc | Syringe Needle Destroyer | Model not available | 3000119434 | Functional | Others
40440 | Ramgarh Phc Dungarpur | Binocular Microscope | Model Not Available | 3000260075 | Functional | Others
40441 | Ramgarh Phc Dungarpur | Binocular Microscope | Model Not Available | 3000260078 | Functional | Others
40442 | Ramgarh Phc Dungarpur | Binocular Microscope | Model Not Available | 3000260079 | Functional | Others
40443 | Police Dispensary Pali | Monocular Microscope | Model not available | 3000124729 | Functional | Others
40444 | Phc Bajranggarh | Glucometer | Model not available | 3000208466 | Functional | Others
40445 | Balghat Phc | Radiant Heat Warmer | Meditrin - Heat Warmer | GMLL/288 | Functional | Others
40446 | Malsisar Phc | Baby Weighing Machine | Model Not Available | 3000043209 | Functional | Others
40447 | Sadri Chc | Blood Mixer ( Roller Mixer ) | Model not available | 3000197615 | Functional | Others
40448 | Boosi Phc | Labour Table | Model Not Available | 3000197549 | Functional | Others
40449 | Bekariya Chc | Instrument Sterilizer | Model Not Available | 3000205617 | Functional | Paras Enterprises
40450 | Khwaspura Phc | Freezes | MODEL NOT AVAILABLE | 3000054253 | Functional | Others
40451 | Khwaspura Phc | Radiant Heat Warmer | Tiana | 3000054254 | Functional | Others
40452 | Savina Phc | Freezes | MODEL NOT AVAILABLE | 3000204372 | Functional | Others
40453 | Singod Phc | Syringe Needle Destroyer | Model not available | 3000222358 | Functional | Others
40454 | Bekariya Chc | Radiant Heat Warmer | Zeal - RHW 2101A | RHW2101A/0713/425 | Functional | Zeal Medical Pvt Ltd
40455 | Boosi Phc | Fetal Doppler | MODEL NOT AVAILABLE | DCBH01200 | Functional | Others
40456 | Birai Phc | Autoclave | Model not available | 2738 | Functional | Cmho Supply
40457 | Singod Phc | SPHYGMOMANOMETER(BP APPRATUS) | MODEL NOT AVAILABLE | 98123140 | Functional | Others
40458 | Khwaspura Phc | Syringe Needle Destroyer | Model not available | NBSD0724923 | Functional | Others
40459 | Birai Phc | Autoclave | Model not available | 49726 | Functional | Cmho Supply
40460 | Singod Phc | Instrument Sterilizer | Model Not Available | 3000222348 | Functional | Others
40461 | Khwaspura Phc | Baby Weighing Machine | Crown | 3000054257 | Functional | Others
40462 | Singod Phc | Syringe Needle Destroyer | Microsil - ND350 | 4363 | Functional | Others
40463 | Narolidang Phc | Ice lined refrigerator | MK-144 | 20013900916 | Non Functional Not Repairable | Vestfrost Solutions
40464 | Singod Phc | SPHYGMOMANOMETER(BP APPRATUS) | MODEL NOT AVAILABLE | 44888 | Functional | Others
40465 | Singod Phc | SPHYGMOMANOMETER(BP APPRATUS) | MODEL NOT AVAILABLE | 807036 | Functional | Others
40466 | Khwaspura Phc | Ice lined refrigerator | HBD-116 | 3000054259 | Functional | Others
40467 | Singod Phc | Ice lined refrigerator | HBC-70 | 3000222360 | Functional | Others
40468 | Singod Phc | Ice lined refrigerator | Model Not Available | 3000222361 | Functional | Others
40469 | Salwakalaan Phc | Syringe Needle Destroyer | Model not available | 26006 | Functional | Others
40470 | Banwarla Phc | Sahlis HB Meter | HB Meter | 2000036832 | Functional | Others
40471 | Banwarla Phc | Sahlis HB Meter | HB Meter | 2000036838 | Functional | Others
40472 | Mishroli Phc | Freezes | MODEL NOT AVAILABLE | 3000206081 | Functional | Others
40473 | Kayamsar Phc Sikar | Syringe Needle Destroyer | Model not available | 2000037359 | Non Functional Not Repairable | Others
40474 | Kothiya Phc | Hemoglobin meter | Model Not Available | 3000262260 | Functional | Others
40475 | Devgarh Phc | Ice lined refrigerator | Model Not Available | 3000130656 | Functional | Others
40476 | Devgarh Phc | Ice lined refrigerator | Model Not Available | 3000130657 | Functional | Others
40477 | Sahawa Chc Churu | Glucometer | Model not available | 3000053081 | Functional | Others
40478 | Kasbathana Phc | Syringe Needle Destroyer | Model not available | 3000208614 | Functional | Others
40479 | Mishroli Phc | SPHYGMOMANOMETER(BP APPRATUS) | Pagoda | 300206081 | Functional | Others
40480 | Mundwa Chc | Semi Automated Chemistry Analyzer | Model not Available | 2000030439 | Functional | Others
40481 | Mundwa Chc | Semi Automated Chemistry Analyzer | Model not Available | 2000030448 | Functional | Others
40482 | Devgarh Phc | Syringe Needle Destroyer | Model not available | 3000130659 | Functional | Others
40483 | Devgarh Phc | Syringe Needle Destroyer | Model not available | 3000130666 | Functional | Others
40484 | Kasbathana Phc | Glucometer | Model not available | 3000208615 | Functional | Others
40485 | Kasbathana Phc | Ice lined refrigerator | Model Not Available | 3000208621 | Functional | Others
40486 | Devgarh Phc | SPHYGMOMANOMETER(BP APPRATUS) | MODEL NOT AVAILABLE | 3000130664 | Functional | Others
40487 | Sahawa Chc Churu | Sahlis HB Meter | Model not available | 3000053082 | Functional | Others
40488 | Kothiya Phc | Baby Weighing Machine | Model Not Available | 3000262262 | Functional | Others
40489 | Mundwa Chc | Syringe Needle Destroyer | Model not available | 2000030440 | Functional | Others
40490 | Mundwa Chc | Syringe Needle Destroyer | Model not available | 2000030460 | Functional | Others
40491 | Mundwa Chc | Syringe Needle Destroyer | Model not available | 2000030463 | Functional | Others
40492 | Mundwa Chc | Syringe Needle Destroyer | Model not available | 2000030468 | Functional | Others
40493 | Mundwa Chc | Syringe Needle Destroyer | Model not available | 2000030472 | Functional | Others
40494 | Devgarh Phc | Monocular Microscope | Model not available | 30001302665 | Functional | Others
40495 | Devgarh Phc | Monocular Microscope | Model not available | 3000130669 | Functional | Others
40496 | Kasbathana Phc | Radiant Heat Warmer | Model Not Available | 3000208616 | Functional | Others
40497 | Kasbathana Phc | Radiant Heat Warmer | Model Not Available | 3000208617 | Functional | Others
40498 | Kasbathana Phc | Radiant Heat Warmer | Model Not Available | 3000208619 | Functional | Others
40499 | Phagalwa Phc | Freezes | MODEL NOT AVAILABLE | 2000023477 | Functional | Others
40500 | Devla Phc | Baby Weighing Machine | Crown | 30000130785 | Functional | Others
40501 | Nokha Chc | Freezes | MODEL NOT AVAILABLE | 3000045277 | Functional | Others
40502 | Devla Phc | Instrument Sterilizer | Model Not Available | 3000130786 | Functional | Others
40503 | Nokha Chc | Suction Machine | Model Not Available | 3000045281 | Functional | Others
40504 | Kawantia Hospital Dh | Freezes | MODEL NOT AVAILABLE | D5D04890 | Functional | Others
40505 | Devla Phc | Suction Machine | Model Not Available | 3000130787 | Functional | Others
40506 | Nokha Chc | Hydraulic Operation Table | MODEL NOT AVAILABLE | 3000045285 | Functional | Others
40507 | Nokha Chc | Hydraulic Operation Table | MODEL NOT AVAILABLE | 3000045290 | Functional | Others
40508 | Kesarisinghpur Chc | Micropipettes | MODEL NOT AVAILABLE | 3000048741 | Functional | Others
40509 | Kukanwali Phc | Binocular Microscope | Model Not Available | 2000028282 | Functional | Others
40510 | Nokha Chc | Radiant Heat Warmer | Model Not Available | 3000045290 | Functional | Others
40511 | Kalayanpur Chc | SPHYGMOMANOMETER(BP APPRATUS) | MODEL NOT AVAILABLE | 3000134484 | Functional | Others
40512 | Nokha Chc | Oxygen Concentrator | Model Not Available | 3000045291 | Functional | Others
40513 | Kukanwali Phc | Incubator | MODEL NOT AVAILABLE | 2000028281 | Functional | Others
40514 | Devla Phc | Spot Light ( Portable ) | Model Not Available | 3000130791 | Functional | Others
40515 | Kukanwali Phc | Freezes | MODEL NOT AVAILABLE | 2000028283 | Functional | Others
40516 | Devla Phc | Syringe Needle Destroyer | Model not available | 300013792 | Functional | Others
40517 | Kukanwali Phc | Glucometer | Model not available | 2000028284 | Functional | Others
40518 | Lambiya P - Phc | Blood Bank Refrigerator | Model not available | 3000202467 | Functional | Others
40519 | Morsim Phc | Weighing Machine | Crown | 3000119758 | Functional | Others
40520 | Raipur Chc | Anesthesia Machine | Allied | 3000214266 | Functional | Others
40521 | Kalayanpur Chc | 100mA X-Ray Machine | Model not available | 5289 | Functional | Others
40522 | Kukanwali Phc | Binocular Microscope | Model Not Available | 2000028285 | Functional | Others
40523 | Kalayanpur Chc | ECG Machine (Single Channel) | Medicaid - Cardio Fax | c613237 | Functional | Others
40524 | Phagalwa Phc | Glucometer | Model not available | 2000029479 | Functional | Sd Bio Standard Diagnostic Pvt Ltd
40525 | Kitnod Phc | Binocular Microscope | Model Not Available | 3000134604 | Functional | Others
40526 | Kitnod Phc | Binocular Microscope | Model Not Available | 3000134605 | Functional | Others
40527 | Sri Dungargarh Chc | Suction Machine | Model Not Available | 3000042136 | Functional | Others
40528 | Padukalaan Phc | Radiant Heat Warmer | Meditrin - Heat Warmer | NRHM/98 | Functional | Others
40529 | Sri Dungargarh Chc | Hydraulic Operation Table | MODEL NOT AVAILABLE | 3000042139 | Functional | Others
40530 | Govt Bangur Hopital Pali Dh | Syringe Infusion Pump | SIMTEK - Infutek 405 | 3000124286 | Functional | Simtek Medico Systems Pvt Ltd
40531 | Kitnod Phc | Weighing Machine | MODEL NOT AVAILABLE | 3000134607 | Functional | Others
40532 | Dalot Phc | Syringe Needle Destroyer | Model not available | 3000130546 | Functional | Others
40533 | Dalot Phc | Syringe Needle Destroyer | Model not available | 3000130563 | Functional | Others
40534 | Sri Dungargarh Chc | Hydraulic Operation Table | MODEL NOT AVAILABLE | 3000042149 | Functional | Others
40535 | Dalot Phc | Monocular Microscope | Model not available | 3000130547 | Functional | Others
40536 | Dalot Phc | Monocular Microscope | Model not available | 3000130550 | Functional | Others
40537 | Sri Dungargarh Chc | Anesthesia Machine | MODEL NOT AVAILABLE | 3000042150 | Functional | Others
40538 | Patoda Phc | Autoclave | Model not available | 2000029312 | Functional | Others
40539 | Salera Kalan Phc | Syringe Needle Destroyer | Model not available | 3000204905 | Functional | Others
40540 | Dalot Phc | Glucometer | Model not available | 3000130551 | Functional | Others
40541 | Govt Bangur Hopital Pali Dh | Syringe Infusion Pump | SIMTEK - Infutek 405 | 3000124287 | Functional | Simtek Medico Systems Pvt Ltd
40542 | Sri Dungargarh Chc | Autoclave | Model not available | 3000042153 | Functional | Others
40543 | Kalinjara Chc | Glucometer | Model not available | 3000207447 | Functional | Others
40544 | Padukalaan Phc | Baby Weighing Machine | Model Not Available | 2000036368 | Functional | Others
40545 | Dalot Phc | Baby Weighing Machine | Model Not Available | 3000130552 | Functional | Others
40546 | Sri Dungargarh Chc | Hydraulic Operation Table | MODEL NOT AVAILABLE | 30000421456 | Functional | Others
40547 | Salera Kalan Phc | Freezes | VKE204 | 3000204906 | Functional | Videocon Industries Ltd
40548 | Patoda Phc | Instrument Sterilizer | Model Not Available | 1005 | Functional | Zeal Medical Pvt Ltd
40549 | Charwara Phc | SPHYGMOMANOMETER(BP APPRATUS) | MODEL NOT AVAILABLE | 3000210374 | Functional | Others
40550 | Charwara Phc | SPHYGMOMANOMETER(BP APPRATUS) | MODEL NOT AVAILABLE | 3000210377 | Functional | Others
40551 | Salera Kalan Phc | Centrifuge Machine ( 4 Tube ) | Model not available | 3000204907 | Functional | Others
40552 | Pipada Phc | SPHYGMOMANOMETER(BP APPRATUS) | MODEL NOT AVAILABLE | 3000202121 | Functional | Others
40553 | Sri Karanpur Chc | Freezes | MODEL NOT AVAILABLE | 3000048905 | Functional | Others
40554 | Sri Karanpur Chc | Freezes | MODEL NOT AVAILABLE | 3000048908 | Functional | Others
40555 | Mahajan Phc | Blood Bank Refrigerator | Model not available | 3000045105 | Functional | Others
40556 | Peeplad Phc | Pulse Oxymeter | Model Not Available | 2000036999 | Functional | Others
40557 | Mahajan Phc | Weighing Machine | MODEL NOT AVAILABLE | 3000045107 | Functional | Others
40558 | Arnod Chc | Suction Machine | Model Not Available | 3000130504 | Functional | Others
40559 | Sanwad Chc | 100mA X-Ray Machine | Model not available | G-0523-637 | Functional | Wipro G E Healthcare Pvt Ltd
40560 | Sayla Chc | Mobile ( Portable ) X-Ray Machine | Model not available | 3000119441 | Functional | Others
40561 | Sayla Chc | Ice lined refrigerator | MK - 142 | 15100519 | Functional | Others
40562 | Galiyakot Chc | Semi Automated Chemistry Analyzer | Model not Available | 3000260175 | Functional | Others
40563 | Galiyakot Chc | Semi Automated Chemistry Analyzer | Model not Available | 3000260174 | Functional | Others
40564 | Vijaynagar Chc Ganganagar | O.T. Light Single Dome | MODEL NOT AVAILABLE | 3000041381 | Functional | Others
40565 | Khairwa Phc | Freezes | MODEL NOT AVAILABLE | 3000197192 | Functional | Haier Appliances India Pvt
40566 | Gundoj Phc | Radiant Heat Warmer | Model Not Available | 300197155 | Functional | Zeal Medical Pvt Ltd
40567 | Kawantia Hospital Dh | Syringe Needle Destroyer | Microsil ND 20 | 254300 | Functional | Others
40568 | Kawantia Hospital Dh | Nebulizer | MODEL NOT AVAILABLE | 102112 | Functional | Others
40569 | Nahargarh Phc | Blood Bank Refrigerator | Model not available | 3000208488 | Functional | Others
40570 | Gudamalani Chc | Defibrillator | DEFIGARD 4000 | 3000134782 | Functional | Others
40571 | Gudamalani Chc | Defibrillator | DEFIGARD 4000 | 3000134783 | Functional | Others
40572 | Naai Chc | Radiant Heat Warmer | Model Not Available | 3000204257 | Functional | Meditrin Instruments
40573 | Kawantia Hospital Dh | Radiant Heat Warmer | Model Not Available | 2000024752 | Functional | Others
40574 | B.D.K. Hospital Jhunjhunu Dh | Slit Lamp | Model Not Available | 2000021509 | Non Functional Not Repairable | Others
40575 | Phalasiya Chc | Syringe Needle Destroyer | Model not available | 3000205473 | Functional | Others
40576 | Kawantia Hospital Dh | Glucometer | Model not available | MDP005963 | Functional | Others
40577 | Kawantia Hospital Dh | Syringe Needle Destroyer | Microsil ND 20 | 283300 | Functional | Others
40578 | Sayla Chc | Instrument Sterilizer | Model Not Available | 3060 | Functional | Others
40579 | Sahawa Chc Churu | Freezes | MODEL NOT AVAILABLE | 3000053083 | Functional | Others
40580 | Devgarh Phc | Centrifuge Machine ( 4 Tube ) | Model not available | 30001302668 | Functional | Others
40581 | Kothiya Phc | Blood Bank Refrigerator | Model not available | 3000262265 | Functional | Others
40582 | Mundwa Chc | Glucometer | Model not available | 2000030441 | Functional | Others
40583 | Mundwa Chc | Glucometer | Model not available | 2000030442 | Functional | Others
40584 | Mundwa Chc | Glucometer | Model not available | 2000030443 | Functional | Others
40585 | Mundwa Chc | Glucometer | Model not available | 2000030444 | Functional | Others
40586 | Devgarh Phc | Glucometer | Model not available | 3000130667 | Functional | Others
40587 | Mishroli Phc | Baby Weighing Machine | Crown | 3000206082 | Functional | Others
40588 | Kothiya Phc | Ice lined refrigerator | MF - 144 | 3000262266 | Functional | Others
40589 | Sahawa Chc Churu | SPHYGMOMANOMETER(BP APPRATUS) | MODEL NOT AVAILABLE | 3000053084 | Functional | Others
40590 | Devgarh Phc | Sahlis HB Meter | Model not available | 3000130660 | Functional | Others
40591 | Mundwa Chc | Centrifuge Machine ( 12 Tube ) | Model Not Available | 3000030445 | Functional | Others
40592 | Mundwa Chc | Centrifuge Machine ( 12 Tube ) | Model Not Available | 2000030446 | Functional | Others
40593 | Mundwa Chc | Centrifuge Machine ( 12 Tube ) | Model Not Available | 2000030447 | Functional | Others
40594 | Kasbathana Phc | FOOT OPERATED SUCTION MACHINE | MODEL NOT AVAILABLE | 3000208618 | Functional | Others
40595 | Mishroli Phc | Syringe Needle Destroyer | Nulife - Dots | 3000206083 | Functional | Mrk Healthcare Pvt Ltd Delhi
40596 | Kasbathana Phc | Freezes | MODEL NOT AVAILABLE | 3000208620 | Functional | Others
40597 | Sahawa Chc Churu | Baby Weighing Machine | Model Not Available | 3000053085 | Functional | Others
40598 | Mundwa Chc | Binocular Microscope | Model Not Available | 2000030449 | Functional | Others
40599 | Mundwa Chc | Binocular Microscope | Model Not Available | 2000030450 | Functional | Others
40600 | Mundwa Chc | Binocular Microscope | Model Not Available | 2000030451 | Functional | Others
40601 | Mundwa Chc | Binocular Microscope | Model Not Available | 2000030452 | Functional | Others
40602 | Mundwa Chc | Binocular Microscope | Model Not Available | 20000030453 | Functional | Others
40603 | Sahawa Chc Churu | Radiant Heat Warmer | Zeal - RHW 2101A | 3000053086 | Functional | Others
40604 | Sahawa Chc Churu | Radiant Heat Warmer | Zeal - RHW 2101A | 3000053087 | Functional | Others
40605 | Gangori Hospital | Blood Gas Analyzer (ABG Machine) | Model not available | 3000230644 | Functional | Others
40606 | Morsim Phc | Freezes | Kelvinator KGE 193 | 3000119746 | Functional | Others
40607 | Morsim Phc | Freezes | Kelvinator KGE 193 | 3000119747 | Functional | Others
40608 | Old Hospital Chc | Centrifuge Machine ( 12 Tube ) | Model Not Available | 3000207908 | Functional | Others
40609 | Old Hospital Chc | Centrifuge Machine ( 12 Tube ) | Model Not Available | 3000207905 | Functional | Others
40610 | Old Hospital Chc | Centrifuge Machine ( 12 Tube ) | Model Not Available | 3000207906 | Functional | Others
40611 | Lambiya P - Phc | Ice lined refrigerator | HBC-70 | 3000202468 | Functional | Cmho Supply
40612 | Morsim Phc | Centrifuge Machine ( 4 Tube ) | Model not available | 3000119748 | Functional | Others
40613 | Barapal Phc | Radiant Heat Warmer | Model Not Available | 3000204356 | Functional | Zeal Medical Pvt Ltd
40614 | Old Hospital Chc | Freezes | MODEL NOT AVAILABLE | 3000207903 | Functional | Others
40615 | Old Hospital Chc | Freezes | MODEL NOT AVAILABLE | 3000207902 | Functional | Others
40616 | Kalayanpur Chc | Oxygen Concentrator | Model Not Available | 52591 | Functional | Others
40617 | Lambiya P - Phc | Freezes | MODEL NOT AVAILABLE | 3000202469 | Functional | Cmho Supply
40618 | Nimbol Phc | Binocular Microscope | Model Not Available | 6704 | Functional | Others
40619 | Som Phc | Syringe Needle Destroyer | Microsil ND 20 | 3000205508 | Functional | Others
40620 | Old Hospital Chc | Sahlis HB Meter | Model not available | 3000207901 | Functional | Others
40621 | Old Hospital Chc | Sahlis HB Meter | Model not available | 3000207900 | Functional | Others
40622 | Kukanwali Phc | Syringe Needle Destroyer | BS-949 | 2000028288 | Functional | Others
40623 | Devla Phc | SPHYGMOMANOMETER(BP APPRATUS) | MODEL NOT AVAILABLE | 3000130774 | Functional | Others
40624 | Som Phc | Freezes | MODEL NOT AVAILABLE | 3000205510 | Functional | Others
40625 | Kukanwali Phc | SPHYGMOMANOMETER(BP APPRATUS) | MODEL NOT AVAILABLE | 301251 | Functional | Others
40626 | Kukanwali Phc | SPHYGMOMANOMETER(BP APPRATUS) | MODEL NOT AVAILABLE | 300803 | Functional | Others
40627 | Kukanwali Phc | SPHYGMOMANOMETER(BP APPRATUS) | MODEL NOT AVAILABLE | 301236 | Functional | Others
40628 | Kukanwali Phc | SPHYGMOMANOMETER(BP APPRATUS) | MODEL NOT AVAILABLE | 2000028297 | Functional | Others
40629 | Kukanwali Phc | SPHYGMOMANOMETER(BP APPRATUS) | MODEL NOT AVAILABLE | 430467 | Functional | Others
40630 | Gangori Hospital | SPHYGMOMANOMETER(BP APPRATUS) | MODEL NOT AVAILABLE | 16130422001183 | Functional | Others
40631 | Devla Phc | Syringe Needle Destroyer | Model not available | 3000130777 | Functional | Others
40632 | Charwara Phc | Binocular Microscope | Model Not Available | 3000210375 | Functional | Others
40633 | Charwara Phc | Binocular Microscope | Model Not Available | 3000210376 | Functional | Others
40634 | Kalinjara Chc | 100mA X-Ray Machine | Allengers - MARS-6R | 3000207444 | Functional | Others
40635 | Dalot Phc | Suction Machine | Model Not Available | 1267 | Functional | Others
40636 | Dalot Phc | Suction Machine | Model Not Available | 3000130556 | Functional | Others
40637 | Patoda Phc | FOOT OPERATED SUCTION MACHINE | MODEL NOT AVAILABLE | 2000029314 | Functional | Zeal Medical Pvt Ltd
40638 | Salera Kalan Phc | Glucometer | Model not available | 3000204908 | Functional | Others
40639 | City Dispensary Bhopalpura | Freezes | MODEL NOT AVAILABLE | 3000043661 | Functional | Others
40640 | Puniyon Ki Pyaau Phc Jodhpur | SPHYGMOMANOMETER(BP APPRATUS-Digital) | Model Not Available | 49977 | Functional | Others
40641 | City Dispensary Bhopalpura | Freezes | Kelvinator KGE 193 | 3000043662 | Functional | Others
40642 | Puniyon Ki Pyaau Phc Jodhpur | Syringe Needle Destroyer | Microsil ND 20 | 49978 | Functional | Others
40643 | Salera Kalan Phc | Blood Bank Refrigerator | Model not available | 3000204910 | Functional | Haier Appliances India Pvt
40644 | Dalot Phc | 300mA X-Ray Machine | Model not available | 3000130561 | Functional | Others
40645 | Padukalaan Phc | FOOT OPERATED SUCTION MACHINE | MODEL NOT AVAILABLE | 2000036369 | Functional | Others
40646 | Kalinjara Chc | ECG Machine (Three Channel ) | Model Not Available | 3000207438 | Functional | Others
40647 | Salera Kalan Phc | Ice lined refrigerator | HBC-70 | 3000204911 | Functional | Haier Appliances India Pvt
40648 | Sri Dungargarh Chc | Spot Light ( Portable ) | Model Not Available | 3000045019 | Functional | Others
40649 | Patoda Phc | SPHYGMOMANOMETER(BP APPRATUS) | MODEL NOT AVAILABLE | 2000029330 | Functional | Others
40650 | Sri Dungargarh Chc | Radiant Heat Warmer | Model Not Available | 3000045020 | Functional | Others
40651 | City Dispensary Bhopalpura | Syringe Needle Destroyer | Model not available | 3000043664 | Functional | Mico
40652 | Govt Bangur Hopital Pali Dh | Syringe Infusion Pump | SIMTEK - Infutek 405 | 03e1455503 | Functional | Simtek Medico Systems Pvt Ltd
40653 | Paraniya Phc | Instrument Sterilizer | Model Not Available | 3000208498 | Functional | Others
40654 | Puniyon Ki Pyaau Phc Jodhpur | Radiant Heat Warmer | Zeal - RHW 2101A | RHW2101A/0813/1004 | Functional | Others
40655 | Sri Dungargarh Chc | Ice lined refrigerator | Model Not Available | 3000045023 | Functional | Others
40656 | Sadri Chc | Syringe Needle Destroyer | Model not available | 3000197611 | Functional | Others
40657 | Patoda Phc | SPHYGMOMANOMETER(BP APPRATUS) | MODEL NOT AVAILABLE | 2000029331 | Non Functional Not Repairable | Others
40658 | Patoda Phc | SPHYGMOMANOMETER(BP APPRATUS) | MODEL NOT AVAILABLE | 2000029332 | Non Functional Not Repairable | Others
40659 | Mirzawali Meher Phc Hanumangarh | Weighing Machine | MODEL NOT AVAILABLE | 3000043040 | Functional | Others
40660 | Raipur Chc | Binocular Microscope | Model Not Available | 3000214277 | Functional | Others
40661 | Vijaynagar Chc Ganganagar | Ice lined refrigerator | MK - 142 | 3000041392 | Functional | Others
40662 | Kawantia Hospital Dh | Radiant Heat Warmer | Model Not Available | 2000024765 | Functional | Others
40663 | Gudamalani Chc | Weighing Machine | MODEL NOT AVAILABLE | 3000134797 | Functional | Others
40664 | Sayla Chc | ECG Machine (Single Channel) | Medicaid - Cardio Fax | C713552 | Functional | Others
40665 | Nokha Chc | Micropipettes | MODEL NOT AVAILABLE | 3000045250 | Functional | Others
40666 | Nokha Chc | Micropipettes | MODEL NOT AVAILABLE | 3000045251 | Functional | Others
40667 | Nokha Chc | Micropipettes | MODEL NOT AVAILABLE | 3000045252 | Functional | Others
40668 | Kawantia Hospital Dh | Boyles Apparatus | MODEL NOT AVAILABLE | 2000024743 | Functional | Others
40669 | Phalasiya Chc | Baby Weighing Machine | Model Not Available | 3000205485 | Functional | Others
40670 | Sundlak Phc | SPHYGMOMANOMETER(BP APPRATUS) | MODEL NOT AVAILABLE | 3000203646 | Functional | Others
40671 | Banwarla Phc | Sahlis HB Meter | HB Meter | 2000028844 | Functional | Others
40672 | Banwarla Phc | Sahlis HB Meter | HB Meter | 2000036236 | Functional | Others
40673 | Banwarla Phc | Sahlis HB Meter | HB Meter | 2000036240 | Functional | Others
40674 | Banwarla Phc | Sahlis HB Meter | HB Meter | 2000036245 | Functional | Others
40675 | Banwarla Phc | Sahlis HB Meter | HB Meter | 2000036246 | Functional | Others
40676 | Salwakalaan Phc | SPHYGMOMANOMETER(BP APPRATUS) | MODEL NOT AVAILABLE | 130292042622104 | Functional | Others
40677 | Dhansa Phc | Intensive Care Bed | Model Not Available | 46364 | Functional | Others
40678 | Banwarla Phc | Blood Bank Refrigerator | Model not available | 2000036834 | Functional | Others
40679 | Khariya Mithapur Phc | Suction Machine | Model Not Available | 541514 | Functional | Cmho Supply
40680 | Dhansa Phc | Syringe Needle Destroyer | Nulife - Dots | 3000119544 | Functional | Others
40681 | Dhansa Phc | Syringe Needle Destroyer | Nulife - Dots | 3000119550 | Functional | Others
40682 | Banwarla Phc | Ice lined refrigerator | Model Not Available | 2000036835 | Functional | Others
40683 | Ghata Ka Gao Phc | Freezes | MODEL NOT AVAILABLE | 3000210385 | Functional | Others
40684 | Dhansa Phc | Radiant Heat Warmer | Zeal - RHW 2101A | 3000119545 | Functional | Others
40685 | Sahawa Chc Churu | Autoclave | Model not available | 3000053088 | Functional | Others
40686 | Riyan Badi Chc | Suction Machine | Model Not Available | 2000030222 | Functional | Others
40687 | Sahawa Chc Churu | Suction Machine | Model Not Available | 3000053089 | Functional | Others
40688 | City Dispensary Fateh Nagar | SPHYGMOMANOMETER(BP APPRATUS) | MODEL NOT AVAILABLE | 58040 | Functional | Others
40689 | City Dispensary Fateh Nagar | SPHYGMOMANOMETER(BP APPRATUS-Digital) | Model Not Available | 3000198062 | Functional | Omron Health Care
40690 | Kochor Phc | Ice lined refrigerator | Model Not Available | 2000031255 | Functional | Haier Appliances India Pvt
40691 | Kochor Phc | Ice lined refrigerator | Model Not Available | 2000031256 | Functional | Haier Appliances India Pvt
40692 | Kotri Phc | Centrifuge Machine ( 4 Tube ) | Model not available | 3000199626 | Functional | Others
40693 | Kochor Phc | Freezes | MODEL NOT AVAILABLE | 2000031257 | Functional | Videocon Industries Ltd
40694 | Kotri Phc | Binocular Microscope | Model Not Available | 3000199627 | Functional | Others
40695 | Devgarh Phc | Suction Machine | Model Not Available | 3000130662 | Functional | Others
40696 | Kotri Phc | Syringe Needle Destroyer | Model not available | 3000199628 | Functional | Others
40697 | Devgarh Phc | Baby Weighing Machine | Model Not Available | 3000130661 | Functional | Others
40698 | Devli Kalaan Phc Nagaur | SPHYGMOMANOMETER(BP APPRATUS) | MODEL NOT AVAILABLE | 2000028180 | Functional | Others
40699 | Sahawa Chc Churu | SPHYGMOMANOMETER(BP APPRATUS) | MODEL NOT AVAILABLE | 3000053090 | Functional | Others
40700 | Sahawa Chc Churu | SPHYGMOMANOMETER(BP APPRATUS) | MODEL NOT AVAILABLE | 3000053091 | Functional | Others
40701 | Sahawa Chc Churu | SPHYGMOMANOMETER(BP APPRATUS) | MODEL NOT AVAILABLE | 3000053092 | Functional | Others
40702 | Sahawa Chc Churu | SPHYGMOMANOMETER(BP APPRATUS) | MODEL NOT AVAILABLE | 3000053093 | Functional | Others
40703 | Sahawa Chc Churu | SPHYGMOMANOMETER(BP APPRATUS) | MODEL NOT AVAILABLE | 3000053094 | Functional | Others
40704 | Sahawa Chc Churu | SPHYGMOMANOMETER(BP APPRATUS) | MODEL NOT AVAILABLE | 3000053095 | Functional | Others
40705 | Kochor Phc | Instrument Sterilizer | Model Not Available | 2000031258 | Functional | Others
40706 | Kotri Phc | Weighing Machine | MODEL NOT AVAILABLE | 3000199632 | Functional | Others
40707 | Kotri Phc | Weighing Machine | MODEL NOT AVAILABLE | 3000199634 | Functional | Others
40708 | Devli Kalaan Phc Nagaur | Binocular Microscope | Model Not Available | 2000028181 | Functional | Others
40709 | Devli Kalaan Phc Nagaur | Binocular Microscope | Model Not Available | 2000028182 | Functional | Others
40710 | Devli Kalaan Phc Nagaur | Binocular Microscope | Model Not Available | 2000028183 | Functional | Others
40711 | Nokha Chc | Hot Air Oven | Model not available | 3000045267 | Functional | Others
40712 | Gangori Hospital | Binocular Microscope | Model Not Available | 140368488 | Functional | Others
40713 | Ridmalsar Chc Ganganagar | Instrument Sterilizer | Model Not Available | 3000048938 | Functional | Others
40714 | Ridmalsar Chc Ganganagar | Instrument Sterilizer | Model Not Available | 3000048952 | Functional | Others
40715 | Bool Phc | Radiant Heat Warmer | Meditrin - Heat Warmer | NRHMWM11/278 | Functional | Mediaid Inc
40716 | Devalkha Phc | Syringe Needle Destroyer | Model not available | 3000210244 | Functional | Others
40717 | Nokha Chc | Centrifuge Machine ( 12 Tube ) | Model Not Available | 3000045269 | Functional | Others
40718 | Gangori Hospital | Freezes | GL-195RL4 | 3000230657 | Functional | Others
40719 | Bhawani Mandi Chc | Radiant Heat Warmer | Meditrin - Heat Warmer | 3000206039 | Functional | Meditrin Instruments
40720 | Nokha Chc | Keratometer | Model Not Available | 3000045312 | Functional | Others
40721 | Ambirama Phc | Monocular Microscope | Model not available | 3000130566 | Functional | Others
40722 | Chandaval Phc | Weighing Machine | MODEL NOT AVAILABLE | 3000202407 | Functional | Others
40723 | Nokha Chc | Cautry Machine | Model Not Available | 3000045313 | Functional | Others
40724 | Nokha Chc | Freezes | MODEL NOT AVAILABLE | 3000045321 | Functional | Others
40725 | Gangori Hospital | Syringe Needle Destroyer | Model not available | NBSD0717241 | Functional | Others
40726 | Ambirama Phc | Glucometer | Model not available | 3000130569 | Functional | Others
40727 | Nokha Chc | Radiant Heat Warmer | Model Not Available | 3000045326 | Functional | Others
40728 | Nokha Chc | Radiant Heat Warmer | Model Not Available | 300004154327 | Functional | Others
40729 | Nokha Chc | Radiant Heat Warmer | Model Not Available | 3000045328 | Functional | Others
40730 | Nokha Chc | Radiant Heat Warmer | Model Not Available | 3000045329 | Functional | Others
40731 | Ridmalsar Chc Ganganagar | SPHYGMOMANOMETER(BP APPRATUS) | MODEL NOT AVAILABLE | 3000048969 | Functional | Others
40732 | Rewasa Tirth Phc | Binocular Microscope | AMT 5A | 951669698 | Functional | Rohilla Industries Jaipur
40733 | Bjs Dispensary | SPHYGMOMANOMETER(BP APPRATUS) | MODEL NOT AVAILABLE | 49199 | Functional | Cmho Supply
40734 | Chandaval Phc | Instrument Sterilizer | Model Not Available | 3000202413 | Functional | Others
40735 | Gulabpura Chc | Spot Light ( Portable ) | Model Not Available | 3000126008 | Functional | Others
40736 | Fatehpur Phc | Blood Bank Refrigerator | Model not available | 3000208401 | Functional | Others
40737 | Sanwad Chc | Glucometer | Model not available | M20N0002038 | Functional | Others
40738 | Peeplad Phc | Binocular Microscope | Model Not Available | 2000036998 | Functional | Others
40739 | B.D.K. Hospital Jhunjhunu Dh | Nebulizer | MODEL NOT AVAILABLE | 2000021648 | Functional | Others
40740 | Naai Chc | 100mA X-Ray Machine | Model not available | 3000204241 | Functional | Allengers Medical Systems Ltd
40741 | Pipada Phc | Freezes | MODEL NOT AVAILABLE | 3000202119 | Functional | Videocon Industries Ltd
40742 | Sri Karanpur Chc | Nebulizer | MODEL NOT AVAILABLE | 3000048903 | Functional | Others
40743 | Gudamalani Chc | Monocular Microscope | Model not available | 248184 | Functional | Others
40744 | Vijaynagar Chc Ganganagar | Suction Machine | Model Not Available | 3000041378 | Functional | Others
40745 | Naai Chc | Nebulizer | MODEL NOT AVAILABLE | 3000204256 | Functional | Instrumentation Laboratories India Pvt Ltd
40746 | Pipada Phc | Suction Machine | Model Not Available | 13H07203260 | Functional | Others
40747 | Kawantia Hospital Dh | Radiant Heat Warmer | Model Not Available | 2000024754 | Functional | Others
40748 | Bhamolav Phc Ajmer | Baby Weighing Machine | Model Not Available | 49291 | Functional | Others
40749 | Phalasiya Chc | Centrifuge Machine ( 8 Tube) | Model Not Available | 3000205474 | Functional | Others
40750 | Sadri Chc | Oxygen Concentrator | BPL - OG 4203 | 3000197655 | Functional | Bpl Medical Technologies
40751 | Dhariawad Chc | Monocular Microscope | Model not available | 3000135056 | Functional | Others
40752 | Mirzawali Meher Phc Hanumangarh | SPHYGMOMANOMETER(BP APPRATUS) | MODEL NOT AVAILABLE | 3000043039 | Functional | Others
40753 | Pipada Phc | Binocular Microscope | Microlux - 16 | 13-j-b155 | Functional | Ajay Optical India
40754 | Dhariawad Chc | Centrifuge Machine ( 4 Tube ) | Model not available | 3000135057 | Functional | Others
40755 | Dhariawad Chc | Centrifuge Machine ( 4 Tube ) | Model not available | 3000135060 | Functional | Others
40756 | Kawantia Hospital Dh | Radiant Heat Warmer | Model Not Available | 2000024766 | Functional | Others
40757 | Deegrana Phc | Monocular Microscope | Model not available | 3000202132 | Functional | Others
40758 | Sayla Chc | Labour Table | Model Not Available | 3000119465 | Functional | Others
40759 | Sadri Chc | Plasma Sterilizer | MODEL NOT AVAILABLE | 3000197656 | Functional | Others
40760 | Pipada Phc | Glucometer | SD Check Gold | 3000202114 | Functional | Sd Bio Standard Diagnostic Pvt Ltd
40761 | Sayla Chc | ELECTRIC OT TABLE | MODEL NOT AVAILABLE | 3000119469 | Functional | Others
40762 | Raipur Chc | Semi Automated Chemistry Analyzer | CPC - STAT FAX 3300 | 33006697 | Functional | Others
40763 | Dabri Phc | Syringe Needle Destroyer | Model not available | 3000043181 | Functional | Others
40764 | Kolyari Phc | Micropipettes | MODEL NOT AVAILABLE | 3000043632 | Functional | Others
40765 | Kolyari Phc | Binocular Microscope | Model Not Available | 121256211 | Functional | Others
40766 | Kolyari Phc | ECG Machine (Single Channel) | Model Not Available | 3000043641 | Functional | Others
40767 | Chandesra Phc | Binocular Microscope | Microlux - 16 | 3000205163 | Functional | Ajay Optical India
40768 | Chandesra Phc | Centrifuge Machine ( 8 Tube) | Model Not Available | 3000205165 | Functional | Others
40769 | Chandesra Phc | Syringe Needle Destroyer | Model not available | 3000205166 | Functional | Others
40770 | Khudera Bara Phc | Centrifuge Machine ( 8 Tube) | REMI - R 8C | 3000121047 | Functional | Others
40771 | Potla Chc | Ice lined refrigerator | MK - 142 | 3000262162 | Functional | Others
40772 | Khudera Bara Phc | Binocular Microscope | Model Not Available | 3000121048 | Functional | Others
40773 | Potla Chc | Blood Bank Refrigerator | Model not available | 3000262163 | Functional | Others
40774 | Kerap Phc | Syringe Needle Destroyer | Model not available | 3301 | Functional | Others
40775 | Kerap Phc | Syringe Needle Destroyer | Model not available | 7530 | Functional | Others
40776 | Kerap Phc | Syringe Needle Destroyer | Model not available | 078/2009 | Functional | Others
40777 | Kerap Phc | Syringe Needle Destroyer | Model not available | 1309 | Functional | Others
40778 | Kerap Phc | Syringe Needle Destroyer | Model not available | 1308 | Functional | Others
40779 | Kerap Phc | Syringe Needle Destroyer | Model not available | 4581 | Functional | Others
40780 | Khudera Bara Phc | Binocular Microscope | AMT 5A | 3000121049 | Functional | Others
40781 | Potla Chc | STABILIZER | MODEL NOT AVAILABLE | 3000262165 | Functional | Others
40782 | Kolyari Phc | Radiant Heat Warmer | Model Not Available | 3000204376 | Functional | Others
40783 | Mallana Phc | Binocular Microscope | Model Not Available | 2213 | Functional | Remi Electrotechnik Ltd
40784 | Potla Chc | Centrifuge Machine ( 8 Tube) | Model Not Available | 3000262167 | Functional | Others
40785 | Kerap Phc | Blood Bank Refrigerator | Model not available | 91005087 | Functional | Others
40786 | Kerap Phc | Blood Bank Refrigerator | Model not available | 91208299 | Functional | Others
40787 | Khudera Bara Phc | Glucometer | Model not available | 3000121050 | Functional | Others
40788 | Khudera Bara Phc | Glucometer | Model not available | 3000121051 | Functional | Others
40789 | Mallana Phc | Centrifuge Machine ( 6 Tube ) | Model Not Available | 3000281435 | Functional | Others
40790 | Kerap Phc | SPHYGMOMANOMETER(BP APPRATUS) | MODEL NOT AVAILABLE | 98118606 | Functional | Others
40791 | Langra Phc | Binocular Microscope | Redical - RLX 48 | 3000138479 | Functional | Others
40792 | Bharunda Phc Pali | Weighing Machine | MODEL NOT AVAILABLE | 3000197906 | Functional | Others
40793 | Bharunda Phc Pali | Baby Weighing Machine | Crown | 3000197907 | Functional | Others
40794 | Raisana Phc | Ice lined refrigerator | HBC-70 | BEO7F4EON00BA850080 | Functional | Haier Appliances India Pvt
40795 | Raisana Phc | SPHYGMOMANOMETER(BP APPRATUS) | MODEL NOT AVAILABLE | 130304 | Functional | Others
40796 | Raisana Phc | Weighing Machine | MODEL NOT AVAILABLE | 3000216229 | Functional | Others
40797 | Jasupura Phc | Radiant Heat Warmer | Model Not Available | 3000259168 | Functional | Others
40798 | Donda Phc | SPHYGMOMANOMETER(BP APPRATUS) | Pagoda | 3000206101 | Functional | Others
40799 | Raisana Phc | Autoclave | Model not available | 3000216230 | Functional | Others
40800 | Jasupura Phc | Hemoglobin meter | Model Not Available | 3000259176 | Functional | Others
40801 | Asnawar Chc | Semi Automated Chemistry Analyzer | Model not Available | ES1001306P019 | Functional | Others
40802 | Jasupura Phc | Blood Cell Counter - 3 part | Model not available | 3000259184 | Functional | Others
40803 | Raisana Phc | Radiant Heat Warmer | Model Not Available | 3000216234 | Non Functional Not Repairable | Others
40804 | Sewari Phc | Plasma Sterilizer | MODEL NOT AVAILABLE | 1199 | Functional | Others
40805 | Sewari Phc | Spot Light ( Portable ) | Model Not Available | 3000197336 | Functional | Others
40806 | Jhingar Chotti Phc | Ice lined refrigerator | MF - 144 | 20032108761 | Functional | Vestfrost Solutions
40807 | Bareh Phc | Binocular Microscope | Model Not Available | 3779 | Functional | Labomed
40808 | Bareh Phc | Binocular Microscope | Model Not Available | 3000259090 | Functional | Labomed
40809 | Mandhan Chc | COOLING CENTRIFUGE | BL 135R | 3000284231 | Functional | Bio-Rad Laboratories India Pvt Ltd
40810 | Dispensary Sardar Patel City | Centrifuge Machine ( 16 Tube ) | Model not available | 2000024141 | Functional | Others
40811 | Kurabad Chc | Freezes | MODEL NOT AVAILABLE | 3000204172 | Functional | Lg
40812 | Gadarwara Noorji Phc | Binocular Microscope | Model Not Available | 3000201182 | Functional | Others
40813 | Khotawali Phc | Glucometer | Model not available | 3000044274 | Functional | Others
40814 | Dispensary Sardar Patel City | Binocular Microscope | Model Not Available | 2000024142 | Functional | Others
40815 | Kurabad Chc | 100mA X-Ray Machine | Model not available | 3000204173 | Non Functional Repairable | Others
40816 | Bareh Phc | Centrifuge Machine ( 8 Tube) | Model Not Available | 3000259089 | Functional | Others
40817 | Fatehpur Phc | Blood Bank Refrigerator | Model not available | 3000208405 | Functional | Others
40818 | Chandaval Phc | Syringe Needle Destroyer | Model not available | NBSD0713874 | Functional | Others
40819 | Gulabpura Chc | Defibrillator with Cardiac Monitor | Model Not Available | 3000126009 | Functional | Others
40820 | Fatehpur Phc | Glucometer | Model not available | 3000208403 | Functional | Others
40821 | Ahore Chc | Ice lined refrigerator | Model Not Available | 3000119376 | Functional | Others
40822 | Bjs Dispensary | Hemoglobin meter | Model Not Available | 49197 | Functional | Cmho Supply
40823 | Rewasa Tirth Phc | Nebulizer | MODEL NOT AVAILABLE | 12012153 | Functional | Others
40824 | Agolai Phc | Syringe Needle Destroyer | Microsil - ND350 | 4801 | Functional | Others
40825 | Bhallon Ka Guda Phc | Binocular Microscope | Model Not Available | 3000204152 | Functional | Ajay Optical India
40826 | Panchu Chc | ECG Machine (Single Channel) | Model Not Available | 2000035185 | Functional | Others
40827 | Bjs Dispensary | Binocular Microscope | Labomed - Vision 2000 | 49196 | Functional | Cmho Supply
40828 | Gulabpura Chc | Defibrillator | MODEL NOT AVAILABLE | 3000126005 | Functional | Others
40829 | Agolai Phc | Freezes | VKE204 | 3000049703 | Functional | Others
40830 | Chandaval Phc | Freezes | MODEL NOT AVAILABLE | 111111540 | Functional | Others
40831 | Rasta Phc | Centrifuge Machine ( 12 Tube ) | Model Not Available | 3000210097 | Functional | Others
40832 | Rasta Phc | Centrifuge Machine ( 12 Tube ) | Model Not Available | 3000210095 | Functional | Others
40833 | Panchu Chc | Micropipettes | MODEL NOT AVAILABLE | 2000035180 | Functional | Others
40834 | Kushalgarh Chc | VDRL Rotator (Rotor and Shaker) | Model Not Available | 3000207796 | Functional | Others
40835 | City Dispensary Goverdhan Vilas | Defibrillator | MODEL NOT AVAILABLE | 3000040089 | Functional | Haier Appliances India Pvt
40836 | Chandaval Phc | Syringe Needle Destroyer | Model not available | NBSD0725926 | Functional | Others
40837 | City Dispensary Goverdhan Vilas | Freezes | Kelvinator KGE 193 | 3000040092 | Functional | Others
40838 | Rampuriya Phc | Blood Bank Refrigerator | Model not available | 3000135142 | Functional | Others
40839 | Kushalgarh Chc | Freezes | MODEL NOT AVAILABLE | 3000207799 | Functional | Others
40840 | Kushalgarh Chc | Slit Lamp | Model Not Available | 3000207801 | Functional | Others
40841 | Sewariya Phc Pali | Binocular Microscope | Microlux - 16 | 3000202625 | Functional | Ajay Optical India
40842 | City Dispensary Goverdhan Vilas | Nebulizer | MODEL NOT AVAILABLE | 3000040095 | Functional | Others
40843 | Ladana Phc Jaipur2 | Glucometer | Model not available | 3000222689 | Functional | Others
40844 | Shishu Phc | Spot Light ( Portable ) | Model Not Available | RHW2101A/0913/2036 | Functional | Cognate India
40845 | Phalasiya Chc | Radiant Heat Warmer | Model Not Available | RHW2101A/0713/448 | Functional | Others
40846 | Phalasiya Chc | Radiant Heat Warmer | Model Not Available | RHW2101A/0713/430 | Functional | Others
40847 | Phalasiya Chc | Radiant Heat Warmer | Model Not Available | RHW2101A/0713/447 | Functional | Others
40848 | Dabri Phc | Blood Cell Counter - 3 part | Model not available | 3000043184 | Functional | Others
40849 | Ladhuwala Phc | Instrument Sterilizer | Model Not Available | 3000048440 | Functional | Others
40850 | Shishu Phc | SPHYGMOMANOMETER(BP APPRATUS) | MODEL NOT AVAILABLE | 51035 | Functional | Others
40851 | Sundlak Phc | Blood Bank Refrigerator | Model not available | 3000203653 | Functional | Others
40852 | Raniwada Chc | 300mA X-Ray Machine | RMS - MDX 300 | 3000119849 | Functional | Others
40853 | Thada Chc | Freezes | MODEL NOT AVAILABLE | 3000135017 | Functional | Others
40854 | Nimbol Phc | FOOT OPERATED SUCTION MACHINE | MODEL NOT AVAILABLE | 3000202149 | Functional | Others
40855 | Raipur Chc | Suction Machine | Model Not Available | 300021261 | Functional | Others
40856 | Nokha Chc | Spot Light ( Portable ) | Model Not Available | 3000045304 | Functional | Others
40857 | Jawahar Hospital Jaisalmer Dh | Defibrillator | MODEL NOT AVAILABLE | 3000056491 | Not in use | Others
40858 | Sadri Chc | Radiant Heat Warmer | Zeal - RHW 2101A | 300019637 | Functional | Zeal Medical Pvt Ltd
40859 | Gharsana Chc | Nebulizer | MODEL NOT AVAILABLE | 341311 | Functional | Others
40860 | Nokha Chc | Water Bath | Model not available | 3000045265 | Functional | Others
40861 | Morjanda Phc | Suction Machine | Model Not Available | 3000048618 | Functional | Others
40862 | Gamriahara Chc Dungarpur | Radiant Heat Warmer | Model Not Available | 3000210094 | Functional | Others
40863 | Gamriahara Chc Dungarpur | Radiant Heat Warmer | Model Not Available | 3000210093 | Functional | Others
40864 | Nokha Chc | Ice lined refrigerator | Model Not Available | 3000045275 | Functional | Others
40865 | Devla Phc | Weighing Machine | Crown | 3000130784 | Functional | Others
40866 | Boosi Phc | Ice lined refrigerator | MK-144 | 90905822 | Functional | Vestfrost Solutions
40867 | Raipur Chc | Ice lined refrigerator | Model Not Available | BE07GSEONOOB2A530037 | Functional | Others
40868 | Raipur Chc | O.T. Light Double Dome | SCLH-4 DUO | 3000214267 | Functional | Others
40869 | Kukanwali Phc | Baby Weighing Machine | Model Not Available | 2000028293 | Functional | Others
40870 | Urban Phc | Syringe Needle Destroyer | NSD100 | 3000259240 | Functional | Others
40871 | Urban Phc | Syringe Needle Destroyer | NSD100 | 3000259241 | Functional | Others
40872 | Vijaynagar Chc Ganganagar | Centrifuge Machine ( 4 Tube ) | Model not available | 3000041372 | Functional | Others
40873 | Raghunathpura Phc | Glucometer | Model not available | 16620 | Functional | Others
40874 | Vijaynagar Chc Ganganagar | Hot Air Oven | Model not available | 3000041373 | Functional | Others
40875 | B.D.K. Hospital Jhunjhunu Dh | SPHYGMOMANOMETER(BP APPRATUS) | MODEL NOT AVAILABLE | 2000021647 | Functional | Others
40876 | Mathana Phc | Centrifuge Machine ( 4 Tube ) | Model not available | 3000203657 | Functional | Others
40877 | Keshriyawad Phc Pratapgarh | Spot Light ( Portable ) | Model Not Available | 3000130772 | Functional | Others
40878 | Mathana Phc | Hemoglobin meter | Model Not Available | 3000203658 | Functional | Others
40879 | Bhiteda Phc | Syringe Needle Destroyer | Model not available | 3000280627 | Functional | Others
40880 | Bhiteda Phc | Syringe Needle Destroyer | Model not available | 3000280626 | Functional | Others
40881 | Bhiteda Phc | Syringe Needle Destroyer | Model not available | 3000280625 | Functional | Others
40882 | Bhiteda Phc | Syringe Needle Destroyer | Model not available | 3000280624 | Functional | Others
40883 | Bhiteda Phc | SPHYGMOMANOMETER(BP APPRATUS) | MODEL NOT AVAILABLE | 3000280622 | Functional | Others
40884 | Bhiteda Phc | SPHYGMOMANOMETER(BP APPRATUS) | MODEL NOT AVAILABLE | 3000280629 | Functional | Others
40885 | Bhiteda Phc | SPHYGMOMANOMETER(BP APPRATUS) | MODEL NOT AVAILABLE | 3000280628 | Functional | Others
40886 | Khokar Phc | SPHYGMOMANOMETER(BP APPRATUS) | MODEL NOT AVAILABLE | 3000284253 | Functional | Others
40887 | Khokar Phc | SPHYGMOMANOMETER(BP APPRATUS) | MODEL NOT AVAILABLE | 3000284254 | Functional | Others
40888 | Khokar Phc | SPHYGMOMANOMETER(BP APPRATUS) | MODEL NOT AVAILABLE | 3000284255 | Functional | Others
40889 | Khokar Phc | SPHYGMOMANOMETER(BP APPRATUS) | MODEL NOT AVAILABLE | 3000284256 | Functional | Others
40890 | Khokar Phc | SPHYGMOMANOMETER(BP APPRATUS) | MODEL NOT AVAILABLE | 3000284257 | Functional | Others
40891 | Bhiteda Phc | Binocular Microscope | AMT 5A | 860001 | Functional | Others
40892 | Bhiteda Phc | Binocular Microscope | AMT 5A | 860002 | Functional | Others
40893 | Raisinghnagar Chc Ganganagar | Hydraulic Operation Table | MODEL NOT AVAILABLE | 3000041277 | Functional | Others
40894 | Raisinghnagar Chc Ganganagar | Hydraulic Operation Table | MODEL NOT AVAILABLE | 3000041276 | Functional | Others
40895 | Raisinghnagar Chc Ganganagar | Hydraulic Operation Table | MODEL NOT AVAILABLE | 3000041275 | Functional | Others
40896 | Galiyakot Chc | Binocular Microscope | Model Not Available | 3000260173 | Functional | Others
40897 | Galiyakot Chc | Binocular Microscope | Model Not Available | 3000260177 | Functional | Others
40898 | Galiyakot Chc | Binocular Microscope | Model Not Available | 3000260178 | Functional | Others
40899 | Vijaynagar Chc Ganganagar | FOGGING MACHINE | MODEL NOT AVAILABLE | 3000041390 | Functional | Others
40900 | Sayla Chc | Syringe Needle Destroyer | Nulife - Dots | 3000119455 | Functional | Others
40901 | Pipada Phc | Baby Weighing Machine | Model Not Available | 3000202118 | Functional | Precision Electronic Instruments Co
40902 | Naai Chc | Baby Weighing Machine | Model Not Available | 3000204258 | Functional | Crown Digital Scales Inc
40903 | Nahargarh Phc | FOOT OPERATED SUCTION MACHINE | MODEL NOT AVAILABLE | 3000208490 | Functional | Others
40904 | Gudamalani Chc | Binocular Microscope | Model Not Available | 3000134785 | Functional | Others
40905 | Gudamalani Chc | Binocular Microscope | Model Not Available | 3000134786 | Functional | Others
40906 | Gudamalani Chc | Binocular Microscope | Model Not Available | 3000134791 | Functional | Others
40907 | Dhariawad Chc | Blood Bank Refrigerator | Model not available | 3000135047 | Functional | Others
40908 | Deegrana Phc | Instrument Sterilizer | Model Not Available | 3000202135 | Functional | Others
40909 | Raipur Chc | Hemoglobin meter | HB 301 | 1342813042 | Functional | Others
40910 | Gudamalani Chc | Centrifuge Machine ( 4 Tube ) | Remi 4C | 1156 | Functional | Others
40911 | Phalasiya Chc | Monocular Microscope | Model not available | 3000205472 | Non Functional Repairable | Others
40912 | Kawantia Hospital Dh | Autoclave | Model not available | MZ04014 | Functional | Others
40913 | Vijaynagar Chc Ganganagar | Weighing Machine | MODEL NOT AVAILABLE | 3000041391 | Functional | Others
40914 | M G Hospital Banswara Dh | Dental Chair Unit | SUZY | 3000207117 | Not in use | Others
40915 | Phalasiya Chc | Binocular Microscope | Labomed - Vision 2000 | 3713 | Functional | Others
40916 | Kawantia Hospital Dh | ECG Machine (Three Channel ) | Medicaid - CardioFax 3R | E10540709 | Functional | Others
40917 | Kawantia Hospital Dh | Syringe Needle Destroyer | Microsil - ND350 | 8167 | Functional | Others
40918 | Dhariawad Chc | SPHYGMOMANOMETER(BP APPRATUS) | MODEL NOT AVAILABLE | 3000135081 | Not in use | Others
40919 | Gudamalani Chc | Radiant Heat Warmer | Zeal - RHW 2101A | 1404 | Functional | Others
40920 | Gudamalani Chc | Radiant Heat Warmer | Zeal - RHW 2101A | 1402 | Functional | Others
40921 | Gudamalani Chc | Radiant Heat Warmer | Zeal - RHW 2101A | 1403 | Functional | Others
40922 | Gudamalani Chc | Radiant Heat Warmer | Zeal - RHW 2101A | 3000134801 | Functional | Others
40923 | City Dispensary Goverdhan Vilas | SPHYGMOMANOMETER(BP APPRATUS) | MODEL NOT AVAILABLE | 3000040096 | Functional | Accurex Biomedicals Pvt Ltd
40924 | Kushalgarh Chc | Freezes | MODEL NOT AVAILABLE | 3000207814 | Functional | Others
40925 | Agolai Phc | SPHYGMOMANOMETER(BP APPRATUS) | MODEL NOT AVAILABLE | 3000049710 | Functional | Others
40926 | Fatehpur Phc | Binocular Microscope | Model Not Available | B29780195 | Functional | Others
40927 | Gulabpura Chc | SPHYGMOMANOMETER(BP APPRATUS) | MODEL NOT AVAILABLE | 3000125994 | Functional | Others
40928 | Kushalgarh Chc | Spot Light ( Portable ) | Model Not Available | 3000207817 | Functional | Others
40929 | Gulabpura Chc | SPHYGMOMANOMETER(BP APPRATUS) | MODEL NOT AVAILABLE | 136314 | Functional | Others
40930 | Ladana Phc Jaipur2 | SPHYGMOMANOMETER(BP APPRATUS) | MODEL NOT AVAILABLE | 3000222631 | Functional | Others
40931 | Bhallon Ka Guda Phc | Baby Weighing Machine | Model Not Available | 3000204164 | Functional | Others
40932 | Chandaval Phc | Syringe Needle Destroyer | Model not available | 3000202426 | Functional | Others
40933 | Tamatiya Phc | Centrifuge Machine ( 12 Tube ) | Model Not Available | 3000260021 | Functional | Others
40934 | Tamatiya Phc | Centrifuge Machine ( 12 Tube ) | Model Not Available | 3000260023 | Functional | Others
40935 | Bhallon Ka Guda Phc | SPHYGMOMANOMETER(BP APPRATUS) | MODEL NOT AVAILABLE | 3000204165 | Functional | Others
40936 | Tamatiya Phc | Syringe Needle Destroyer | Model not available | 3000260029 | Functional | Others
40937 | Bhallon Ka Guda Phc | Nebulizer | MODEL NOT AVAILABLE | 3000204167 | Functional | Others
40938 | Kelamela Phc | Baby Weighing Machine | Crown | 3000135124 | Functional | Others
40939 | Ahore Chc | Radiant Heat Warmer | Meditrin - Heat Warmer | 3000119415 | Functional | Others
40940 | Ahore Chc | Radiant Heat Warmer | Meditrin - Heat Warmer | 3000119420 | Functional | Others
40941 | Kelamela Phc | Monocular Microscope | Model not available | 3000135126 | Functional | Others
40942 | Ahore Chc | Baby Weighing Machine | Model Not Available | 3000119416 | Functional | Others
40943 | Ahore Chc | Baby Weighing Machine | Model Not Available | 3000119422 | Functional | Others
40944 | Donda Phc | Colorimeter | MODEL NOT AVAILABLE | 3000206093 | Functional | Anand Medicaids Pvt Ltd
40945 | Ladana Phc Jaipur2 | Instrument Sterilizer | Model Not Available | 3000222623 | Functional | Others
40946 | Phc Bajranggarh | Baby Weighing Machine | Model Not Available | 3000208458 | Functional | Others
40947 | Patoda Phc | Syringe Needle Destroyer | Model not available | NBSD0714634 | Functional | Cmho Supply
40948 | Kelamela Phc | Centrifuge Machine ( 4 Tube ) | Model not available | 3000135127 | Functional | Others
40949 | Ladana Phc Jaipur2 | Syringe Needle Destroyer | Model not available | 3000222624 | Functional | Others
40950 | Phagalwa Phc | Hemoglobin meter | Model Not Available | 2000029483 | Non Functional Not Repairable | Others
40951 | Kalayanpur Chc | Nebulizer | MODEL NOT AVAILABLE | 3000134470 | Functional | Others
40952 | Pali Phc | Binocular Microscope | Model Not Available | 3000199660 | Functional | Others
40953 | Kesarisinghpur Chc | Baby Weighing Machine | Model Not Available | 3000048751 | Functional | Others
40954 | Barapal Phc | Syringe Needle Destroyer | Model not available | 3000204362 | Functional | Others
40955 | Barapal Phc | Syringe Needle Destroyer | Model not available | 3000204365 | Functional | Others
40956 | Pali Phc | Syringe Needle Destroyer | Microsil ND-60 | 3000199662 | Functional | Others
40957 | Phagalwa Phc | Ice lined refrigerator | SB 142 | 31614782 | Functional | Others
40958 | Nokha Chc | Hydraulic Operation Table | MODEL NOT AVAILABLE | 3000045284 | Functional | Others
40959 | Nokha Chc | Baby Weighing Machine | Model Not Available | 3000045294 | Functional | Others
40960 | Nokha Chc | Suction Machine | Model Not Available | 3000045295 | Functional | Others
40961 | Mandwa Phc | FOOT OPERATED SUCTION MACHINE | MODEL NOT AVAILABLE | 3000205592 | Functional | Others
40962 | Mandwa Phc | Radiant Heat Warmer | Model Not Available | NRHM/WM11/148 | Functional | Meditrin Instruments
40963 | Gangori Hospital | Glucometer | Model not available | 3000230662 | Functional | Others
40964 | Raipur Chc | Blood Bank Refrigerator | Model not available | R0903794 | Functional | Others
40965 | Nokha Chc | Phototherepy Unit | MODEL NOT AVAILABLE | 3000045330 | Functional | Others
40966 | Nokha Chc | Phototherepy Unit | MODEL NOT AVAILABLE | 3000045331 | Functional | Others
40967 | Nokha Chc | Phototherepy Unit | MODEL NOT AVAILABLE | 3000045332 | Functional | Others
40968 | Gulabpura Chc | SPHYGMOMANOMETER(BP APPRATUS) | MODEL NOT AVAILABLE | 277346 | Functional | Others
40969 | Ahore Chc | SPHYGMOMANOMETER(BP APPRATUS) | MODEL NOT AVAILABLE | 757112-07 | Functional | Others
40970 | Phagalwa Phc | SPHYGMOMANOMETER(BP APPRATUS) | MODEL NOT AVAILABLE | 1200219 | Functional | Others
40971 | Gulabpura Chc | Cautry Machine | Model Not Available | 3000126024 | Functional | Others
40972 | Ridmalsar Chc Ganganagar | SPHYGMOMANOMETER(BP APPRATUS) | MODEL NOT AVAILABLE | 3000048947 | Functional | Others
40973 | Bhanwargarh Phc | Syringe Needle Destroyer | Model not available | 3000208516 | Functional | Others
40974 | Lambiya P - Phc | Instrument Sterilizer | Model Not Available | 3000202474 | Functional | Cmho Supply
40975 | Bisalpura Phc | Ice lined refrigerator | MK - 142 | 44622742 | Functional | Others
40976 | Ridmalsar Chc Ganganagar | Glucometer | Model not available | 3000048962 | Functional | Others
40977 | Khokar Phc | Blood Bank Refrigerator | Model not available | 3000284247 | Functional | Others
40978 | Khokar Phc | Ice lined refrigerator | Model Not Available | 3000284248 | Functional | Others
40979 | Khokar Phc | Weighing Machine | MODEL NOT AVAILABLE | 3000284249 | Functional | Others
40980 | Phloj Phc | Binocular Microscope | Model Not Available | 3000260041 | Functional | Others
40981 | Phloj Phc | Binocular Microscope | Model Not Available | 3000260042 | Functional | Others
40982 | Govt Hospital Kuchaman City | 100mA X-Ray Machine | Model not available | 2000028523 | Functional | Others
40983 | Govt Hospital Kuchaman City | 100mA X-Ray Machine | Model not available | 2000028522 | Functional | Others
40984 | Govt Hospital Kuchaman City | 100mA X-Ray Machine | Model not available | 2000028524 | Functional | Others
40985 | Govt Hospital Kuchaman City | 100mA X-Ray Machine | Model not available | 2000028525 | Functional | Others
40986 | Khokar Phc | Baby Weighing Machine | Model Not Available | 3000284250 | Functional | Others
40987 | Phloj Phc | Centrifuge Machine ( 4 Tube ) | Remi 4C | 3000260039 | Functional | Others
40988 | Bhiteda Phc | Ice lined refrigerator | HBC-70 | 3000280643 | Functional | Haier Appliances India Pvt
40989 | Bhiteda Phc | Ice lined refrigerator | HBC-70 | 3000280642 | Functional | Haier Appliances India Pvt
40990 | Khokar Phc | Syringe Needle Destroyer | Model not available | 3000284251 | Functional | Others
40991 | Phloj Phc | Syringe Needle Destroyer | Model not available | 30002600368 | Functional | Others
40992 | Govt Hospital Kuchaman City | SPHYGMOMANOMETER(BP APPRATUS) | MODEL NOT AVAILABLE | 2000028027 | Functional | Others
40993 | Govt Hospital Kuchaman City | SPHYGMOMANOMETER(BP APPRATUS) | MODEL NOT AVAILABLE | 2000028043 | Functional | Others
40994 | Govt Hospital Kuchaman City | SPHYGMOMANOMETER(BP APPRATUS) | MODEL NOT AVAILABLE | 2000028032 | Functional | Others
40995 | Phloj Phc | Freezes | MODEL NOT AVAILABLE | 3000260040 | Functional | Others
40996 | Khokar Phc | SPHYGMOMANOMETER(BP APPRATUS) | MODEL NOT AVAILABLE | 3000284252 | Functional | Others
40997 | Khokar Phc | SPHYGMOMANOMETER(BP APPRATUS) | MODEL NOT AVAILABLE | 3000284258 | Functional | Others
40998 | Khokar Phc | SPHYGMOMANOMETER(BP APPRATUS) | MODEL NOT AVAILABLE | 3000284259 | Functional | Others
40999 | Khokar Phc | SPHYGMOMANOMETER(BP APPRATUS) | MODEL NOT AVAILABLE | 3000284260 | Functional | Others
41000 | Khokar Phc | SPHYGMOMANOMETER(BP APPRATUS) | MODEL NOT AVAILABLE | 3000284261 | Functional | Others
41001 | Khokar Phc | SPHYGMOMANOMETER(BP APPRATUS) | MODEL NOT AVAILABLE | 3000284262 | Functional | Others
41002 | Khokar Phc | SPHYGMOMANOMETER(BP APPRATUS) | MODEL NOT AVAILABLE | 3000284263 | Functional | Others
41003 | Gudamalani Chc | Radiant Heat Warmer | Zeal - RHW 2101A | 3000134804 | Functional | Others
41004 | Kawantia Hospital Dh | SPHYGMOMANOMETER(BP APPRATUS) | MODEL NOT AVAILABLE | 2000024811 | Functional | Others
41005 | M G Hospital Banswara Dh | Freezes | MODEL NOT AVAILABLE | 3000207147 | Not in use | Others
41006 | Gudamalani Chc | Anesthesia Machine | MODEL NOT AVAILABLE | 3000134798 | Functional | Others
41007 | Gehu Phc | Centrifuge Machine ( 4 Tube ) | Model not available | 3000043219 | Functional | Others
41008 | Kawantia Hospital Dh | SPHYGMOMANOMETER(BP APPRATUS) | MODEL NOT AVAILABLE | 2000024813 | Functional | Others
41009 | M G Hospital Banswara Dh | Suction Machine | Model Not Available | 3000207113 | Functional | Others
41010 | Sadri Chc | Hemoglobin Analyzer | Model not available | 3000197659 | Functional | Others
41011 | Gudamalani Chc | Ice lined refrigerator | HBC-70 | 50081 | Functional | Others
41012 | B.D.K. Hospital Jhunjhunu Dh | 800mA X-Ray Machine | Diagnox - 4050 | 5 | Functional | Others
41013 | Dabri Phc | Blood Bank Refrigerator | Model not available | 90605210 | Functional | Others
41014 | Phalasiya Chc | Phototherepy Unit | MODEL NOT AVAILABLE | I-JAK-440-305 | Functional | Fanem
41015 | Sundlak Phc | Hemoglobin meter | Model Not Available | 3000203649 | Functional | Cmho Supply
41016 | Ladhuwala Phc | Radiant Heat Warmer | Meditrin - Heat Warmer | 3000048436 | Functional | Others
41017 | M G Hospital Banswara Dh | Radiant Heat Warmer | Model Not Available | 3000207114 | Functional | Others
41018 | Sundlak Phc | Weighing Machine | MODEL NOT AVAILABLE | 3000203655 | Functional | Others
41019 | Ladhuwala Phc | SPHYGMOMANOMETER(BP APPRATUS) | MODEL NOT AVAILABLE | 3000048444 | Functional | Others
41020 | Ladhuwala Phc | SPHYGMOMANOMETER(BP APPRATUS) | MODEL NOT AVAILABLE | 3000048445 | Functional | Others
41021 | Nokha Chc | Sahlis HB Meter | Model not available | 3000045255 | Functional | Others
41022 | Bagole Phc | Suction Machine | Model Not Available | 3000197719 | Functional | Atlas Surgical Company
41023 | Nokha Chc | Syringe Needle Destroyer | Model not available | 3000045256 | Functional | Others
41024 | Thada Chc | Semi Automated Chemistry Analyzer | Model not Available | 3000135008 | Functional | Others
41025 | Dungarsaran Chc Dungarpur | Blood Bank Refrigerator | Model not available | 3000210334 | Functional | Others
41026 | Dungarsaran Chc Dungarpur | Blood Bank Refrigerator | Model not available | 3000210333 | Functional | Others
41027 | Dungarsaran Chc Dungarpur | Blood Bank Refrigerator | Model not available | 3000210335 | Functional | Others
41028 | Nimbol Phc | Radiant Heat Warmer | Meditrin - Heat Warmer | 300202151 | Functional | Others
41029 | Buchia Bada Chc Dungarpur | Binocular Microscope | Model Not Available | 3000260197 | Functional | Others
41030 | Mandwa Phc Dungarpur | Baby Weighing Machine | Model Not Available | 3000210299 | Functional | Others
41031 | Ahore Chc | FOOT OPERATED SUCTION MACHINE | MODEL NOT AVAILABLE | 3000119417 | Functional | Others
41032 | Ahore Chc | FOOT OPERATED SUCTION MACHINE | MODEL NOT AVAILABLE | 3000119421 | Functional | Others
41033 | Ahore Chc | FOOT OPERATED SUCTION MACHINE | MODEL NOT AVAILABLE | 3000119424 | Functional | Others
41034 | Phc Bajranggarh | Ice lined refrigerator | Model Not Available | 3000208460 | Functional | Others
41035 | Kelamela Phc | Blood Bank Refrigerator | Model not available | 3000135129 | Functional | Others
41036 | Kelamela Phc | Blood Bank Refrigerator | Model not available | 3000135130 | Functional | Others
41037 | Kelamela Phc | Blood Bank Refrigerator | Model not available | 3000135131 | Functional | Others
41038 | Kelamela Phc | Blood Bank Refrigerator | Model not available | 3000135132 | Functional | Others
41039 | Mandwa Phc Dungarpur | Spot Light ( Portable ) | Model Not Available | 3000210300 | Functional | Others
41040 | Kelamela Phc | SPHYGMOMANOMETER(BP APPRATUS) | MODEL NOT AVAILABLE | 3000135133 | Functional | Others
41041 | Patoda Phc | Autoclave | Model not available | 2000029329 | Functional | Others
41042 | Ahore Chc | Spot Light ( Portable ) | Model Not Available | 3000119430 | Functional | Others
41043 | Ahore Chc | Spot Light ( Portable ) | Model Not Available | 3000119432 | Functional | Others
41044 | Ahore Chc | Anesthesia Machine | MODEL NOT AVAILABLE | 3000119431 | Functional | Others
41045 | Dungarsinghpura Phc | Radiant Heat Warmer | Meditrin - Heat Warmer | 3000048423 | Functional | Others
41046 | Paloda Chc | Spot Light ( Portable ) | Model Not Available | 3000207286 | Functional | Others
41047 | Phc Bajranggarh | Syringe Needle Destroyer | Model not available | 3000208464 | Functional | Others
41048 | Govt Bangur Hopital Pali Dh | Weighing Machine | MODEL NOT AVAILABLE | 3000124284 | Functional | Others
41049 | Patoda Phc | Ice lined refrigerator | HBD-116 | BE04GOE0100B287M0107 | Functional | Haier Appliances India Pvt
41050 | Phc Bajranggarh | Binocular Microscope | Model Not Available | 3000208465 | Functional | Others
41051 | Dungarsinghpura Phc | Baby Weighing Machine | Model Not Available | 3000048425 | Functional | Others
41052 | Kitnod Phc | SPHYGMOMANOMETER(BP APPRATUS) | MODEL NOT AVAILABLE | 3000134596 | Functional | Others
41053 | Kitnod Phc | SPHYGMOMANOMETER(BP APPRATUS) | MODEL NOT AVAILABLE | 3000134597 | Functional | Others
41054 | Kitnod Phc | SPHYGMOMANOMETER(BP APPRATUS) | MODEL NOT AVAILABLE | 3000134598 | Functional | Others
41055 | Kitnod Phc | SPHYGMOMANOMETER(BP APPRATUS) | MODEL NOT AVAILABLE | 3000134601 | Functional | Others
41056 | Sarmathura Chc | Incubator | MODEL NOT AVAILABLE | 3000259246 | Functional | Others
41057 | Ridmalsar Chc Ganganagar | Glucometer | Model not available | 3000048965 | Functional | Others
41058 | Nokha Chc | Dental X-Ray Machine | Model Not Available | 3000045288 | Functional | Others
41059 | Nokha Chc | Multi-Para Monitor | Model not available | 30000415296 | Functional | Others
41060 | Nokhra Chc | Centrifuge Machine ( 4 Tube ) | Model not available | 3000134685 | Functional | Others
41061 | Ahore Chc | Centrifuge Machine ( 4 Tube ) | Model not available | 3000119400 | Functional | Others
41062 | Devalkha Phc | Baby Weighing Machine | Model Not Available | 3000210241 | Functional | Others
41063 | Gangori Hospital | Blood Cell Counter - 5 part | Mindray - BC 5800 | 3000230649 | Functional | Others
41064 | Ambirama Phc | SPHYGMOMANOMETER(BP APPRATUS) | MODEL NOT AVAILABLE | 3000130564 | Functional | Others
41065 | Nokha Chc | Centrifuge Machine ( 12 Tube ) | Model Not Available | 3000045268 | Functional | Others
41066 | Ahore Chc | Pulse Oxymeter | Model Not Available | 3000119435 | Functional | Others
41067 | Ahore Chc | ELECTRIC OT TABLE | MODEL NOT AVAILABLE | 3000119436 | Functional | Others
41068 | Ahore Chc | ELECTRIC OT TABLE | MODEL NOT AVAILABLE | 3000119437 | Functional | Others
41069 | Nokhra Chc | Mobile ( Portable ) X-Ray Machine | Allengers - MARS 3.5 | 3000134691 | Functional | Others
41070 | Gangori Hospital | Freezes | MODEL NOT AVAILABLE | 3000230646 | Functional | Others
41071 | Ridmalsar Chc Ganganagar | Labour Table | Model Not Available | 3000048956 | Functional | Others
41072 | Ridmalsar Chc Ganganagar | Labour Table | Model Not Available | 3000048948 | Functional | Others
41073 | Ridmalsar Chc Ganganagar | Suction Machine | Model Not Available | 3000048949 | Functional | Others
41074 | Ambirama Phc | Syringe Needle Destroyer | Model not available | 3000130568 | Functional | Others
41075 | Ambirama Phc | Syringe Needle Destroyer | Model not available | 3000130578 | Functional | Others
41076 | Nokha Chc | Suction Machine | Model Not Available | 3000045323 | Functional | Others
41077 | Nokha Chc | Suction Machine | Model Not Available | 3000045324 | Functional | Others
41078 | Lambiya P - Phc | Weighing Machine | MODEL NOT AVAILABLE | 3000202479 | Functional | Cmho Supply
41079 | Chandaval Phc | Baby Weighing Machine | Model Not Available | 3000202409 | Functional | Others
41080 | Sadri Chc | Hemoglobin Analyzer | Model not available | 3000197626 | Functional | Others
41081 | Gulabpura Chc | Double Puncture Laparoscope with Console Unit | Model Not Available | 3000126014 | Functional | Others
41082 | Kochri Phc | SPHYGMOMANOMETER(BP APPRATUS) | MODEL NOT AVAILABLE | 3000210380 | Functional | Others
41083 | Punrasar Phc | Radiant Heat Warmer | Model Not Available | 2000035016 | Functional | Others
41084 | Kochri Phc | Syringe Needle Destroyer | Model not available | 3000210381 | Functional | Others
41085 | Punrasar Phc | SPHYGMOMANOMETER(BP APPRATUS) | MODEL NOT AVAILABLE | 2000035017 | Functional | Others
41086 | Punrasar Phc | Defibrillator | MODEL NOT AVAILABLE | 2000035018 | Functional | Others
41087 | Punrasar Phc | Weighing Machine | MODEL NOT AVAILABLE | 2000035020 | Functional | Others
41088 | General Hospital Didwana | Freezes | MODEL NOT AVAILABLE | 1440 | Functional | Others
41089 | General Hospital Didwana | Freezes | MODEL NOT AVAILABLE | 1011 | Functional | Others
41090 | Punrasar Phc | Binocular Microscope | Model Not Available | 200035007 | Functional | Anand Medicaids Pvt Ltd
41091 | Gumanpura Phc Dungarpur | SPHYGMOMANOMETER(BP APPRATUS) | MODEL NOT AVAILABLE | 3000210283 | Functional | Others
41092 | Gumanpura Phc Dungarpur | SPHYGMOMANOMETER(BP APPRATUS) | MODEL NOT AVAILABLE | 3000210286 | Functional | Others
41093 | Punrasar Phc | Syringe Needle Destroyer | Model not available | 2000035008 | Functional | Others
41094 | Punrasar Phc | Syringe Needle Destroyer | Model not available | 2000035009 | Functional | Others
41095 | Raisinghnagar Chc Ganganagar | SPHYGMOMANOMETER(BP APPRATUS) | MODEL NOT AVAILABLE | 13706 | Functional | Others
41096 | Raisinghnagar Chc Ganganagar | SPHYGMOMANOMETER(BP APPRATUS) | MODEL NOT AVAILABLE | 3000041282 | Functional | Others
41097 | Gumanpura Phc Dungarpur | Baby Weighing Machine | Model Not Available | 3000210284 | Functional | Others
41098 | Gumanpura Phc Dungarpur | Baby Weighing Machine | Model Not Available | 3000210285 | Functional | Others
41099 | General Hospital Didwana | Semi Automated Chemistry Analyzer | Model not Available | 3300 | Functional | Others
41100 | General Hospital Didwana | Semi Automated Chemistry Analyzer | Model not Available | 1313 | Functional | Others
41101 | General Hospital Didwana | Semi Automated Chemistry Analyzer | Model not Available | 3303 | Functional | Others
41102 | General Hospital Didwana | Semi Automated Chemistry Analyzer | Model not Available | 3304 | Functional | Others
41103 | Raisinghnagar Chc Ganganagar | O.T. Light Double Dome | MODEL NOT AVAILABLE | 3000041281 | Functional | Others
41104 | Raisinghnagar Chc Ganganagar | O.T. Light Double Dome | MODEL NOT AVAILABLE | 3000041283 | Functional | Others
41105 | Raisinghnagar Chc Ganganagar | O.T. Light Double Dome | MODEL NOT AVAILABLE | 3000041284 | Functional | Others
41106 | Raisinghnagar Chc Ganganagar | O.T. Light Double Dome | MODEL NOT AVAILABLE | 3000041286 | Functional | Others
41107 | Punrasar Phc | Radiant Heat Warmer | Model Not Available | NRHM/WM11/433 | Functional | Anand Medicaids Pvt Ltd
41108 | Bokhla Phc Dungarpur | Baby Weighing Machine | Model Not Available | 3000210282 | Functional | Others
41109 | Buchia Bada Chc Dungarpur | Binocular Microscope | Model Not Available | 3000260194 | Functional | Others
41110 | Nokha Chc | Suction Machine | Model Not Available | 3000045315 | Functional | Others
41111 | Gharsana Chc | Micropipettes | MODEL NOT AVAILABLE | 13060610 | Functional | Others
41112 | Gharsana Chc | Micropipettes | MODEL NOT AVAILABLE | 13060750 | Functional | Others
41113 | Gharsana Chc | Micropipettes | MODEL NOT AVAILABLE | 11089286 | Functional | Others
41114 | Nokha Chc | Freezes | MODEL NOT AVAILABLE | 3000045305 | Functional | Others
41115 | Nokha Chc | Freezes | MODEL NOT AVAILABLE | 3000045306 | Functional | Others
41116 | Nimbol Phc | SPHYGMOMANOMETER(BP APPRATUS) | MODEL NOT AVAILABLE | 3000202148 | Functional | Others
41117 | Nokha Chc | Blood Bank Refrigerator | Model not available | 3000045259 | Functional | Others
41118 | Nokha Chc | Blood Bank Refrigerator | Model not available | 3000045260 | Functional | Others
41119 | Morjanda Phc | Baby Weighing Machine | Model Not Available | 3000048616 | Functional | Others
41120 | Devla Phc | Centrifuge Machine ( 4 Tube ) | Model not available | 3000130776 | Functional | Others
41121 | Nokha Chc | Spot Light ( Portable ) | Model Not Available | 3000045270 | Functional | Others
41122 | Morjanda Phc | Instrument Sterilizer | Model Not Available | 3000048619 | Functional | Others
41123 | Nimbol Phc | Binocular Microscope | BLS 116 | 2233 | Functional | B L Scientific Instruments Co
41124 | Devla Phc | Ice lined refrigerator | HBC-70 | 3000130783 | Functional | Others
41125 | Gharsana Chc | STABILIZER | MODEL NOT AVAILABLE | 0c3639 | Functional | Others
41126 | Morjanda Phc | SPHYGMOMANOMETER(BP APPRATUS) | MODEL NOT AVAILABLE | 3000048631 | Functional | Others
41127 | Rewtra Phc | Sahlis HB Meter | Model not available | 3000119479 | Functional | Others
41128 | Nokha Chc | Baby Weighing Machine | Model Not Available | 3000045276 | Functional | Others
41129 | Gamriahara Chc Dungarpur | Centrifuge Machine ( 4 Tube ) | Model not available | 3000210088 | Functional | Others
41130 | Gamriahara Chc Dungarpur | Centrifuge Machine ( 4 Tube ) | Model not available | 3000210087 | Functional | Others
41131 | Ranigaon Chc | Centrifuge Machine ( 4 Tube ) | Model not available | 3000122130 | Functional | Others
41132 | Kawantia Hospital Dh | Hydraulic Operation Table | MODEL NOT AVAILABLE | AOT21118 | Functional | Others
41133 | Kukanwali Phc | Centrifuge Machine ( 4 Tube ) | Remi 4C | 2000028280 | Functional | Others
41134 | Rewtra Phc | Radiant Heat Warmer | Zeal - RHW 2101A | 3000119483 | Functional | Others
41135 | Kitnod Phc | SPHYGMOMANOMETER(BP APPRATUS) | MODEL NOT AVAILABLE | 3000134602 | Functional | Others
41136 | Kitnod Phc | SPHYGMOMANOMETER(BP APPRATUS) | MODEL NOT AVAILABLE | 3000134603 | Functional | Others
41137 | Sewari Phc | Radiant Heat Warmer | Meditrin - Heat Warmer | 3000197331 | Functional | Others
41138 | Sri Dungargarh Chc | Instrument Sterilizer | Model Not Available | 3000042141 | Functional | Others
41139 | Ramgarh Phc Dungarpur | Syringe Needle Destroyer | Model not available | 3000260076 | Functional | Others
41140 | Ramgarh Phc Dungarpur | Syringe Needle Destroyer | Model not available | 3000260077 | Functional | Others
41141 | Dungarsinghpura Phc | SPHYGMOMANOMETER(BP APPRATUS) | MODEL NOT AVAILABLE | 3000048427 | Functional | Others
41142 | Dungarsinghpura Phc | SPHYGMOMANOMETER(BP APPRATUS) | MODEL NOT AVAILABLE | 3000048428 | Functional | Others
41143 | Sri Dungargarh Chc | Hydraulic Operation Table | MODEL NOT AVAILABLE | 3000042138 | Functional | Others
41144 | Patoda Phc | Autoclave | Model not available | 2000029309 | Functional | Others
41145 | Patoda Phc | Autoclave | Model not available | 2000029310 | Functional | Others
41146 | Raisana Phc | Binocular Microscope | AMT 5A | 3000216221 | Functional | Others
41147 | Salera Kalan Phc | Radiant Heat Warmer | Model Not Available | RHW2101A10713 | Functional | Zeal Medical Pvt Ltd
41148 | Patoda Phc | Autoclave | Model not available | 2000029311 | Functional | Others
41149 | Govt Bangur Hopital Pali Dh | Syringe Infusion Pump | SIMTEK - Infutek 405 | 5511 | Functional | Simtek Medico Systems Pvt Ltd
41150 | Kalinjara Chc | Semi Automated Chemistry Analyzer | 3300 | 3000207450 | Functional | Others
41151 | Dalot Phc | Centrifuge Machine ( 4 Tube ) | Model not available | 3000130548 | Functional | Others
41152 | Dalot Phc | Centrifuge Machine ( 4 Tube ) | Model not available | 3000130549 | Functional | Others
41153 | Salera Kalan Phc | SPHYGMOMANOMETER(BP APPRATUS) | MODEL NOT AVAILABLE | 35324 | Functional | Others
41154 | Sri Dungargarh Chc | Instrument Sterilizer | Model Not Available | 3000042151 | Functional | Others
41155 | Kalinjara Chc | Centrifuge Machine ( 8 Tube) | Model Not Available | 3000207448 | Functional | Others
41156 | Sri Dungargarh Chc | Instrument Sterilizer | Model Not Available | 3000042152 | Functional | Others
41157 | Raisana Phc | Blood Bank Refrigerator | Model not available | BEO404E2600B2A8C0167 | Functional | Haier Appliances India Pvt
41158 | Dalot Phc | SPHYGMOMANOMETER(BP APPRATUS) | MODEL NOT AVAILABLE | 286849 | Functional | Others
41159 | Kalinjara Chc | Sahlis HB Meter | Model not available | 3000207445 | Functional | Others
41160 | Sri Dungargarh Chc | Radiant Heat Warmer | Model Not Available | 3000042158 | Functional | Others
41161 | Sri Dungargarh Chc | Radiant Heat Warmer | Model Not Available | 3000042159 | Functional | Others
41162 | Ambirama Phc | Labour Table | Model Not Available | 3000130579 | Functional | Others
41163 | Nokhra Chc | Baby Weighing Machine | Model Not Available | 3000134696 | Functional | Others
41164 | Gulabpura Chc | Single Puncture Laparoscope with Console Unit | 26034AAV | 3000126015 | Functional | Others
41165 | Ambirama Phc | Instrument Sterilizer | Model Not Available | 3000130581 | Functional | Others
41166 | Fatehpur Phc | Binocular Microscope | Model Not Available | 3000208400 | Functional | Others
41167 | Sadri Chc | Dental X-ray unit | DENTAL X RAY | 3000197627 | Functional | Others
41168 | Panchu Chc | Instrument Sterilizer | Model Not Available | 2000035189 | Functional | Others
41169 | Peeh Phc | Labour Table | Model Not Available | 2000036056 | Functional | Others
41170 | Harsana Phc | Ice lined refrigerator | HBC-70 | be0581e010 | Functional | Others
41171 | Peeh Phc | Binocular Microscope | Model Not Available | 2000036069 | Functional | Others
41172 | Peeh Phc | Binocular Microscope | Model Not Available | 2000036070 | Functional | Others
41173 | Rodhoo Phc | Radiant Heat Warmer | Zeal - RHW 2101A | 2000036802 | Functional | Others
41174 | Rodhoo Phc | Glucometer | Accu Chek Performa | 2000036806 | Functional | Others
41175 | Harsana Phc | Freezes | MODEL NOT AVAILABLE | c12011 | Functional | Others
41176 | Rodhoo Phc | Labour Table | Model Not Available | 2000036804 | Functional | Others
41177 | Shergarh Chc | Hemoglobin meter | Model Not Available | 20025 | Functional | Others
41178 | Peeplad Phc | Ice lined refrigerator | Model Not Available | 2000036089 | Functional | Others
41179 | Peeplad Phc | Ice lined refrigerator | Model Not Available | 2000036090 | Functional | Others
41180 | Peeplad Phc | Ice lined refrigerator | Model Not Available | 2000036091 | Functional | Others
41181 | Peeplad Phc | Syringe Needle Destroyer | Model not available | 2000036092 | Functional | Others
41182 | Peeplad Phc | Syringe Needle Destroyer | Model not available | 2000036093 | Functional | Others
41183 | Peeplad Phc | SPHYGMOMANOMETER(BP APPRATUS) | MODEL NOT AVAILABLE | 2000036101 | Functional | Others
41184 | Peeplad Phc | SPHYGMOMANOMETER(BP APPRATUS) | MODEL NOT AVAILABLE | 2000036102 | Functional | Others
41185 | Peeplad Phc | SPHYGMOMANOMETER(BP APPRATUS) | MODEL NOT AVAILABLE | 20000362103 | Functional | Others
41186 | Peeplad Phc | SPHYGMOMANOMETER(BP APPRATUS) | MODEL NOT AVAILABLE | 2000036104 | Functional | Others
41187 | Harsana Phc | SPHYGMOMANOMETER(BP APPRATUS) | MODEL NOT AVAILABLE | 758968 | Functional | Others
41188 | Sihalikalan Phc | Nebulizer | MODEL NOT AVAILABLE | 3000280224 | Functional | Others
41189 | Udrasar Phc Bikaner | SPHYGMOMANOMETER(BP APPRATUS) | MODEL NOT AVAILABLE | 3000045043 | Functional | Anand Medicaids Pvt Ltd
41190 | Rajiyas Phc | Freezes | MODEL NOT AVAILABLE | 3000262271 | Functional | Others
41191 | Maulasar Chc | Syringe Needle Destroyer | Model not available | 375 | Functional | Others
41192 | Maulasar Chc | Syringe Needle Destroyer | Model not available | 376 | Functional | Others
41193 | Maulasar Chc | Syringe Needle Destroyer | Model not available | 377 | Functional | Others
41194 | Maulasar Chc | Syringe Needle Destroyer | Model not available | 378 | Functional | Others
41195 | Maulasar Chc | Syringe Needle Destroyer | Model not available | 379 | Functional | Others
41196 | Sarada Chc | SPHYGMOMANOMETER(BP APPRATUS) | MODEL NOT AVAILABLE | 3000205909 | Functional | Others
41197 | Udrasar Phc Bikaner | Sahlis HB Meter | Model not available | 3000045044 | Functional | Anand Medicaids Pvt Ltd
41198 | Sarada Chc | Weighing Machine | MODEL NOT AVAILABLE | 3000205910 | Functional | Others
41199 | Udrasar Phc Bikaner | Weighing Machine | MODEL NOT AVAILABLE | 3000045045 | Functional | Anand Medicaids Pvt Ltd
41200 | Udrasar Phc Bikaner | Suction Machine | Model Not Available | 3000045046 | Functional | Anand Medicaids Pvt Ltd
41201 | Udrasar Phc Bikaner | Syringe Needle Destroyer | Model not available | 3000045047 | Functional | Anand Medicaids Pvt Ltd
41202 | Rajiyas Phc | Centrifuge Machine ( 8 Tube) | Model Not Available | 3000262273 | Functional | Others
41203 | Bala Phc | Centrifuge Machine ( 8 Tube) | Model Not Available | 3000054089 | Functional | Others
41204 | Peepalbara Phc | Binocular Microscope | Microlux - 16 | 3000205492 | Functional | Ajay Optical India
41205 | Rajiyas Phc | Ice lined refrigerator | MK - 142 | 25019227 | Functional | Others
41206 | Peepalbara Phc | Centrifuge Machine ( 4 Tube ) | Model not available | 3000205493 | Functional | Others
41207 | Rajiyas Phc | Labour Table | Model Not Available | 3000262280 | Functional | Others
41208 | Peepalbara Phc | FOOT OPERATED SUCTION MACHINE | MODEL NOT AVAILABLE | 3000205495 | Functional | Others
41209 | Rajiyas Phc | FOOT OPERATED SUCTION MACHINE | MODEL NOT AVAILABLE | 3000262281 | Functional | Others
41210 | Peepalbara Phc | Radiant Heat Warmer | Zeal - RHW 2101A | 3000205497 | Functional | Others
41211 | Bala Phc | Autoclave | Model not available | 3000054088 | Non Functional Repairable | Others
41212 | Rishabhdev Chc | Semi Automated Chemistry Analyzer | Micro Lab - RX 50V | 1211131 | Functional | Micro Lab Instruments Ahmedabad
41213 | Bala Phc | Ice lined refrigerator | MK - 142 | 25111926 | Functional | Others
41214 | Rishabhdev Chc | Blood Cell Counter - 3 part | Horiba - ABX Micros ES 60 | 305ESOH05712 | Functional | Horiba India Pvt Ltd
41215 | M G Hospital Banswara Dh | Pulse Oxymeter | Model Not Available | 3000124329 | Functional | Others
41216 | Nokha Chc | Boyles Apparatus | MODEL NOT AVAILABLE | 3000045282 | Functional | Others
41217 | Devla Phc | Autoclave | Model not available | 3375 | Functional | Others
41218 | Devla Phc | Radiant Heat Warmer | Zeal - RHW 2101A | 3000130789 | Functional | Others
41219 | Devla Phc | Labour Table | Model Not Available | 3000130790 | Functional | Others
41220 | Daspan Phc | Centrifuge Machine ( 4 Tube ) | Model not available | 3000119741 | Functional | Others
41221 | Devla Phc | Blood Bank Refrigerator | Model not available | 3000130793 | Functional | Others
41222 | Kesarisinghpur Chc | Freezes | MODEL NOT AVAILABLE | 3000048750 | Functional | Others
41223 | Kukanwali Phc | Micropipettes | MODEL NOT AVAILABLE | 2000028286 | Functional | Others
41224 | Kukanwali Phc | Micropipettes | MODEL NOT AVAILABLE | 2000028287 | Functional | Others
41225 | Gangori Hospital | Autoclave | Model not available | 72010575 | Functional | Others
41226 | Phagalwa Phc | Glucometer | Model not available | 2000029480 | Non Functional Not Repairable | Roche Digital Pvt Ltd
41227 | Nimbol Phc | Glucometer | SD Check Gold | MOIE03AA4611 | Functional | Others
41228 | Som Phc | Baby Weighing Machine | Model Not Available | 3000205511 | Functional | Others
41229 | Pali Phc | SPHYGMOMANOMETER(BP APPRATUS) | MODEL NOT AVAILABLE | 3000199658 | Functional | Others
41230 | Pali Phc | SPHYGMOMANOMETER(BP APPRATUS) | MODEL NOT AVAILABLE | 3000199659 | Functional | Others
41231 | Som Phc | Freezes | MODEL NOT AVAILABLE | 3000205514 | Functional | Videocon Industries Ltd
41232 | Morjanda Phc | Glucometer | Model not available | 3000048622 | Functional | Others
41233 | Kukanwali Phc | Suction Machine | Surgicoin | 2000028294 | Functional | Others
41234 | Pali Phc | Centrifuge Machine ( 4 Tube ) | Model not available | 3000199661 | Functional | Others
41235 | Morjanda Phc | Colorimeter | MODEL NOT AVAILABLE | 3000048623 | Functional | Others
41236 | Kukanwali Phc | Blood Bank Refrigerator | Model not available | 2000028296 | Functional | Others
41237 | Gopalpura Phc | Syringe Needle Destroyer | Model not available | 3000259195 | Functional | Others
41238 | Gangori Hospital | Centrifuge Machine ( 16 Tube ) | Model not available | 3000230641 | Functional | Others
41239 | Gopalpura Phc | Oxygen Concentrator | Model Not Available | 3000259196 | Functional | Others
41240 | Gangori Hospital | Coagulation Analyzer | Model not available | BT3204A470 | Functional | Others
41241 | Arthuna Chc | Fetal Doppler | MODEL NOT AVAILABLE | 3000207338 | Functional | Others
41242 | Sri Dungargarh Chc | Radiant Heat Warmer | Model Not Available | 3000042160 | Functional | Others
41243 | Dalot Phc | Radiant Heat Warmer | Meditrin - Heat Warmer | 3000130554 | Functional | Others
41244 | Raisana Phc | Instrument Sterilizer | Model Not Available | 3000216225 | Functional | Others
41245 | Salera Kalan Phc | Binocular Microscope | Model Not Available | 11400 | Functional | Others
41246 | Dalot Phc | Blood Bank Refrigerator | Model not available | 3000130558 | Functional | Others
41247 | Dalot Phc | Blood Bank Refrigerator | Model not available | 3000130559 | Functional | Others
41248 | Dalot Phc | Blood Bank Refrigerator | Model not available | 3000130560 | Functional | Others
41249 | Dalot Phc | Blood Bank Refrigerator | Model not available | 3000130562 | Functional | Others
41250 | Govt Bangur Hopital Pali Dh | Syringe Infusion Pump | SIMTEK - Infutek 405 | 300124288 | Functional | Simtek Medico Systems Pvt Ltd
41251 | Sadri Chc | ECG Machine (Single Channel) | BPL - Cardiart 108T | 3000197610 | Functional | Bpl Medical Technologies
41252 | City Dispensary Bhopalpura | Centrifuge Machine ( 4 Tube ) | Model not available | 3000043663 | Functional | Others
41253 | Paraniya Phc | Radiant Heat Warmer | Model Not Available | 3000208500 | Functional | Others
41254 | Paraniya Phc | Radiant Heat Warmer | Model Not Available | 3000208501 | Functional | Others
41255 | City Dispensary Bhopalpura | Hemoglobin meter | Model Not Available | 3000043668 | Functional | Others
41256 | Tilwasni Phc | Instrument Sterilizer | Model Not Available | 3000054131 | Functional | Others
41257 | Patoda Phc | Monocular Microscope | Model not available | 2000029316 | Non Functional Not Repairable | Others
41258 | Donda Phc | Ice lined refrigerator | MF - 144 | 20031502170 | Functional | Vestfrost Solutions
41259 | City Dispensary Bhopalpura | Binocular Microscope | Model Not Available | 3000043669 | Functional | Others
41260 | Raisana Phc | SPHYGMOMANOMETER(BP APPRATUS) | MODEL NOT AVAILABLE | 20110906998VG | Functional | Omron Health Care
41261 | Donda Phc | FOOT OPERATED SUCTION MACHINE | MODEL NOT AVAILABLE | 3000206099 | Functional | Others
41262 | Raisana Phc | Glucometer | Model not available | CT-COO46181 | Functional | Others
41263 | Paraniya Phc | Blood Bank Refrigerator | Model not available | 3000208504 | Functional | Others
41264 | Tilwasni Phc | Monocular Microscope | Model not available | 890447 | Non Functional Repairable | Others
41265 | Sadri Chc | Binocular Microscope | Model Not Available | 3000197612 | Functional | Others
41266 | Banwarla Phc | SPHYGMOMANOMETER(BP APPRATUS) | MODEL NOT AVAILABLE | 2000028835 | Functional | Others
41267 | Paraniya Phc | Glucometer | Model not available | 3000208496 | Functional | Others
41268 | Gangatalai Chc | Freezes | MODEL NOT AVAILABLE | 3000207493 | Functional | Others
41269 | Pipalkhoont Chc | Centrifuge Machine ( 4 Tube ) | Model not available | 3000130713 | Functional | Others
41270 | Vijaynagar Chc Ganganagar | Syringe Needle Destroyer | Nulife - Dots | 300004134 | Functional | Others
41271 | Mahajan Phc | Fetal Doppler | MODEL NOT AVAILABLE | 30000415101 | Functional | Others
41272 | Gundoj Phc | Hemoglobin meter | Model Not Available | 3000197148 | Functional | Others
41273 | Bhadaruna Phc | Centrifuge Machine ( 8 Tube) | Model Not Available | 3000197140 | Functional | Others
41274 | Sanwad Chc | Blood Mixer ( Roller Mixer ) | Model not available | 3000198039 | Functional | Others
41275 | Gudamalani Chc | Freezes | MODEL NOT AVAILABLE | 3000134764 | Functional | Others
41276 | Gudamalani Chc | Freezes | MODEL NOT AVAILABLE | 54140 | Functional | Others
41277 | Pipada Phc | Weighing Machine | MODEL NOT AVAILABLE | 3000202120 | Functional | Others
41278 | Urban Phc | Hemoglobin meter | Model Not Available | 3000259244 | Functional | Others
41279 | Sri Karanpur Chc | Multi-Para Monitor | Model not available | 3000048906 | Functional | Others
41280 | Arnod Chc | Syringe Needle Destroyer | Nulife - Dots | 25862 | Functional | Others
41281 | Vijaynagar Chc Ganganagar | Baby Weighing Machine | Model Not Available | 3000041380 | Functional | Others
41282 | M G Hospital Banswara Dh | Nebulizer | Nuneb Pro | 3000207248 | Not in use | Others
41283 | Bajju Chc | Binocular Microscope | Model Not Available | 3000045355 | Functional | Others
41284 | Sayla Chc | Binocular Microscope | Microlux - 16 | 12643 | Functional | Others
41285 | Gundoj Phc | Weighing Machine | MODEL NOT AVAILABLE | 300197156 | Functional | Ramon Surgical Company
41286 | Gundoj Phc | Suction Machine | Model Not Available | 90 | Functional | Atlas Surgical Company
41287 | Gudamalani Chc | Suction Machine | Model Not Available | 3000134777 | Functional | Others
41288 | Bajju Chc | Baby Weighing Machine | Model Not Available | 3000045376 | Functional | Others
41289 | Nahargarh Phc | Radiant Heat Warmer | Model Not Available | 3000208489 | Functional | Others
41290 | Sadri Chc | Freezes | MODEL NOT AVAILABLE | 3000197647 | Functional | Others
41291 | Kawantia Hospital Dh | Baby Weighing Machine | Model Not Available | 2000024758 | Functional | Others
41292 | Phalasiya Chc | Semi Automated Chemistry Analyzer | Model not Available | 1211137 | Functional | Micro Lab Instruments Ahmedabad
41293 | Phalasiya Chc | Hot Air Oven | Model not available | 3000205477 | Functional | Others
41294 | M G Hospital Banswara Dh | Dental X-ray unit | Model Not Available | 3000207120 | Not in use | Others
41295 | Phalasiya Chc | Incubator | MODEL NOT AVAILABLE | 3000205478 | Functional | Others
41296 | Jhadol Ph Chc | Semi Automated Chemistry Analyzer | Model not Available | 1211134 | Functional | Others
41297 | Rishabhdev Chc | Centrifuge Machine ( 8 Tube) | Model Not Available | 3000205438 | Functional | Hettich Lab Technology
41298 | Jhadol Ph Chc | Blood Cell Counter - 3 part | Horiba - ABX Micros ES 60 | 305ES0H05725 | Functional | Others
41299 | Jhadol Ph Chc | Incubator | MODEL NOT AVAILABLE | 3000198291 | Functional | Yorco Sales Pvt Ltd
41300 | Rishabhdev Chc | Centrifuge Machine ( 8 Tube) | REMI - R4C | COVB1817 | Functional | Remi Electrotechnik Ltd
41301 | Jhadol Ph Chc | ECG Machine (Single Channel) | Model Not Available | K13A069 | Functional | Schiller Healthcare India Pvt Ltd
41302 | Rishabhdev Chc | Freezes | MODEL NOT AVAILABLE | 3000205444 | Functional | Others
41303 | Rajiyas Phc | Autoclave | Model not available | 2684 | Functional | Others
41304 | Sakat Phc | Suction Machine | Model Not Available | 3000281424 | Functional | Others
41305 | Rishabhdev Chc | 100mA X-Ray Machine | Elpro - Stallion 100 Simplex Table | 1995193 | Functional | Elpro (Ige) International Ltd
41306 | Khamor Phc | Centrifuge Machine ( 8 Tube) | Model Not Available | 3000262287 | Functional | Others
41307 | Rishabhdev Chc | Blood Bank Refrigerator | Model not available | 315 | Functional | Authentic Instruments Ltd
41308 | Bala Phc | Syringe Needle Destroyer | Microsil - ND350 | 4824 | Functional | Others
41309 | Khamor Phc | Hemoglobin meter | Model Not Available | 3000262288 | Functional | Others
41310 | Sakat Phc | Centrifuge Machine ( 6 Tube ) | Model Not Available | 3000281414 | Functional | Others
41311 | Khamor Phc | Binocular Microscope | Model Not Available | 3000262289 | Functional | Others
41312 | Peepli B Phc | Radiant Heat Warmer | Meditrin - Heat Warmer | NRHM/WM11/168 | Functional | Meditrin Instruments
41313 | Kanochklan Phc | FOOT OPERATED SUCTION MACHINE | MODEL NOT AVAILABLE | 3000262221 | Functional | Others
41314 | Peepli B Phc | Baby Weighing Machine | Model Not Available | 3000198174 | Functional | Crown Digital Scales Inc
41315 | Sakat Phc | Ice lined refrigerator | MK-144 | 3000281406 | Functional | Vestfrost Solutions
41316 | Sakat Phc | Ice lined refrigerator | MK-144 | 3000281407 | Functional | Vestfrost Solutions
41317 | Kanochklan Phc | Ice lined refrigerator | HBC-70 | 3000262224 | Functional | Others
41318 | Paroli Phc | Radiant Heat Warmer | Meditrin - Heat Warmer | 3000125545 | Functional | Others
41319 | Bala Phc | SPHYGMOMANOMETER(BP APPRATUS) | MODEL NOT AVAILABLE | 120208401/1267 | Functional | Others
41320 | Paroli Phc | Baby Weighing Machine | Model Not Available | 3000125543 | Functional | Others
41321 | Suthefa Phc | STABILIZER | MODEL NOT AVAILABLE | 3000125516 | Functional | Others
41322 | Phalodi Chc | Centrifuge Machine ( 8 Tube) | Model Not Available | 3000120084 | Functional | Others
41323 | Kawantia Hospital Dh | Nebulizer | MODEL NOT AVAILABLE | 758981 | Functional | Others
41324 | Gudamalani Chc | Blood Cell Counter - 3 part | Horiba - ABX Micros ES 60 | 5628 | Functional | Others
41325 | B.D.K. Hospital Jhunjhunu Dh | Wax Bath Machine | Model Not Available | 26 | Functional | Others
41326 | Vijaynagar Chc Ganganagar | Labour Table | Model Not Available | 3000041377 | Functional | Others
41327 | B.D.K. Hospital Jhunjhunu Dh | Glucometer | Model not available | 1012 | Functional | Others
41328 | B.D.K. Hospital Jhunjhunu Dh | Suction Machine | Model Not Available | 2000019064 | Functional | Others
41329 | Sayla Chc | Incubator | MODEL NOT AVAILABLE | 3000119448 | Functional | Others
41330 | Naai Chc | Incubator | MODEL NOT AVAILABLE | 3000204250 | Functional | Others
41331 | Khairwa Phc | Ice lined refrigerator | MK-144 | 3000197193 | Functional | Vestfrost Solutions
41332 | Bajju Chc | Instrument Sterilizer | Model Not Available | 3000045364 | Functional | Others
41333 | Bisalpura Phc | Sahlis HB Meter | HB Meter | 3000197227 | Functional | Top Syringe Mfg Co Pvt Ltd
41334 | M G Hospital Banswara Dh | ECG Machine (Three Channel ) | BPL - Cardiart 1608T | 3000207121 | Not in use | Others
41335 | Vijaynagar Chc Ganganagar | O.T. Light Single Dome | MODEL NOT AVAILABLE | 3000041387 | Functional | Others
41336 | Naai Chc | Blood Bank Refrigerator | Model not available | 20071022566 | Functional | Vestfrost Solutions
41337 | Sayla Chc | Instrument Sterilizer | Model Not Available | 3000119454 | Functional | Others
41338 | M G Hospital Banswara Dh | Suction Machine | Model Not Available | 3000207125 | Functional | Others
41339 | Gundoj Phc | Syringe Needle Destroyer | Microsil ND 20 | 3000197160 | Functional | Linco Scientific Instruments And Chemicals (P) Ltd
41340 | B.D.K. Hospital Jhunjhunu Dh | Suction Machine | Model Not Available | 2000019063 | Functional | Others
41341 | City Dispensary Pahar Ganj | Freezes | MODEL NOT AVAILABLE | 33859 | Functional | Others
41342 | Vijaynagar Chc Ganganagar | Suction Machine | Model Not Available | 3000041395 | Functional | Others
41343 | Bisalpura Phc | Freezes | MODEL NOT AVAILABLE | 3000197230 | Functional | Others
41344 | B.D.K. Hospital Jhunjhunu Dh | Slit Lamp | Model Not Available | 2000021508 | Non Functional Not Repairable | Others
41345 | Sayla Chc | SPHYGMOMANOMETER(BP APPRATUS) | ELITE | 286897 | Functional | Others
41346 | Dhariawad Chc | Blood Bank Refrigerator | Model not available | 3000135048 | Functional | Others
41347 | Dhariawad Chc | Blood Bank Refrigerator | Model not available | 3000135049 | Functional | Others
41348 | Mirzawali Meher Phc Hanumangarh | Blood Bank Refrigerator | Model not available | 3000043038 | Functional | Others
41349 | M G Hospital Banswara Dh | Dental Chair Unit | Model Not Available | 3000207118 | Functional | Others
41350 | Raisana Phc | Ice lined refrigerator | Model Not Available | 3000216231 | Functional | Others
41351 | Patoda Phc | Syringe Needle Destroyer | Model not available | 2000029319 | Functional | Cmho Supply
41352 | Nithauoaa Gamri Phc | Syringe Needle Destroyer | Model not available | 3000260092 | Functional | Others
41353 | Nithauoaa Gamri Phc | Syringe Needle Destroyer | Model not available | 3000260091 | Functional | Others
41354 | Sadri Chc | Blood Cell Counter - 3 part | Adonis - Axion 19 Plus | 3000197614 | Functional | Adonis Medical Equipments Pvt Ltd
41355 | Singod Phc | Binocular Microscope | Labomed - Vision 2000 | 140469307 | Functional | Others
41356 | Padukalaan Phc | Labour Table | Model Not Available | 2000036370 | Functional | Others
41357 | Tilwasni Phc | Syringe Needle Destroyer | Microsil - ND350 | 5184 | Functional | Others
41358 | Gulabpura Chc | STABILIZER | MODEL NOT AVAILABLE | 3000125987 | Functional | Others
41359 | Patoda Phc | Glucometer | Model not available | 2000029321 | Non Functional Not Repairable | Others
41360 | Khajuwala Chc | Syringe Needle Destroyer | Model not available | 3000042406 | Functional | Others
41361 | Banwarla Phc | Baby Weighing Machine | Model Not Available | 2000028838 | Functional | Others
41362 | Banwarla Phc | Baby Weighing Machine | Model Not Available | 2000036247 | Functional | Others
41363 | Banwarla Phc | Baby Weighing Machine | Model Not Available | 2000036833 | Functional | Others
41364 | Banwarla Phc | Baby Weighing Machine | Model Not Available | 2000036836 | Functional | Others
41365 | Banwarla Phc | Baby Weighing Machine | Model Not Available | 2000036839 | Functional | Others
41366 | Khajuwala Chc | Suction Machine | Model Not Available | 3000042407 | Functional | Others
41367 | Padwa Phc | Centrifuge Machine ( 12 Tube ) | Model Not Available | 3000207996 | Functional | Others
41368 | Padwa Phc | Centrifuge Machine ( 12 Tube ) | Model Not Available | 3000207998 | Functional | Others
41369 | Madri Phc | Ice lined refrigerator | Model Not Available | 3000204419 | Functional | Vestfrost Solutions
41370 | Ramsinghpur Phc | Centrifuge Machine ( 4 Tube ) | Model not available | 8913 | Functional | Others
41371 | Gulabpura Chc | Spot Light ( Portable ) | Model Not Available | 3000125991 | Functional | Others
41372 | Birai Phc | Suction Machine | Model Not Available | 49713 | Functional | Others
41373 | Singod Phc | Freezes | MODEL NOT AVAILABLE | 1.1061e+17 | Functional | Others
41374 | Boosi Phc | Instrument Sterilizer | Model Not Available | 3000197544 | Functional | Others
41375 | Birai Phc | Baby Weighing Machine | Crown | 49715 | Functional | Others
41376 | Khajuwala Chc | Semi Automated Chemistry Analyzer | Model not Available | 3000042412 | Functional | Others
41377 | Urban Phc | SPHYGMOMANOMETER(BP APPRATUS) | MODEL NOT AVAILABLE | 3000259243 | Non Functional Not Repairable | Others
41378 | Pipada Phc | Syringe Needle Destroyer | Nulife - Dots | NBSD6713889 | Functional | Mrk Healthcare Pvt Ltd Delhi
41379 | Kawantia Hospital Dh | SPHYGMOMANOMETER(BP APPRATUS) | MODEL NOT AVAILABLE | 284887 | Functional | Others
41380 | Sadri Chc | Autoclave | Model not available | 3000197657 | Functional | Others
41381 | Sayla Chc | Spot Light ( Portable ) | Model Not Available | 3000119466 | Functional | Others
41382 | Sayla Chc | Spot Light ( Portable ) | Model Not Available | 3000119467 | Functional | Others
41383 | Sayla Chc | Spot Light ( Portable ) | Model Not Available | 3000119468 | Functional | Others
41384 | Sisoda Phc | Spot Light ( Portable ) | Model Not Available | 3000210257 | Functional | Others
41385 | M G Hospital Banswara Dh | ECG Machine (Three Channel ) | Model Not Available | 3000207148 | Not in use | Others
41386 | Kawantia Hospital Dh | SPHYGMOMANOMETER(BP APPRATUS) | MODEL NOT AVAILABLE | 284919 | Functional | Others
41387 | Gehu Phc | Radiant Heat Warmer | Model Not Available | 3000043221 | Functional | Others
41388 | Nokha Chc | VDRL Rotator (Rotor and Shaker) | Model Not Available | 3000045247 | Functional | Others
41389 | Phalasiya Chc | ECG Machine (Six Channel ) | Model Not Available | CGMJ9J100-69 | Functional | Bpl Medical Technologies
41390 | Satelite Hospital Hiran Magri Sec 5 Udaipur | Suction Machine | Model Not Available | 40707 | Functional | Others
41391 | B.D.K. Hospital Jhunjhunu Dh | ECG Machine (Three Channel ) | Model Not Available | 2000019102 | Functional | Others
41392 | Dabri Phc | Glucometer | Model not available | EA13E00077 | Functional | Others
41393 | Dabri Phc | Syringe Needle Destroyer | Model not available | 3000043186 | Functional | Others
41394 | Sundlak Phc | Syringe Needle Destroyer | Model not available | 3000203650 | Functional | Cmho Supply
41395 | Shishu Phc | FOOT OPERATED SUCTION MACHINE | SU-101 | 10684 | Functional | Niscomed Electro Medical Devices
41396 | Harsana Phc | SPHYGMOMANOMETER(BP APPRATUS) | MODEL NOT AVAILABLE | 3000280672 | Functional | Others
41397 | Mored Phc | Hemoglobin meter | HB 301 | 2000028170 | Functional | Others
41398 | Mored Phc | Hemoglobin meter | HB 301 | 2000028175 | Functional | Others
41399 | Padukhurd Phc | SPHYGMOMANOMETER(BP APPRATUS) | MODEL NOT AVAILABLE | 2000036382 | Functional | Others
41400 | Padukhurd Phc | SPHYGMOMANOMETER(BP APPRATUS) | MODEL NOT AVAILABLE | 2000036383 | Functional | Others
41401 | Padukhurd Phc | SPHYGMOMANOMETER(BP APPRATUS) | MODEL NOT AVAILABLE | 2000036384 | Functional | Others
41402 | Padukhurd Phc | SPHYGMOMANOMETER(BP APPRATUS) | MODEL NOT AVAILABLE | 2000036385 | Functional | Others
41403 | Gingla Chc | Radiant Heat Warmer | Model Not Available | RHW2101A/0713/413 | Functional | Others
41404 | Gingla Chc | Baby Weighing Machine | Model Not Available | 3000198347 | Functional | Others
41405 | Dhaikhera Phc | Binocular Microscope | Model Not Available | 3000201200 | Functional | Others
41406 | Dhaikhera Phc | Freezes | MODEL NOT AVAILABLE | 3000201198 | Functional | Others
41407 | Dhaikhera Phc | Syringe Needle Destroyer | Nulife - Dots | 3000201197 | Functional | Others
41408 | Dhaikhera Phc | Glucometer | Model not available | 3000201196 | Functional | Others
41409 | Dhaikhera Phc | Binocular Microscope | AMT 5A | 3000201195 | Functional | Others
41410 | Dhaikhera Phc | Radiant Heat Warmer | Zeal - RHW 2101A | 3000201194 | Functional | Others
41411 | Dhaikhera Phc | Instrument Sterilizer | Model Not Available | 3000201193 | Functional | Others
41412 | Dhaikhera Phc | Baby Weighing Machine | Crown | 3000201192 | Functional | Crown Digital Scales Inc
41413 | Dhaikhera Phc | FOOT OPERATED SUCTION MACHINE | MODEL NOT AVAILABLE | 3000201191 | Functional | Others
41414 | Dhaikhera Phc | Autoclave | Model not available | 3000201190 | Functional | Others
41415 | Dhaikhera Phc | Autoclave | Model not available | 3000201189 | Functional | Others
41416 | Dhaikhera Phc | Baby Weighing Machine | Model Not Available | 3000201188 | Functional | Others
41417 | Dhaikhera Phc | Baby Weighing Machine | Model Not Available | 3000201187 | Functional | Others
41418 | Kerap Phc | SPHYGMOMANOMETER(BP APPRATUS) | MODEL NOT AVAILABLE | 98131631 | Functional | Others
41419 | Kerap Phc | SPHYGMOMANOMETER(BP APPRATUS) | MODEL NOT AVAILABLE | 98131632 | Functional | Others
41420 | Kerap Phc | SPHYGMOMANOMETER(BP APPRATUS) | MODEL NOT AVAILABLE | 98131633 | Functional | Others
41421 | Kerap Phc | SPHYGMOMANOMETER(BP APPRATUS) | MODEL NOT AVAILABLE | 98131634 | Functional | Others
41422 | Kerap Phc | SPHYGMOMANOMETER(BP APPRATUS) | MODEL NOT AVAILABLE | 98131635 | Functional | Others
41423 | Potla Chc | Blood Cell Counter - 3 part | Model not available | 3000262168 | Functional | Others
41424 | Mallana Phc | Syringe Needle Destroyer | Model not available | 3000281433 | Functional | Others
41425 | Khudera Bara Phc | Syringe Needle Destroyer | Model not available | 3000121062 | Functional | Others
41426 | Khudera Bara Phc | Syringe Needle Destroyer | Model not available | 3000121063 | Functional | Others
41427 | Khudera Bara Phc | Syringe Needle Destroyer | Model not available | 3000121064 | Functional | Others
41428 | Khudera Bara Phc | Syringe Needle Destroyer | Model not available | 3000121065 | Functional | Others
41429 | Khudera Bara Phc | Syringe Needle Destroyer | Model not available | 3000121066 | Functional | Others
41430 | Khudera Bara Phc | Syringe Needle Destroyer | Model not available | 3000121061 | Functional | Others
41431 | Sri Karanpur Chc | O.T. Light Double Dome | MODEL NOT AVAILABLE | 3000048898 | Functional | Others
41432 | Mahajan Phc | Syringe Needle Destroyer | Model not available | 3000045100 | Functional | Others
41433 | Bhadaruna Phc | Syringe Needle Destroyer | Model not available | 3000197137 | Functional | Others
41434 | Kakradi Phc Pali | Weighing Machine | MODEL NOT AVAILABLE | 3000197249 | Functional | Others
41435 | M G Hospital Banswara Dh | Blood Bank Refrigerator | Model not available | 3000207050 | Functional | Others
41436 | M G Hospital Banswara Dh | Blood Bank Refrigerator | Model not available | 3000207054 | Functional | Others
41437 | M G Hospital Banswara Dh | Blood Bank Refrigerator | Model not available | 3000207061 | Functional | Others
41438 | M G Hospital Banswara Dh | Blood Bank Refrigerator | Model not available | 3000207062 | Functional | Others
41439 | M G Hospital Banswara Dh | Blood Bank Refrigerator | Model not available | 3000207063 | Functional | Others
41440 | Sanwad Chc | ECG Machine (Single Channel) | BPL - Cardiart 108T | CGML3D18707 | Functional | Bpl Medical Technologies
41441 | Arnod Chc | Syringe Needle Destroyer | Model not available | 3000130527 | Functional | Others
41442 | Bisalpura Phc | Centrifuge Machine ( 12 Tube ) | Model Not Available | 3000197228 | Functional | Remi Electrotechnik Ltd
41443 | Kawantia Hospital Dh | Radiant Heat Warmer | Model Not Available | 2000024749 | Functional | Others
41444 | B.D.K. Hospital Jhunjhunu Dh | Suction Machine | Model Not Available | 2000019062 | Functional | Others
41445 | Gundoj Phc | Freezes | MODEL NOT AVAILABLE | 300197162 | Functional | Others
41446 | Sayla Chc | Fetal Doppler | MODEL NOT AVAILABLE | 3000119461 | Functional | Others
41447 | B.D.K. Hospital Jhunjhunu Dh | Binocular Microscope | Model Not Available | 812013 | Functional | Others
41448 | Sayla Chc | Labour Table | Model Not Available | 3000119464 | Not in use | Others
41449 | M G Hospital Banswara Dh | Dental Chair Unit | SUZY | 3000207119 | Not in use | Others
41450 | Gudamalani Chc | Instrument Sterilizer | Model Not Available | 41-936 | Functional | Others
41451 | B.D.K. Hospital Jhunjhunu Dh | STABILIZER | MODEL NOT AVAILABLE | 2000019095 | Functional | Others
41452 | Sisoda Phc | Blood Bank Refrigerator | Model not available | 3000210265 | Functional | Others
41453 | Sisoda Phc | Blood Bank Refrigerator | Model not available | 3000210264 | Functional | Others
41454 | Gehu Phc | Binocular Microscope | PZB 22 | 3000043127 | Functional | Others
41455 | Sisoda Phc | Binocular Microscope | Model Not Available | 3000210262 | Functional | Others
41456 | Sisoda Phc | Binocular Microscope | Model Not Available | 3000210261 | Functional | Others
41457 | Sisoda Phc | Binocular Microscope | Model Not Available | 3000210260 | Functional | Others
41458 | Chardana Phc | Centrifuge Machine ( 4 Tube ) | Model not available | 3000199706 | Functional | Others
41459 | Gulabpura Chc | Hemoglobin meter | HB 301 | 1344813093 | Functional | Others
41460 | Banwarla Phc | SPHYGMOMANOMETER(BP APPRATUS) | MODEL NOT AVAILABLE | 14577 | Functional | Others
41461 | Banwarla Phc | SPHYGMOMANOMETER(BP APPRATUS) | MODEL NOT AVAILABLE | 253036 | Functional | Others
41462 | Banwarla Phc | SPHYGMOMANOMETER(BP APPRATUS) | MODEL NOT AVAILABLE | 2000036238 | Functional | Others
41463 | Birai Phc | Ice lined refrigerator | MK - 142 | 25111773 | Functional | Cmho Supply
41464 | Singod Phc | Syringe Needle Destroyer | Model not available | 3000222354 | Functional | Others
41465 | Boosi Phc | Syringe Needle Destroyer | BS-949 | 3000197545 | Functional | Bhasin Sons Private Limited
41466 | Singod Phc | Syringe Needle Destroyer | Model not available | 3000222355 | Functional | Others
41467 | Siwana Chc | Blood Cell Counter - 3 part | Horiba - ABX Micros ES 60 | 3000134367 | Functional | Others
41468 | Gulabpura Chc | Micropipettes | MODEL NOT AVAILABLE | 3000125974 | Functional | Others
41469 | Singod Phc | Suction Machine | Model Not Available | 3000222356 | Functional | Others
41470 | Boosi Phc | Baby Weighing Machine | Crown | 3000197546 | Functional | Ramon Surgical Company
41471 | Jasupura Phc | FOOT OPERATED SUCTION MACHINE | MODEL NOT AVAILABLE | 3000259185 | Non Functional Not Repairable | Others
41472 | Khajuwala Chc | Syringe Needle Destroyer | Model not available | 3000042429 | Functional | Others
41473 | Bekariya Chc | SPHYGMOMANOMETER(BP APPRATUS) | MODEL NOT AVAILABLE | 3000205614 | Functional | Others
41474 | Gulabpura Chc | Hot Air Oven | Model not available | 3000125978 | Functional | Others
41475 | Raisana Phc | Syringe Needle Destroyer | Model not available | 3000216233 | Functional | Others
41476 | Salwakalaan Phc | Spot Light ( Portable ) | Model Not Available | 3000054351 | Functional | Others
41477 | Banwarla Phc | Suction Machine | Model Not Available | 2000028839 | Functional | Others
41478 | Salwakalaan Phc | Binocular Microscope | Labomed - CXR3 | 3000054354 | Functional | Others
41479 | Banwarla Phc | Instrument Sterilizer | Model Not Available | 2000028840 | Functional | Others
41480 | Sameja Kothi Chc Ganganagar | Blood Bank Refrigerator | Model not available | 3000041026 | Functional | Others
41481 | Sameja Kothi Chc Ganganagar | Blood Bank Refrigerator | Model not available | 3000041028 | Functional | Others
41482 | Sameja Kothi Chc Ganganagar | Blood Bank Refrigerator | Model not available | 3000041048 | Functional | Others
41483 | Devalkha Phc | SPHYGMOMANOMETER(BP APPRATUS) | MODEL NOT AVAILABLE | 3000207365 | Not in use | Others
41484 | Bhawani Mandi Chc | Syringe Needle Destroyer | Microsil - ND350 | 18638 | Functional | Cmho Supply
41485 | Bhawani Mandi Chc | Instrument Sterilizer | Model Not Available | 3000206006 | Functional | Others
41486 | Bhawani Mandi Chc | Radiant Heat Warmer | Zeal - RHW 2101A | 3000206040 | Functional | Zeal Medical Pvt Ltd
41487 | Padukhurd Phc | SPHYGMOMANOMETER(BP APPRATUS) | MODEL NOT AVAILABLE | 2000036386 | Functional | Others
41488 | Dechu Chc | Semi Automated Chemistry Analyzer | Accurex - AT 112 Plus | SBT2/127/06-07 | Non Functional Repairable | Others
41489 | Padukhurd Phc | Instrument Sterilizer | Model Not Available | 2000036387 | Functional | Others
41490 | Padukhurd Phc | Instrument Sterilizer | Model Not Available | 2000036388 | Functional | Others
41491 | Padukhurd Phc | Instrument Sterilizer | Model Not Available | 2000036349 | Functional | Others
41492 | Padukhurd Phc | Instrument Sterilizer | Model Not Available | 2000036395 | Functional | Others
41493 | Padukhurd Phc | Instrument Sterilizer | Model Not Available | 2000036408 | Functional | Others
41494 | Padukhurd Phc | Instrument Sterilizer | Model Not Available | 2000036409 | Functional | Others
41495 | Mored Phc | SPHYGMOMANOMETER(BP APPRATUS) | MODEL NOT AVAILABLE | 2000028169 | Functional | Others
41496 | Mored Phc | Syringe Needle Destroyer | Microsil - ND350 | 5994 | Functional | Others
41497 | Mored Phc | Ice lined refrigerator | MK-144 | 2000026172 | Functional | Others
41498 | Mored Phc | Blood Bank Refrigerator | Model not available | 2000028173 | Functional | Others
41499 | Dechu Chc | Binocular Microscope | MLW Lab | 49790 | Functional | Others
41500 | Dechu Chc | Blood Cell Counter - 3 part | Horiba - ABX Micros ES 60 | 305ESOHO5665 | Functional | Others
41501 | Mored Phc | Binocular Microscope | Model Not Available | 2000028174 | Functional | Others
41502 | Mored Phc | Baby Weighing Machine | Crown | 2000028176 | Functional | Others
41503 | Meethri Ladnu Phc | Binocular Microscope | Model Not Available | 2000028267 | Functional | Others
41504 | Meethri Ladnu Phc | Binocular Microscope | Model Not Available | 2000028269 | Functional | Others
41505 | Meethri Ladnu Phc | Binocular Microscope | Model Not Available | 2000028373 | Functional | Others
41506 | Meethri Ladnu Phc | Binocular Microscope | Model Not Available | 2000028374 | Functional | Others
41507 | Dechu Chc | Centrifuge Machine ( 4 Tube ) | Model not available | 49792 | Functional | Others
41508 | Meethri Ladnu Phc | Glucometer | Model not available | 2000028368 | Functional | Others
41509 | Meethri Ladnu Phc | Glucometer | Model not available | 2000028369 | Functional | Others
41510 | Mishroli Phc | Ice lined refrigerator | HBD-116 | 3000206084 | Functional | Others
41511 | Mishroli Phc | Ice lined refrigerator | MK - 142 | 25116471 | Functional | Others
41512 | Dhaikhera Phc | Ice lined refrigerator | MK - 142 | 25116454 | Functional | Others
41513 | Dhaikhera Phc | Ice lined refrigerator | SB 142 | 24121703 | Functional | Others
41514 | Khudera Bara Phc | Syringe Needle Destroyer | Model not available | 3000121052 | Functional | Others
41515 | Khudera Bara Phc | Syringe Needle Destroyer | Model not available | 3000121067 | Functional | Others
41516 | Khudera Bara Phc | Syringe Needle Destroyer | Model not available | 3000121068 | Functional | Others
41517 | Khudera Bara Phc | Syringe Needle Destroyer | Model not available | 3000121069 | Functional | Others
41518 | Khudera Bara Phc | Syringe Needle Destroyer | Model not available | 3000121070 | Functional | Others
41519 | Khudera Bara Phc | Instrument Sterilizer | Model Not Available | 3000121057 | Functional | Others
41520 | Peelwa Phc | Binocular Microscope | Model Not Available | 3000120067 | Functional | Others
41521 | Lunanda Phc | Binocular Microscope | Model Not Available | 3000260335 | Functional | Others
41522 | Lunanda Phc | Binocular Microscope | Model Not Available | 3000260336 | Functional | Others
41523 | Peelwa Phc | Syringe Needle Destroyer | Model not available | NDSD0725969 | Functional | Others
41524 | Khudera Bara Phc | Freezes | MODEL NOT AVAILABLE | 3000121058 | Functional | Others
41525 | Lunanda Phc | Fetal Doppler | MODEL NOT AVAILABLE | 3000260337 | Functional | Others
41526 | Khudera Bara Phc | Fetal Doppler | MODEL NOT AVAILABLE | 3000121059 | Functional | Others
41527 | Lunanda Phc | Instrument Sterilizer | Model Not Available | 3000260338 | Functional | Others
41528 | Peelwa Phc | Baby Weighing Machine | SUVARANA | 3000120070 | Functional | Others
41529 | Khudera Bara Phc | Baby Weighing Machine | Model Not Available | 3000121060 | Functional | Others
41530 | Khudera Bara Phc | Ice lined refrigerator | HBC-70 | 3000121053 | Functional | Others
41531 | Chandras Phc | Spot Light ( Portable ) | Model Not Available | 3000125822 | Functional | Others
41532 | Chandras Phc | Ice lined refrigerator | MK - 142 | 24001057 | Functional | Others
41533 | Chandras Phc | Blood Bank Refrigerator | Model not available | 3000125818 | Functional | Others
41534 | Mohamad Phalasiya Phc | Ice lined refrigerator | Model Not Available | 3000204402 | Functional | Others
41535 | Mohamad Phalasiya Phc | Blood Bank Refrigerator | Model not available | 3000204401 | Functional | Others
41536 | Bishniya Phc | Monocular Microscope | Model not available | 3000125555 | Functional | Others
41537 | Sanwad Chc | Glucometer | Model not available | GN06298039 | Non Functional Repairable | Roche Digital Pvt Ltd
41538 | Sanwad Chc | Glucometer | Model not available | GC04701186 | Non Functional Repairable | Roche Digital Pvt Ltd
41539 | Dhodh Chc | Ice lined refrigerator | Model Not Available | 2000029532 | Functional | Others
41540 | Dhodh Chc | Ice lined refrigerator | Model Not Available | 2000029533 | Functional | Others
41541 | Kawantia Hospital Dh | SPHYGMOMANOMETER(BP APPRATUS) | MODEL NOT AVAILABLE | 299879 | Functional | Others
41542 | Galiyakot Chc | Suction Machine | Model Not Available | 3000260169 | Functional | Others
41543 | M G Hospital Banswara Dh | Multi-Para Monitor | Star 55 | A04S50265 | Functional | Others
41544 | Kakradi Phc Pali | Sahlis HB Meter | Model not available | 3000197253 | Functional | Others
41545 | Naai Chc | Centrifuge Machine ( 4 Tube ) | Model not available | 3000204244 | Functional | Others
41546 | Gundoj Phc | Freezes | MODEL NOT AVAILABLE | 300197154 | Functional | Haier Appliances India Pvt
41547 | Arnod Chc | Glucometer | Model not available | 3000130512 | Functional | Others
41548 | Kawantia Hospital Dh | Suction Machine | Model Not Available | 2000024740 | Functional | Others
41549 | Arnod Chc | Binocular Microscope | Microlux - 16 | 3000130515 | Functional | Others
41550 | Nahargarh Phc | Centrifuge Machine ( 6 Tube ) | Model Not Available | 3000208483 | Functional | Others
41551 | Bajju Chc | SPHYGMOMANOMETER(BP APPRATUS) | MODEL NOT AVAILABLE | 3000045345 | Functional | Others
41552 | Bajju Chc | Micropipettes | MODEL NOT AVAILABLE | 3000045352 | Functional | Others
41553 | Bajju Chc | Micropipettes | MODEL NOT AVAILABLE | 3000045353 | Functional | Others
41554 | Sayla Chc | Hot Air Oven | Model not available | 1167 | Functional | Others
41555 | Gudamalani Chc | Freezes | MODEL NOT AVAILABLE | 54139 | Functional | Others
41556 | Gudamalani Chc | Freezes | MODEL NOT AVAILABLE | 3000134784 | Functional | Others
41557 | M G Hospital Banswara Dh | Multi-Para Monitor | Model not available | 3000207129 | Not in use | Others
41558 | Vijaynagar Chc Ganganagar | SPHYGMOMANOMETER(BP APPRATUS) | MODEL NOT AVAILABLE | 3000041383 | Functional | Others
41559 | Vijaynagar Chc Ganganagar | SPHYGMOMANOMETER(BP APPRATUS) | MODEL NOT AVAILABLE | 3000041388 | Functional | Others
41560 | Vijaynagar Chc Ganganagar | SPHYGMOMANOMETER(BP APPRATUS) | MODEL NOT AVAILABLE | 3000041396 | Functional | Others
41561 | M G Hospital Banswara Dh | Defibrillator | MODEL NOT AVAILABLE | 3000207126 | Functional | Others
41562 | B.D.K. Hospital Jhunjhunu Dh | Pulse Oxymeter | Comet - P (L and T) | 216 | Functional | Others
41563 | M G Hospital Banswara Dh | Suction Machine | Model Not Available | 3000207123 | Functional | Others
41564 | Sameja Kothi Chc Ganganagar | Nebulizer | MODEL NOT AVAILABLE | 3000041027 | Functional | Others
41565 | Sewari Phc | Baby Weighing Machine | Crown | 3000197334 | Functional | Others
41566 | Sewari Phc | Syringe Needle Destroyer | BS-949 | 300019735 | Functional | Others
41567 | Bekariya Chc | Fetal Doppler | MODEL NOT AVAILABLE | FQ294 | Functional | Others
41568 | Khariya Mithapur Phc | Centrifuge Machine ( 4 Tube ) | Remi 4C | 48000 | Functional | Others
41569 | Sameja Kothi Chc Ganganagar | Baby Weighing Machine | Model Not Available | 3000041039 | Functional | Others
41570 | Siwana Chc | Semi Automated Chemistry Analyzer | CPC - STAT FAX 3300 | 6650 | Functional | Others
41571 | Sameja Kothi Chc Ganganagar | Labour Table | Model Not Available | 3000041042 | Functional | Others
41572 | Sameja Kothi Chc Ganganagar | Fetal Doppler | MODEL NOT AVAILABLE | 3000041044 | Functional | Others
41573 | Bekariya Chc | Binocular Microscope | Model Not Available | 3000205621 | Functional | Mlw Intermed
41574 | Ganoda Chc | Suction Machine | Model Not Available | 3000207270 | Functional | Others
41575 | Bekariya Chc | Semi Automated Chemistry Analyzer | Micro Lab - RX 50V | 1211140 | Functional | Micro Lab Instruments Ahmedabad
41576 | Bardiya Phc | Glucometer | Model not available | 3000135027 | Functional | Others
41577 | Bardiya Phc | Glucometer | Model not available | 3000135028 | Functional | Others
41578 | Ganoda Chc | Water Bath | Model not available | 3000207265 | Functional | Others
41579 | Bardiya Phc | Baby Weighing Machine | Model Not Available | 3000135029 | Functional | Others
41580 | Padukalaan Phc | Centrifuge Machine ( 8 Tube) | Model Not Available | GGLC-8590 | Functional | Others
41581 | Dhanarikalaa Phc | Syringe Needle Destroyer | Microsil - ND350 | 4577 | Functional | Cmho Supply
41582 | Tarnau Phc | Binocular Microscope | L1-BM-523 | 28112 | Functional | Others
41583 | Sewari Phc | Binocular Microscope | Microlux - 16 | 3000197341 | Functional | Others
41584 | Mandvi Phc | Monocular Microscope | Model not available | 3000130795 | Functional | Others
41585 | Kalibhit Phc | Ice lined refrigerator | Model Not Available | 3000204332 | Functional | Haier Appliances India Pvt
41586 | Ganoda Chc | Incubator | MODEL NOT AVAILABLE | 3000207255 | Functional | Others
41587 | Siwana Chc | Hemoglobin meter | HB 301 | 3000134380 | Functional | Others
41588 | Tarnau Phc | Incubator | MODEL NOT AVAILABLE | 2000036489 | Functional | Others
41589 | Kalibhit Phc | Radiant Heat Warmer | Model Not Available | 3000204333 | Non Functional Not Repairable | Zeal Medical Pvt Ltd
41590 | Tarnau Phc | Centrifuge Machine ( 8 Tube) | REMI - R4C | 2000036491 | Functional | Others
41591 | Malsisar Phc | Syringe Needle Destroyer | Model not available | 3000043211 | Functional | Others
41592 | Mirzawali Meher Phc Hanumangarh | Binocular Microscope | Model Not Available | 70846 | Functional | Others
41593 | Meethri Ladnu Phc | Glucometer | Model not available | 2000028370 | Functional | Others
41594 | Meethri Ladnu Phc | Glucometer | Model not available | 2000028371 | Functional | Others
41595 | Meethri Ladnu Phc | Glucometer | Model not available | 2000028372 | Functional | Others
41596 | Khokar Phc | Binocular Microscope | Model Not Available | 3000284264 | Functional | Others
41597 | Bhiteda Phc | Suction Machine | Model Not Available | 616320 | Functional | Others
41598 | Khokar Phc | Centrifuge Machine ( 4 Tube ) | Model not available | 3000284265 | Functional | Others
41599 | Bhiteda Phc | Weighing Machine | MODEL NOT AVAILABLE | 3000280644 | Functional | Others
41600 | Bhiteda Phc | Weighing Machine | MODEL NOT AVAILABLE | 3000280641 | Functional | Others
41601 | Jaisla Phc | Binocular Microscope | MLW Lab | 3000260131 | Functional | Others
41602 | Jaisla Phc | Binocular Microscope | MLW Lab | 3000260132 | Functional | Others
41603 | Jaisla Phc | Centrifuge Machine ( 4 Tube ) | Remi 4C | 3000260133 | Functional | Others
41604 | Khokar Phc | Glucometer | Model not available | 3000284266 | Functional | Others
41605 | Jaisla Phc | Radiant Heat Warmer | Zeal - RHW 2101A | 3000260135 | Functional | Others
41606 | Govt Hospital Kuchaman City | Suction Machine | Model Not Available | 2000028028 | Functional | Others
41607 | Govt Hospital Kuchaman City | Suction Machine | Model Not Available | 2000020029 | Functional | Others
41608 | Punrasar Phc | Ice lined refrigerator | Model Not Available | 2000035019 | Functional | Others
41609 | Paal Madav Phc Dungarpur | SPHYGMOMANOMETER(BP APPRATUS) | Pagoda | 3000210292 | Functional | Others
41610 | Paal Madav Phc Dungarpur | Syringe Needle Destroyer | Model not available | 3000210293 | Functional | Others
41611 | Paal Madav Phc Dungarpur | Syringe Needle Destroyer | Model not available | 3000210294 | Functional | Others
41612 | Paal Madav Phc Dungarpur | Baby Weighing Machine | Crown | 3000210295 | Functional | Others
41613 | General Hospital Didwana | Binocular Microscope | Model Not Available | 8072 | Functional | Others
41614 | General Hospital Didwana | Binocular Microscope | Model Not Available | 640394 | Functional | Others
41615 | General Hospital Didwana | Binocular Microscope | Model Not Available | 22290 | Functional | Others
41616 | General Hospital Didwana | Binocular Microscope | Model Not Available | 3301 | Functional | Others
41617 | General Hospital Didwana | Binocular Microscope | Model Not Available | 723 | Functional | Others
41618 | Kud Phc | Centrifuge Machine ( 4 Tube ) | Model not available | 3000054036 | Functional | Others
41619 | Mohamad Phalasiya Phc | SPHYGMOMANOMETER(BP APPRATUS) | MODEL NOT AVAILABLE | 3000204403 | Functional | Others
41620 | Bishniya Phc | Hemoglobin meter | Model Not Available | 3000125553 | Functional | Others
41621 | Munadavara Phc Alwar | Baby Weighing Machine | Model Not Available | 3000281177 | Functional | Others
41622 | Bishniya Phc | Centrifuge Machine ( 6 Tube ) | Model Not Available | 3000125551 | Functional | Others
41623 | Mohamad Phalasiya Phc | Freezes | MODEL NOT AVAILABLE | 3000204375 | Functional | Others
41624 | Kud Phc | Freezes | MODEL NOT AVAILABLE | 3000054035 | Functional | Others
41625 | Bishniya Phc | Ice lined refrigerator | MK - 142 | 3000125549 | Functional | Others
41626 | Mohamad Phalasiya Phc | Centrifuge Machine ( 4 Tube ) | Model not available | 3000204374 | Functional | Others
41627 | Kud Phc | Syringe Needle Destroyer | Nulife - Dots | NBSD0715259 | Functional | Others
41628 | Munadavara Phc Alwar | Instrument Sterilizer | Model Not Available | 3000281180 | Functional | Others
41629 | Bishniya Phc | Blood Bank Refrigerator | Model not available | 3000125548 | Functional | Others
41630 | Kud Phc | Ice lined refrigerator | MK - 142 | 25116352 | Functional | Others
41631 | Raipur Chc | Nebulizer | MODEL NOT AVAILABLE | 3000262103 | Functional | Others
41632 | Munadavara Phc Alwar | Syringe Needle Destroyer | Model not available | 3000281181 | Functional | Others
41633 | Munadavara Phc Alwar | SPHYGMOMANOMETER(BP APPRATUS) | MODEL NOT AVAILABLE | 3000281179 | Functional | Others
41634 | Raipur Chc | STABILIZER | MODEL NOT AVAILABLE | 3000262104 | Functional | Others
41635 | Raipur Chc | Spot Light ( Portable ) | Model Not Available | 3000262105 | Functional | Others
41636 | Raipur Chc | Spot Light ( Portable ) | Model Not Available | 3000262106 | Functional | Others
41637 | Raipur Chc | Radiant Heat Warmer | Zeal - RHW 2101A | 3000262110 | Functional | Others
41638 | Raipur Chc | Baby Weighing Machine | Model Not Available | 3000262111 | Functional | Others
41639 | Raipur Chc | Fetal Doppler | MODEL NOT AVAILABLE | 3000262113 | Functional | Others
41640 | Raipur Chc | FOOT OPERATED SUCTION MACHINE | MODEL NOT AVAILABLE | 11044 | Functional | Others
41641 | Bijwad Chouhan Phc | SPHYGMOMANOMETER(BP APPRATUS) | MODEL NOT AVAILABLE | m432968 | Functional | Others
41642 | Sakroda M Phc | Radiant Heat Warmer | Model Not Available | 3000204912 | Functional | Others
41643 | Chandesra Phc | Glucometer | Model not available | M20M0001161 | Functional | Others
41644 | B.D.K. Hospital Jhunjhunu Dh | Syringe Needle Destroyer | Model not available | 2000019096 | Functional | Others
41645 | Sisoda Phc | Radiant Heat Warmer | Model Not Available | 300021059 | Functional | Others
41646 | Sisoda Phc | Radiant Heat Warmer | Model Not Available | 3000210258 | Functional | Others
41647 | Gudamalani Chc | Phototherepy Unit | Fenam, Bilitron Sky 5006 | 3000134796 | Functional | Others
41648 | Gehu Phc | Glucometer | Easy Touch ET-101 | 1013E001935 | Functional | Others
41649 | Nokha Chc | Syringe Needle Destroyer | Model not available | 3000045246 | Functional | Others
41650 | Gudamalani Chc | Dental X-ray unit | Model Not Available | 3000134799 | Functional | Others
41651 | Gehu Phc | Blood Bank Refrigerator | Model not available | 3000043220 | Functional | Others
41652 | Nokha Chc | Semi Automated Chemistry Analyzer | Model not Available | 69979 | Functional | Others
41653 | Gudamalani Chc | Dental Chair Unit | Model Not Available | 3000134800 | Functional | Others
41654 | Nokha Chc | Glucometer | Model not available | 3000045257 | Functional | Others
41655 | Gudamalani Chc | Baby Weighing Machine | Model Not Available | 3000134805 | Functional | Others
41656 | Sayla Chc | Pulse Oxymeter | Model Not Available | 3000119473 | Functional | Others
41657 | Nokha Chc | Blood Cell Counter - 3 part | Model not available | 3000045244 | Functional | Others
41658 | Shishu Phc | Radiant Heat Warmer | Zeal - RHW 2101A | RHW2101A/0913/2036 | Functional | Zeal Medical Pvt Ltd
41659 | Raniwada Chc | SPHYGMOMANOMETER(BP APPRATUS) | MODEL NOT AVAILABLE | 67748 | Functional | Others
41660 | Sundlak Phc | Glucometer | Model not available | 3000203651 | Functional | Others
41661 | Satelite Hospital Hiran Magri Sec 5 Udaipur | O.T. Light Single Dome | MODEL NOT AVAILABLE | 3000040052 | Functional | Others
41662 | Rawatsar Chc | Pulse Oxymeter | Model Not Available | 101920200018 | Functional | Others
41663 | Nokha Chc | Binocular Microscope | Model Not Available | 3000045249 | Functional | Others
41664 | Shishu Phc | Glucometer | Model not available | 1013E000422 | Functional | Others
41665 | Ladhuwala Phc | Blood Bank Refrigerator | Model not available | 3000048442 | Functional | Others
41666 | Dungarsaran Chc Dungarpur | Spot Light ( Portable ) | Model Not Available | 3000210032 | Functional | Others
41667 | Bagole Phc | Freezes | MODEL NOT AVAILABLE | 3000197718 | Functional | Videocon Industries Ltd
41668 | Raniwada Chc | Centrifuge Machine ( 4 Tube ) | Model not available | 3000119853 | Functional | Others
41669 | Ladhuwala Phc | Weighing Machine | MODEL NOT AVAILABLE | 3000048443 | Not in use | Others
41670 | Ganoda Chc | Semi Automated Chemistry Analyzer | Model not Available | 3000207257 | Functional | Others
41671 | Ganoda Chc | Semi Automated Chemistry Analyzer | Model not Available | 3000207258 | Functional | Others
41672 | Ganoda Chc | Semi Automated Chemistry Analyzer | Model not Available | 3000207274 | Functional | Others
41673 | Mandvi Phc | Blood Bank Refrigerator | Model not available | 3000130799 | Functional | Others
41674 | Mandvi Phc | Blood Bank Refrigerator | Model not available | 3000130803 | Functional | Others
41675 | Mandvi Phc | Blood Bank Refrigerator | Model not available | 3000130804 | Functional | Others
41676 | Chandrai Phc | Micropipettes | MODEL NOT AVAILABLE | 3000119324 | Functional | Others
41677 | Siwana Chc | Defibrillator | DEFIGARD 4000 | 13C215 | Functional | Others
41678 | Padukalaan Phc | Hemoglobin Analyzer | Model not available | 2000036374 | Functional | Others
41679 | Chandrai Phc | Binocular Microscope | Microlux - 16 | 3000119325 | Functional | Others
41680 | Chota Dungara Chc | Blood Cell Counter - 3 part | Model not available | 3000207947 | Functional | Others
41681 | Chota Dungara Chc | Blood Cell Counter - 3 part | Model not available | 3000207956 | Functional | Others
41682 | Sewari Phc | Centrifuge Machine ( 4 Tube ) | Remi 4C | 3000197342 | Functional | Others
41683 | Sewari Phc | Syringe Needle Destroyer | Microsil - ND350 | 5897 | Functional | Others
41684 | Sewari Phc | Freezes | MODEL NOT AVAILABLE | 300019744 | Functional | Others
41685 | Dhanarikalaa Phc | Freezes | Kelvinator KGE 193 | 49583 | Functional | Others
41686 | Sewari Phc | Incubator | MODEL NOT AVAILABLE | 3000197346 | Functional | Others
41687 | Mahiyawali Phc | Weighing Machine | MODEL NOT AVAILABLE | 3000048414 | Functional | Others
41688 | Shergarh Chc | Blood Mixer ( Roller Mixer ) | Model not available | 20018 | Functional | Others
41689 | Durgpura Phc | Suction Machine | Model Not Available | 3000206118 | Functional | Others
41690 | Pratapnagar Satellite Hospital | Glucometer | Model not available | 3000124725 | Functional | Others
41691 | Durgpura Phc | Syringe Needle Destroyer | Microsil - ND350 | 7588 | Functional | Linco Scientific Instruments And Chemicals (P) Ltd
41692 | Pratapnagar Satellite Hospital | Centrifuge Machine ( 8 Tube) | Model Not Available | 3000124726 | Functional | Others
41693 | Phuliyaklan Phc Bhilwara | Blood Bank Refrigerator | Model not available | 3000262241 | Functional | Others
41694 | Nayaboriya Phc | Radiant Heat Warmer | Model Not Available | 3000130749 | Functional | Others
41695 | Phuliyaklan Phc Bhilwara | STABILIZER | MODEL NOT AVAILABLE | 30000262235 | Functional | Others
41696 | Nayaboriya Phc | Baby Weighing Machine | Model Not Available | 3000130750 | Functional | Others
41697 | Donda Phc | Centrifuge Machine ( 4 Tube ) | Model not available | 3000206091 | Functional | Remi Electrotechnik Ltd
41698 | Bharunda Phc Pali | Labour Table | Model Not Available | 3000197908 | Functional | Others
41699 | Bharunda Phc Pali | Suction Machine | Model Not Available | 3000197909 | Functional | Others
41700 | Donda Phc | Glucometer | Model not available | 3000206094 | Functional | Others
41701 | Sarmathura Chc | Fetal Doppler | MODEL NOT AVAILABLE | 3000259265 | Functional | Others
41702 | Raisana Phc | Centrifuge Machine ( 12 Tube ) | Model Not Available | 3000216222 | Functional | Others
41703 | Jasupura Phc | 300mA X-Ray Machine | Model not available | 3000259164 | Functional | Others
41704 | Donda Phc | Syringe Needle Destroyer | Nulife - Dots | NBSD0716385 | Functional | Mrk Healthcare Pvt Ltd Delhi
41705 | Jasupura Phc | Baby Weighing Machine | Model Not Available | 3000259167 | Functional | Others
41706 | Jasupura Phc | Syringe Needle Destroyer | Model not available | 3000259169 | Functional | Others
41707 | Jasupura Phc | Syringe Needle Destroyer | Model not available | 3000259170 | Functional | Others
41708 | Jasupura Phc | Syringe Needle Destroyer | Model not available | 3000259171 | Functional | Others
41709 | Jasupura Phc | Syringe Needle Destroyer | Model not available | 3000259172 | Functional | Others
41710 | Jasupura Phc | Syringe Needle Destroyer | Model not available | 3000259174 | Functional | Others
41711 | Jasupura Phc | Syringe Needle Destroyer | Model not available | 3000259177 | Functional | Others
41712 | Jasupura Phc | Autoclave | Model not available | 3000259175 | Functional | Others
41713 | Jasupura Phc | Centrifuge Machine ( 8 Tube) | Model Not Available | 3000259178 | Functional | Others
41714 | Jasupura Phc | Binocular Microscope | AMT 5A | 3000259179 | Functional | Others
41715 | Jasupura Phc | Hemoglobin meter | Model Not Available | 3000259180 | Functional | Labomed
41716 | Asnawar Chc | Colorimeter | MODEL NOT AVAILABLE | 3000206468 | Functional | Others
41717 | Dabadbas Phc | SPHYGMOMANOMETER(BP APPRATUS) | MODEL NOT AVAILABLE | 3000284189 | Functional | Others
41718 | Punrasar Phc | Freezes | MODEL NOT AVAILABLE | 2000035010 | Functional | 3m India Limited
41719 | Bokhla Phc Dungarpur | SPHYGMOMANOMETER(BP APPRATUS) | MODEL NOT AVAILABLE | 3000210282 | Functional | Others
41720 | Dabadbas Phc | Weighing Machine | MODEL NOT AVAILABLE | 3000284191 | Functional | Others
41721 | Jawla Phc | SPHYGMOMANOMETER(BP APPRATUS) | MODEL NOT AVAILABLE | 2000036114 | Functional | Others
41722 | Jawla Phc | SPHYGMOMANOMETER(BP APPRATUS) | MODEL NOT AVAILABLE | 2000036134 | Functional | Others
41723 | Jawla Phc | SPHYGMOMANOMETER(BP APPRATUS) | MODEL NOT AVAILABLE | 2000036131 | Functional | Others
41724 | Sahada Chc | Weighing Machine | MODEL NOT AVAILABLE | 3000262182 | Functional | Others
41725 | Sakroda M Phc | FOOT OPERATED SUCTION MACHINE | MODEL NOT AVAILABLE | 3000204913 | Functional | Others
41726 | Chandesra Phc | Freezes | MODEL NOT AVAILABLE | 3000205169 | Functional | Others
41727 | Bijwad Chouhan Phc | Ice lined refrigerator | MK-144 | 3000281952 | Functional | Others
41728 | Sakroda M Phc | Baby Weighing Machine | Model Not Available | 3000204914 | Functional | Others
41729 | Bijwad Chouhan Phc | Syringe Needle Destroyer | Microsil - ND350 | 3000281950 | Functional | Others
41730 | Chandesra Phc | Radiant Heat Warmer | Meditrin - Heat Warmer | 3000205170 | Functional | Others
41731 | Sakroda M Phc | Binocular Microscope | Model Not Available | 9010260 | Functional | Others
41732 | Sahada Chc | ECG Machine (Single Channel) | Medicaid - Cardio Fax | 3000262183 | Functional | Others
41733 | Chandesra Phc | Baby Weighing Machine | Model Not Available | 3000205171 | Functional | Others
41734 | Sahada Chc | STABILIZER | MODEL NOT AVAILABLE | 3000262185 | Functional | Others
41735 | Bijwad Chouhan Phc | Suction Machine | Model Not Available | 3000281949 | Functional | Atlas Surgical Company
41736 | Sakroda M Phc | Autoclave | Model not available | 3000204916 | Functional | Others
41737 | Chandesra Phc | Autoclave | Model not available | 3000205173 | Functional | Others
41738 | Sahada Chc | Incubator | MODEL NOT AVAILABLE | 3000262188 | Functional | Others
41739 | Chandesra Phc | Syringe Needle Destroyer | Model not available | 3000205174 | Functional | Others
41740 | Sahada Chc | Centrifuge Machine ( 8 Tube) | Model Not Available | 3000262190 | Functional | Others
41741 | Bijwad Chouhan Phc | Freezes | MODEL NOT AVAILABLE | 3000281951 | Functional | Others
41742 | Chandesra Phc | Instrument Sterilizer | Model Not Available | 3000205175 | Functional | Others
41743 | Sahada Chc | SPHYGMOMANOMETER(BP APPRATUS-Digital) | Model Not Available | 3000262191 | Functional | Others
41744 | Bijwad Chouhan Phc | Blood Bank Refrigerator | Model not available | 3000281953 | Functional | Others
41745 | Sahada Chc | Semi Automated Chemistry Analyzer | 3300 | 3000262192 | Functional | Others
41746 | Sakroda M Phc | O.T. Light Single Dome | MODEL NOT AVAILABLE | 3000204915 | Functional | Others
41747 | Sahada Chc | Blood Cell Counter - 3 part | Model not available | 3000262193 | Functional | Others
41748 | Bijwad Chouhan Phc | Fetal Doppler | MODEL NOT AVAILABLE | 3000281956 | Functional | Tanco -P L Tondon Company
41749 | Harigarh Phc | Centrifuge Machine ( 8 Tube) | REMI - R4C | 3000201100 | Functional | Others
41750 | Thada Chc | Ice lined refrigerator | Model Not Available | 3000135003 | Functional | Others
41751 | Thada Chc | Ice lined refrigerator | Model Not Available | 3000135004 | Functional | Others
41752 | Shishu Phc | Syringe Needle Destroyer | Microsil - ND350 | 10576 | Functional | Others
41753 | Rawatsar Chc | Spot Light ( Portable ) | Model Not Available | 3000044515 | Functional | Others
41754 | Raniwada Chc | Radiant Heat Warmer | Zeal - RHW 2101A | 3000119855 | Functional | Others
41755 | Raniwada Chc | Radiant Heat Warmer | Zeal - RHW 2101A | 143 | Functional | Others
41756 | Shishu Phc | Ice lined refrigerator | HBC-70 | BE07F4EONOOB2A6BOO18 | Functional | Haier Appliances India Pvt
41757 | Pali Phc | Radiant Heat Warmer | Model Not Available | 3000199653 | Functional | Others
41758 | Ladhuwala Phc | Binocular Microscope | Model Not Available | 3000048451 | Functional | Others
41759 | Raniwada Chc | Syringe Needle Destroyer | Nulife - Dots | 3000119860 | Functional | Others
41760 | Thada Chc | Blood Bank Refrigerator | Model not available | 3000135012 | Functional | Others
41761 | Dungarsaran Chc Dungarpur | Syringe Needle Destroyer | Model not available | 3000210037 | Functional | Others
41762 | M G Hospital Banswara Dh | Pulse Oxymeter | Model Not Available | 30000207047 | Functional | Others
41763 | Thada Chc | Radiant Heat Warmer | Meditrin - Heat Warmer | 3000135014 | Functional | Others
41764 | M G Hospital Banswara Dh | Fetal Doppler | MODEL NOT AVAILABLE | 30000207116 | Functional | Others
41765 | Raipur Chc | Water Bath | Yorco - YSI-413D | 06f3624 | Functional | Others
41766 | Pali Phc | Syringe Needle Destroyer | Model not available | 3000199656 | Functional | Others
41767 | Nokha Chc | Pulse Oxymeter | Model Not Available | 3000045317 | Functional | Others
41768 | Nokha Chc | FOGGING MACHINE | MODEL NOT AVAILABLE | 3000045319 | Functional | Others
41769 | Nokha Chc | Autoclave | Model not available | 3000045320 | Functional | Others
41770 | Nimbol Phc | Spot Light ( Portable ) | Model Not Available | 3000202150 | Functional | Cognate India
41771 | Nokha Chc | Binocular Microscope | Model Not Available | 3000045310 | Functional | Others
41772 | Raipur Chc | Centrifuge Machine ( 8 Tube) | Model Not Available | 3000214282 | Functional | Others
41773 | Nokha Chc | Spot Light ( Portable ) | Model Not Available | 3000045314 | Functional | Others
41774 | Nokha Chc | Fetal Doppler | MODEL NOT AVAILABLE | 3000045301 | Functional | Others
41775 | Nokha Chc | Pulse Oxymeter | Model Not Available | 3000045303 | Functional | Others
41776 | Bekariya Chc | Glucometer | Model not available | 103L10E6DD1 | Functional | Others
41777 | Bekariya Chc | 100mA X-Ray Machine | Allengers - MARS-6R | 3000205629 | Functional | Allengers Medical Systems Ltd
41778 | Sangriya Chc Bhilwara | Centrifuge Machine ( 8 Tube) | Model Not Available | 3000262244 | Functional | Others
41779 | Sangriya Chc Bhilwara | Hemoglobin meter | Model Not Available | 3000262246 | Functional | Others
41780 | Bekariya Chc | Blood Bank Refrigerator | Model not available | 3000205632 | Functional | Haier Appliances India Pvt
41781 | Jhalara Phc | SPHYGMOMANOMETER(BP APPRATUS) | MODEL NOT AVAILABLE | 3000205839 | Functional | Others
41782 | Jhalara Phc | Binocular Microscope | Model Not Available | 3000205840 | Functional | Ajay Optical India
41783 | Bekariya Chc | Nebulizer | MODEL NOT AVAILABLE | 772049 | Functional | Omron Health Care
41784 | Sangriya Chc Bhilwara | FOOT OPERATED SUCTION MACHINE | MODEL NOT AVAILABLE | 3000262252 | Functional | Others
41785 | Bamuliyamataji Phc Baran | SPHYGMOMANOMETER(BP APPRATUS) | MODEL NOT AVAILABLE | 3000203608 | Functional | Others
41786 | Sangriya Chc Bhilwara | Baby Weighing Machine | Model Not Available | 3000262253 | Functional | Others
41787 | Bamuliyamataji Phc Baran | Syringe Needle Destroyer | Model not available | 3000203609 | Functional | Others
41788 | Minda Phc | SPHYGMOMANOMETER(BP APPRATUS) | MODEL NOT AVAILABLE | 2000028207 | Functional | Others
41789 | Minda Phc | SPHYGMOMANOMETER(BP APPRATUS) | MODEL NOT AVAILABLE | 2000028208 | Functional | Others
41790 | Minda Phc | SPHYGMOMANOMETER(BP APPRATUS) | MODEL NOT AVAILABLE | 2000028209 | Functional | Others
41791 | Minda Phc | SPHYGMOMANOMETER(BP APPRATUS) | MODEL NOT AVAILABLE | 2000028210 | Functional | Others
41792 | Minda Phc | SPHYGMOMANOMETER(BP APPRATUS) | MODEL NOT AVAILABLE | 2000028211 | Functional | Others
41793 | Minda Phc | SPHYGMOMANOMETER(BP APPRATUS) | MODEL NOT AVAILABLE | 2000028218 | Functional | Others
41794 | Sangriya Chc Bhilwara | Ice lined refrigerator | MK - 142 | 3000262255 | Functional | Others
41795 | Bamuliyamataji Phc Baran | Instrument Sterilizer | Model Not Available | 3000203610 | Functional | Others
41796 | Nayaboriya Phc | Nebulizer | MODEL NOT AVAILABLE | 3000130531 | Functional | Others
41797 | Nandeshma Phc | Centrifuge Machine ( 4 Tube ) | Model not available | KKLC-9301 | Functional | Others
41798 | Minda Phc | Syringe Needle Destroyer | Model not available | 2000028232 | Functional | Others
41799 | Minda Phc | Syringe Needle Destroyer | Model not available | 2000028234 | Functional | Others
41800 | Minda Phc | Syringe Needle Destroyer | Model not available | 2000028222 | Functional | Others
41801 | Minda Phc | Syringe Needle Destroyer | Model not available | 2000028223 | Functional | Others
41802 | Minda Phc | Syringe Needle Destroyer | Model not available | 2000028224 | Functional | Others
41803 | Phc Bajranggarh | Blood Bank Refrigerator | Model not available | 3000208461 | Functional | Others
41804 | Dungarsinghpura Phc | Suction Machine | Model Not Available | 3000048424 | Functional | Others
41805 | Kitnod Phc | Syringe Needle Destroyer | Model not available | 3000134599 | Functional | Others
41806 | Kitnod Phc | Syringe Needle Destroyer | Model not available | 3000134600 | Functional | Others
41807 | Dungarsinghpura Phc | Labour Table | Model Not Available | 3000048430 | Functional | Others
41808 | Bjs Dispensary | Centrifuge Machine ( 8 Tube) | REMI - R303 | 49537 | Functional | Others
41809 | Salera Kalan Phc | FOOT OPERATED SUCTION MACHINE | MODEL NOT AVAILABLE | 3000204902 | Functional | Others
41810 | Salera Kalan Phc | Baby Weighing Machine | Model Not Available | 3000204903 | Functional | Crown Digital Scales Inc
41811 | Dalot Phc | Labour Table | Model Not Available | 3000130557 | Functional | Others
41812 | Kalinjara Chc | Labour Table | Model Not Available | 3000207441 | Functional | Others
41813 | Patoda Phc | Syringe Needle Destroyer | Microsil - ND350 | 10312 | Functional | Cmho Supply
41814 | Kalinjara Chc | Radiant Heat Warmer | Model Not Available | 3000207439 | Functional | Others
41815 | Puniyon Ki Pyaau Phc Jodhpur | Baby Weighing Machine | Crown | 49979 | Functional | Others
41816 | Puniyon Ki Pyaau Phc Jodhpur | Baby Weighing Machine | Model Not Available | 49981 | Functional | Others
41817 | Sri Dungargarh Chc | Micropipettes | MODEL NOT AVAILABLE | 3000045036 | Functional | Others
41818 | Sri Dungargarh Chc | Micropipettes | MODEL NOT AVAILABLE | 3000045038 | Functional | Others
41819 | Sri Dungargarh Chc | Micropipettes | MODEL NOT AVAILABLE | 3000045039 | Functional | Others
41820 | Sri Dungargarh Chc | Micropipettes | MODEL NOT AVAILABLE | 3000045040 | Functional | Others
41821 | City Dispensary Bhopalpura | Ice lined refrigerator | HBC-70 | 3000043673 | Functional | Haier Appliances India Pvt
41822 | Tilwasni Phc | Centrifuge Machine ( 4 Tube ) | Model not available | EILC3261 | Functional | Others
41823 | Madri Phc | Baby Weighing Machine | Model Not Available | 3000204415 | Functional | Crown Digital Scales Inc
41824 | Jawla Phc | SPHYGMOMANOMETER(BP APPRATUS) | MODEL NOT AVAILABLE | 2000036132 | Functional | Others
41825 | Jawla Phc | SPHYGMOMANOMETER(BP APPRATUS) | MODEL NOT AVAILABLE | 2000036133 | Functional | Others
41826 | Gandhava Paal Phc Dungarpur | SPHYGMOMANOMETER(BP APPRATUS) | MODEL NOT AVAILABLE | 3000210378 | Functional | Others
41827 | Jawla Phc | Instrument Sterilizer | Model Not Available | 2000036115 | Functional | Others
41828 | Jawla Phc | Instrument Sterilizer | Model Not Available | 2000036116 | Functional | Others
41829 | Jawla Phc | Instrument Sterilizer | Model Not Available | 2000036117 | Functional | Others
41830 | Sakroda M Phc | Blood Bank Refrigerator | Model not available | 3000204922 | Functional | Haier Appliances India Pvt
41831 | Sakroda M Phc | Blood Bank Refrigerator | Model not available | 3000204924 | Functional | Others
41832 | Bijwad Chouhan Phc | O.T. Light Single Dome | MODEL NOT AVAILABLE | 3000281958 | Functional | Anand Medicaids Pvt Ltd
41833 | Harigarh Phc | Binocular Microscope | Model Not Available | 3000201100 | Functional | Others
41834 | Sakroda M Phc | Ice lined refrigerator | HBC-70 | 3000204923 | Functional | Others
41835 | Harigarh Phc | Binocular Microscope | Model Not Available | 3000201098 | Functional | Others
41836 | Harigarh Phc | Syringe Needle Destroyer | Model not available | 3000201098 | Functional | Others
41837 | Harigarh Phc | Glucometer | Model not available | 3000201098 | Functional | Others
41838 | Harigarh Phc | Freezes | MODEL NOT AVAILABLE | 3000201088 | Functional | Others
41839 | Jawad Phc | Binocular Microscope | Microlux - 16 | 3000198320 | Functional | Ajay Optical India
41840 | Jawad Phc | Binocular Microscope | Model Not Available | 3000198321 | Non Functional Repairable | Mlw Intermed
41841 | Jawad Phc | Binocular Microscope | Model Not Available | 3000198322 | Non Functional Repairable | Mlw Intermed
41842 | Jawad Phc | Glucometer | Model not available | 3000198317 | Functional | Others
41843 | Jawad Phc | Centrifuge Machine ( 8 Tube) | Model Not Available | 3000198318 | Functional | Others
41844 | Jawad Phc | Syringe Needle Destroyer | Nulife - Dots | NBSD0724708 | Functional | Mrk Healthcare Pvt Ltd Delhi
41845 | Chansda Phc | SPHYGMOMANOMETER(BP APPRATUS) | MODEL NOT AVAILABLE | 3000134666 | Functional | Others
41846 | Chansda Phc | Binocular Microscope | Model Not Available | 3000134667 | Functional | Others
41847 | Chansda Phc | Syringe Needle Destroyer | Model not available | 3000134668 | Functional | Others
41848 | Chansda Phc | Baby Weighing Machine | Model Not Available | 3000134670 | Functional | Others
41849 | Harigarh Phc | Ice lined refrigerator | MK - 142 | 25000436 | Functional | Others
41850 | Kolaheda Phc Alwar | SPHYGMOMANOMETER(BP APPRATUS) | MODEL NOT AVAILABLE | 3000281168 | Functional | Others
41851 | Kolaheda Phc Alwar | SPHYGMOMANOMETER(BP APPRATUS) | MODEL NOT AVAILABLE | 3000281169 | Functional | Others
41852 | Harigarh Phc | Ice lined refrigerator | SB 142 | 24122664 | Functional | Others
41853 | Kolaheda Phc Alwar | Weighing Machine | MODEL NOT AVAILABLE | t15601 | Functional | Others
41854 | Harigarh Phc | Syringe Needle Destroyer | Model not available | 3000201090 | Functional | Others
41855 | Harigarh Phc | Baby Weighing Machine | Crown | 3000201089 | Functional | Crown Digital Scales Inc
41856 | Ogana Phc | Radiant Heat Warmer | Model Not Available | 3000204383 | Functional | Zeal Medical Pvt Ltd
41857 | Balghat Phc | STABILIZER | MODEL NOT AVAILABLE | 3000137042 | Functional | Others
41858 | Jhumki Phc | Glucometer | HRD-2055CMDGCC | 3000140781 | Functional | Others
41859 | Balghat Phc | Suction Machine | Model Not Available | 3000137047 | Functional | Others
41860 | Balghat Phc | External Pacemaker | Model Not Available | 1331106 | Functional | Others
41861 | Sarmathura Chc | 300mA X-Ray Machine | Model not available | 3000259251 | Functional | Others
41862 | Mahswa Phc | Glucometer | SD Check Gold | MOIE08AA2522 | Functional | Sd Bio Standard Diagnostic Pvt Ltd
41863 | Bhawani Mandi Chc | Blood Bank Refrigerator | Model not available | BDI-4363 | Functional | Remi Electrotechnik Ltd
41864 | Bhawani Mandi Chc | Freezes | MODEL NOT AVAILABLE | 3000206021 | Functional | Others
41865 | Moroli Phc | Binocular Microscope | Model Not Available | 3000259217 | Functional | Radical Scientific Instruments Pvt Ltd
41866 | Moroli Phc | Binocular Microscope | Model Not Available | 3000259223 | Functional | Radical Scientific Instruments Pvt Ltd
41867 | Bhawani Mandi Chc | Blood Cell Counter - 3 part | Horiba - ABX Micros ES 60 | 3000206022 | Functional | Horiba India Pvt Ltd
41868 | Mahswa Phc | Syringe Needle Destroyer | Model not available | 3000137014 | Functional | Life Medical Equipment
41869 | Buchia Bada Chc Dungarpur | Freezes | MODEL NOT AVAILABLE | 3000260193 | Functional | Others
41870 | Rewtra Phc | Spot Light ( Portable ) | Model Not Available | 3000119485 | Functional | Others
41871 | Phagalwa Phc | Centrifuge Machine ( 8 Tube) | Model Not Available | 9076 | Non Functional Not Repairable | Zeal Medical Pvt Ltd
41872 | Raipur Chc | Autoclave | Model not available | 21A88 | Functional | Others
41873 | Boosi Phc | Blood Bank Refrigerator | Model not available | 20013606008 | Functional | Vestfrost Solutions
41874 | M G Hospital Banswara Dh | Electrolyte Analyzer | Model not available | 3000207241 | Functional | Others
41875 | Boosi Phc | Syringe Needle Destroyer | Microsil - ND350 | 6564 | Functional | Linco Scientific Instruments And Chemicals (P) Ltd
41876 | Old Hospital Chc | Binocular Microscope | Model Not Available | 3000207911 | Functional | Others
41877 | Old Hospital Chc | Binocular Microscope | Model Not Available | 3000207909 | Functional | Others
41878 | Old Hospital Chc | Binocular Microscope | Model Not Available | 3000207907 | Functional | Others
41879 | Gangori Hospital | Blood Mixer ( Roller Mixer ) | Model not available | 3000230652 | Functional | Others
41880 | Gopalpura Phc | Autoclave | Model not available | 3000259188 | Functional | Others
41881 | Morjanda Phc | Centrifuge Machine ( 8 Tube) | Model Not Available | 3000048626 | Functional | Others
41882 | Kesarisinghpur Chc | Nebulizer | NE-C28 | 3000048686 | Functional | Others
41883 | Sangriya Chc Bhilwara | Blood Bank Refrigerator | Model not available | 30000262254 | Functional | Others
41884 | Minda Phc | Glucometer | Model not available | 2000028212 | Functional | Others
41885 | Minda Phc | Glucometer | Model not available | 2000028213 | Functional | Others
41886 | Minda Phc | Glucometer | Model not available | 2000028214 | Functional | Others
41887 | Nandeshma Phc | Glucometer | Model not available | 3000205408 | Functional | Others
41888 | Sangriya Chc Bhilwara | Binocular Microscope | Model Not Available | 3000262257 | Functional | Others
41889 | Nandeshma Phc | Ice lined refrigerator | HBC-70 | 3000205409 | Functional | Others
41890 | Parthipura Phc | Centrifuge Machine ( 6 Tube ) | Model Not Available | 3000135114 | Functional | Others
41891 | Nandeshma Phc | Radiant Heat Warmer | Meditrin - Heat Warmer | NRHM/WM11/188 | Functional | Others
41892 | Luhara Phc Churu | Syringe Needle Destroyer | Model not available | 3000129277 | Functional | Others
41893 | Parthipura Phc | Syringe Needle Destroyer | Model not available | 3000135116 | Functional | Others
41894 | Kothiya Phc | Centrifuge Machine ( 8 Tube) | Model Not Available | 3000262258 | Functional | Others
41895 | Nandeshma Phc | Baby Weighing Machine | Model Not Available | 3000205411 | Functional | Others
41896 | Parthipura Phc | Weighing Machine | MODEL NOT AVAILABLE | 3000135117 | Functional | Others
41897 | Nandeshma Phc | SPHYGMOMANOMETER(BP APPRATUS) | MODEL NOT AVAILABLE | 1466285 | Functional | Others
41898 | Luhara Phc Churu | Suction Machine | Model Not Available | 3000129279 | Functional | Others
41899 | Ramnagar Phc | Weighing Machine | MODEL NOT AVAILABLE | 3000280246 | Functional | Others
41900 | Sargoth Phc | Autoclave | Model not available | 2000029129 | Non Functional Not Repairable | Paras Enterprises
41901 | Mathana Phc | Instrument Sterilizer | Model Not Available | 3000203659 | Functional | Others
41902 | Shergarh Chc | Centrifuge Machine ( 4 Tube ) | Remi 4C | 20021 | Functional | Others
41903 | Sargoth Phc | Instrument Sterilizer | Model Not Available | 2000029130 | Functional | Cmho Supply
41904 | Mathana Phc | Glucometer | Model not available | 3000203660 | Functional | Others
41905 | Shergarh Chc | Monocular Microscope | Monocular - M L W | 20022 | Functional | Others
41906 | Sargoth Phc | Suction Machine | Model Not Available | 2000029131 | Functional | Others
41907 | Mathana Phc | Syringe Needle Destroyer | Model not available | 3000203661 | Functional | Others
41908 | Merta Road Phc | SPHYGMOMANOMETER(BP APPRATUS) | MODEL NOT AVAILABLE | 2000030028 | Functional | Others
41909 | Merta Road Phc | SPHYGMOMANOMETER(BP APPRATUS) | MODEL NOT AVAILABLE | 2000030029 | Functional | Others
41910 | Jawla Phc | Instrument Sterilizer | Model Not Available | 2000036118 | Functional | Others
41911 | Gandhava Paal Phc Dungarpur | Baby Weighing Machine | Model Not Available | 3000210379 | Functional | Others
41912 | Jawla Phc | Sahlis HB Meter | Model not available | 2000036124 | Functional | Others
41913 | Jawla Phc | Sahlis HB Meter | Model not available | 2000036126 | Functional | Others
41914 | Jawla Phc | Sahlis HB Meter | Model not available | 2000036127 | Functional | Others
41915 | Jawla Phc | Sahlis HB Meter | Model not available | 2000036128 | Functional | Others
41916 | Gandhava Paal Phc Dungarpur | Syringe Infusion Pump | Model not available | 21270307 | Functional | Others
41917 | Richha Phc Dungarpur | SPHYGMOMANOMETER(BP APPRATUS) | MODEL NOT AVAILABLE | 3000120847 | Functional | Others
41918 | Raner Damolai Phc | Micropipettes | MODEL NOT AVAILABLE | 2000035140 | Functional | 3m India Limited
41919 | Dungar Phc Dungarpur | SPHYGMOMANOMETER(BP APPRATUS) | MODEL NOT AVAILABLE | 3000207362 | Functional | Others
41920 | Sihalikalan Phc | Syringe Needle Destroyer | Nulife - Dots | NBSD0725992 | Functional | Mrk Healthcare Pvt Ltd Delhi
41921 | Sihalikalan Phc | Syringe Needle Destroyer | Nulife - Dots | NBSD0715826 | Functional | Mrk Healthcare Pvt Ltd Delhi
41922 | Raner Damolai Phc | Centrifuge Machine ( 8 Tube) | Model Not Available | 2000035142 | Functional | Anand Medicaids Pvt Ltd
41923 | Jhothri Phc Dungarpur | SPHYGMOMANOMETER(BP APPRATUS) | MODEL NOT AVAILABLE | 3000210168 | Functional | Others
41924 | Jhothri Phc Dungarpur | SPHYGMOMANOMETER(BP APPRATUS) | MODEL NOT AVAILABLE | 3000210167 | Functional | Others
41925 | Raner Damolai Phc | Freezes | MODEL NOT AVAILABLE | 2000035141 | Functional | Anand Medicaids Pvt Ltd
41926 | Jhousawa Phc Dungarpur | Baby Weighing Machine | Model Not Available | 3000210382 | Functional | Others
41927 | Raner Damolai Phc | Binocular Microscope | Model Not Available | 2000035143 | Functional | Anand Medicaids Pvt Ltd
41928 | Jhousawa Phc Dungarpur | SPHYGMOMANOMETER(BP APPRATUS) | Pagoda | 260767 | Functional | Others
41929 | Raner Damolai Phc | Sahlis HB Meter | Model not available | 200003544 | Functional | Anand Medicaids Pvt Ltd
41930 | Raghunathgarh Phc | SPHYGMOMANOMETER(BP APPRATUS) | MODEL NOT AVAILABLE | 3000210289 | Functional | Others
41931 | Raghunathgarh Phc | SPHYGMOMANOMETER(BP APPRATUS) | MODEL NOT AVAILABLE | 3000210291 | Functional | Others
41932 | Sihalikalan Phc | Centrifuge Machine ( 6 Tube ) | Model Not Available | 3000280219 | Functional | Others
41933 | Raisinghnagar Chc Ganganagar | Suction Machine | Model Not Available | 3000041295 | Functional | Others
41934 | Raisinghnagar Chc Ganganagar | Suction Machine | Model Not Available | 3000041296 | Functional | Others
41935 | Raisinghnagar Chc Ganganagar | Suction Machine | Model Not Available | 3000041297 | Functional | Others
41936 | Ogana Phc | Autoclave | Model not available | 3000204385 | Functional | Others
41937 | Harigarh Phc | Baby Weighing Machine | Crown | 3000201095 | Functional | Others
41938 | Ogana Phc | Baby Weighing Machine | Model Not Available | 3000204386 | Functional | Crown Digital Scales Inc
41939 | Harigarh Phc | FOOT OPERATED SUCTION MACHINE | MODEL NOT AVAILABLE | 3000201094 | Functional | Others
41940 | Ogana Phc | Centrifuge Machine ( 8 Tube) | Model Not Available | 3000204387 | Functional | Others
41941 | Ogana Phc | Semi Automated Chemistry Analyzer | CPC - STAT FAX 3300 | 3000204388 | Functional | Others
41942 | Harigarh Phc | Radiant Heat Warmer | Zeal - RHW 2101A | 3000201093 | Functional | Zeal Medical Pvt Ltd
41943 | Khedapa Adpost Phc Jodhpur | SPHYGMOMANOMETER(BP APPRATUS) | MODEL NOT AVAILABLE | 44364 | Functional | Cmho Supply
41944 | Ogana Phc | Freezes | MODEL NOT AVAILABLE | 3000204391 | Functional | Others
41945 | Ogana Phc | Blood Bank Refrigerator | Model not available | 3000204392 | Functional | Haier Appliances India Pvt
41946 | Khedapa Adpost Phc Jodhpur | Syringe Needle Destroyer | Microsil - ND350 | 7277 | Functional | Cmho Supply
41947 | Khejroli Phc | Freezes | MODEL NOT AVAILABLE | 110610107 | Functional | Others
41948 | Ogana Phc | Weighing Machine | MODEL NOT AVAILABLE | 3000204396 | Functional | Others
41949 | Khedapa Adpost Phc Jodhpur | Instrument Sterilizer | Model Not Available | 3000049589 | Non Functional Not Repairable | Cmho Supply
41950 | Piparcity Chc | Syringe Needle Destroyer | Microsil - ND350 | 4342 | Functional | Others
41951 | Khejroli Phc | Freezes | MODEL NOT AVAILABLE | 195BX2CG | Functional | Others
41952 | Piparcity Chc | Glucometer | Accu Chek Performa | 3000047329 | Functional | Others
41953 | Menar Phc | Freezes | MODEL NOT AVAILABLE | 10931910 | Functional | Others
41954 | Khejroli Phc | Incubator | MODEL NOT AVAILABLE | 3000222428 | Functional | Others
41955 | Menar Phc | Baby Weighing Machine | Model Not Available | 27880 | Functional | Others
41956 | Manjri Kala Phc | Blood Bank Refrigerator | Model not available | 3000083078 | Functional | Others
41957 | Menar Phc | Baby Weighing Machine | Model Not Available | 3000052830 | Functional | Others
41958 | Menar Phc | Weighing Machine | MODEL NOT AVAILABLE | 3000052831 | Functional | Crown Digital Scales Inc
41959 | Manjri Kala Phc | Ice lined refrigerator | Model Not Available | 3000083079 | Functional | Others
41960 | Menar Phc | Fetal Doppler | MODEL NOT AVAILABLE | 2012FQ361 | Functional | Others
41961 | Khejroli Phc | SPHYGMOMANOMETER(BP APPRATUS) | MODEL NOT AVAILABLE | 7213 | Functional | Others
41962 | Manjri Kala Phc | Suction Machine | Model Not Available | 3000083082 | Functional | Others
41963 | Malsisar Phc | Suction Machine | Model Not Available | 3000043210 | Functional | Others
41964 | Balghat Phc | SPHYGMOMANOMETER(BP APPRATUS) | MODEL NOT AVAILABLE | 98134448 | Functional | Suprime Enterprises
41965 | Sarmathura Chc | Centrifuge Machine ( 8 Tube) | Model Not Available | 3000259248 | Functional | Remi Electrotechnik Ltd
41966 | Jk Lone Hospital Jaipur | HUMIDIFIER | ALPHA | h1041170FEAF | Functional | Sudarshan Chemicals Kota
41967 | Balghat Phc | Autoclave | Model not available | 3000137049 | Functional | Others
41968 | Mundiya Phc | Syringe Needle Destroyer | Model not available | 3000137079 | Functional | Bhaseen Health Products Pvt Ltd
41969 | Sarmathura Chc | Syringe Infusion Pump | Model not available | 3000259254 | Functional | Others
41970 | Sarmathura Chc | Instrument Sterilizer | Model Not Available | 3000259263 | Functional | Others
41971 | Mahswa Phc | Syringe Needle Destroyer | Nulife - Dots | NBSDO714735 | Functional | Others
41972 | Bhawani Mandi Chc | Suction Machine | Model Not Available | 3000206016 | Functional | Bhasin Sons Private Limited
41973 | Bhawani Mandi Chc | Suction Machine | Model Not Available | 3000206018 | Functional | Others
41974 | Mahswa Phc | Blood Bank Refrigerator | Model not available | 3000137015 | Functional | Vestfrost Solutions
41975 | Moroli Phc | Syringe Infusion Pump | Model not available | 3000259220 | Functional | Others
41976 | Mahswa Phc | Ice lined refrigerator | Model Not Available | 3000137017 | Functional | Haier Appliances India Pvt
41977 | Mahswa Phc | Baby Weighing Machine | SUVARANA | 3000137012 | Functional | Others
41978 | Bhawani Mandi Chc | Incubator | MODEL NOT AVAILABLE | 3000206027 | Functional | Lafco India Scientific Industries
41979 | Phagalwa Phc | Hemoglobin meter | Model Not Available | 2000029481 | Non Functional Not Repairable | Zeal Medical Pvt Ltd
41980 | Bhawani Mandi Chc | SPHYGMOMANOMETER(BP APPRATUS-Digital) | Model Not Available | 1342813153 | Functional | Others
41981 | Gopalpura Phc | Weighing Machine | MODEL NOT AVAILABLE | 3000259190 | Functional | Others
41982 | Pali Phc | FOOT OPERATED SUCTION MACHINE | MODEL NOT AVAILABLE | 3000199657 | Functional | Others
41983 | Morjanda Phc | Blood Bank Refrigerator | Model not available | 3000048627 | Functional | Others
41984 | Morjanda Phc | Blood Bank Refrigerator | Model not available | 3000048633 | Functional | Others
41985 | Kalayanpur Chc | Freezes | MODEL NOT AVAILABLE | 3000134467 | Functional | Others
41986 | Kalayanpur Chc | Freezes | MODEL NOT AVAILABLE | 3000134471 | Functional | Others
41987 | Kalayanpur Chc | Freezes | MODEL NOT AVAILABLE | 3000134478 | Functional | Others
41988 | Barapal Phc | Ice lined refrigerator | HBC-70 | 3000204359 | Functional | Haier Appliances India Pvt
41989 | Mathana Phc | Autoclave | Model not available | 3000203663 | Functional | Others
41990 | Sargoth Phc | FOOT OPERATED SUCTION MACHINE | MODEL NOT AVAILABLE | 2000029132 | Functional | Others
41991 | Mathana Phc | SPHYGMOMANOMETER(BP APPRATUS) | MODEL NOT AVAILABLE | 3000203662 | Functional | Others
41992 | Merta Road Phc | Centrifuge Machine ( 12 Tube ) | Model Not Available | 2000036265 | Functional | Others
41993 | Merta Road Phc | Centrifuge Machine ( 12 Tube ) | Model Not Available | 200036266 | Functional | Others
41994 | Merta Road Phc | Centrifuge Machine ( 12 Tube ) | Model Not Available | 2000036267 | Functional | Others
41995 | Mathana Phc | Blood Bank Refrigerator | Model not available | 3000203664 | Functional | Others
41996 | Shergarh Chc | Binocular Microscope | Model Not Available | 20023 | Functional | Others
41997 | Merta Road Phc | Binocular Microscope | Model Not Available | 2000036269 | Functional | Others
41998 | Merta Road Phc | Binocular Microscope | Model Not Available | 200003670 | Functional | Others
41999 | Sargoth Phc | Ice lined refrigerator | Model Not Available | 2000029133 | Functional | Haier Appliances India Pvt
42000 | Sargoth Phc | Ice lined refrigerator | Model Not Available | 2000029134 | Functional | Haier Appliances India Pvt
42001 | Shergarh Chc | FOGGING MACHINE | MODEL NOT AVAILABLE | 20055 | Functional | Others
42002 | Bhadsiya Phc | Binocular Microscope | Model Not Available | 2000028721 | Functional | Others
42003 | Sargoth Phc | Freezes | MODEL NOT AVAILABLE | 2000029135 | Functional | Others
42004 | Sargoth Phc | Freezes | MODEL NOT AVAILABLE | 2000029140 | Functional | Others
42005 | Sargoth Phc | Freezes | MODEL NOT AVAILABLE | 2000029197 | Functional | Others
42006 | Ramnagar Phc | SPHYGMOMANOMETER(BP APPRATUS) | MODEL NOT AVAILABLE | 3000280249 | Functional | Others
42007 | Ramnagar Phc | SPHYGMOMANOMETER(BP APPRATUS) | MODEL NOT AVAILABLE | 3000280250 | Functional | Others
42008 | Ramnagar Phc | SPHYGMOMANOMETER(BP APPRATUS) | MODEL NOT AVAILABLE | 3000230251 | Functional | Others
42009 | Ramnagar Phc | SPHYGMOMANOMETER(BP APPRATUS) | MODEL NOT AVAILABLE | 3000280252 | Functional | Others
42010 | Bhadsiya Phc | Incubator | MODEL NOT AVAILABLE | 2000028722 | Functional | Others
42011 | Shergarh Chc | Nebulizer | MODEL NOT AVAILABLE | 20056 | Functional | Omron Health Care
42012 | Bhadsiya Phc | Glucometer | Accu Chek Performa | 2000028723 | Functional | Others
42013 | Sargoth Phc | Centrifuge Machine ( 8 Tube) | REMI - R 8C | 2000029136 | Functional | Remi Electrotechnik Ltd
42014 | Sargoth Phc | Sahlis HB Meter | Model not available | 2000029137 | Functional | Others
42015 | Raghunathgarh Phc | Syringe Needle Destroyer | Model not available | 3000210290 | Functional | Others
42016 | Bedla Phc | Blood Bank Refrigerator | Model not available | 3000205148 | Functional | Others
42017 | Maulasar Chc | O.T. Light Single Dome | MODEL NOT AVAILABLE | 1 | Functional | Others
42018 | Maulasar Chc | O.T. Light Single Dome | MODEL NOT AVAILABLE | 2 | Functional | Others
42019 | Maulasar Chc | O.T. Light Single Dome | MODEL NOT AVAILABLE | 3 | Functional | Others
42020 | Maulasar Chc | O.T. Light Single Dome | MODEL NOT AVAILABLE | 4 | Functional | Others
42021 | Maulasar Chc | O.T. Light Single Dome | MODEL NOT AVAILABLE | 5 | Functional | Others
42022 | Bedla Phc | Ice lined refrigerator | Model Not Available | 3000205149 | Functional | Vestfrost Solutions
42023 | Maulasar Chc | Baby Weighing Machine | Model Not Available | 6 | Functional | Others
42024 | Maulasar Chc | Baby Weighing Machine | Model Not Available | 7 | Functional | Others
42025 | Maulasar Chc | Baby Weighing Machine | Model Not Available | 8 | Functional | Others
42026 | Maulasar Chc | Baby Weighing Machine | Model Not Available | 9 | Functional | Others
42027 | Maulasar Chc | Baby Weighing Machine | Model Not Available | 10 | Functional | Others
42028 | Raner Damolai Phc | Freezes | MODEL NOT AVAILABLE | 2000035145 | Functional | Anand Medicaids Pvt Ltd
42029 | Sihalikalan Phc | Binocular Microscope | Model Not Available | 3000280220 | Functional | Others
42030 | Raner Damolai Phc | Ice lined refrigerator | Model Not Available | 2000035146 | Functional | Anand Medicaids Pvt Ltd
42031 | Raner Damolai Phc | Syringe Needle Destroyer | Model not available | 2000035147 | Functional | Anand Medicaids Pvt Ltd
42032 | Raner Damolai Phc | Weighing Machine | MODEL NOT AVAILABLE | 2000035148 | Functional | Anand Medicaids Pvt Ltd
42033 | Raner Damolai Phc | SPHYGMOMANOMETER(BP APPRATUS) | MODEL NOT AVAILABLE | 2000035149 | Functional | Anand Medicaids Pvt Ltd
42034 | Sihalikalan Phc | Freezes | GL-185 | 3000280221 | Functional | Lg
42035 | Jawas Phc | Syringe Needle Destroyer | Model not available | 14G0538 | Functional | Others
42036 | Sihalikalan Phc | Ice lined refrigerator | HBD-116 | BEO4G0E0100 | Functional | Haier Appliances India Pvt
42037 | Rajiyas Phc | Blood Bank Refrigerator | Model not available | 24525259 | Functional | Others
42038 | Peepalbara Phc | Syringe Needle Destroyer | Model not available | 3000205498 | Functional | Others
42039 | Rishabhdev Chc | Centrifuge Machine ( 8 Tube) | Model Not Available | 3000205440 | Non Functional Repairable | Others
42040 | Sakat Phc | Radiant Heat Warmer | Meditrin - Heat Warmer | a913/1936 | Functional | Meditrin Instruments
42041 | Jhadol Ph Chc | Glucometer | Model not available | 3000198293 | Functional | Others
42042 | Menar Phc | Binocular Microscope | Model Not Available | 3000052833 | Functional | Mlw Intermed
42043 | Khejroli Phc | Ice lined refrigerator | MK - 142 | 50213718 | Functional | Others
42044 | Jhingar Chotti Phc | Freezes | MODEL NOT AVAILABLE | 2000029629 | Functional | Others
42045 | Jhingar Chotti Phc | Freezes | MODEL NOT AVAILABLE | 2000029630 | Functional | Others
42046 | Khejroli Phc | Autoclave | Model not available | 9827 | Functional | Others
42047 | Piparcity Chc | Binocular Microscope | Model Not Available | 3000047331 | Functional | Others
42048 | Menar Phc | ECG Machine (Single Channel) | Model Not Available | 500013727 | Non Functional Repairable | Others
42049 | Piparcity Chc | Monocular Microscope | Olympus | 251205 | Functional | Others
42050 | Menar Phc | Freezes | MODEL NOT AVAILABLE | 3000052840 | Functional | Haier Appliances India Pvt
42051 | Piparcity Chc | Binocular Microscope | Model Not Available | 3000047333 | Functional | Others
42052 | Menar Phc | Glucometer | Model not available | CR2032 | Functional | Others
42053 | Piparcity Chc | Freezes | MODEL NOT AVAILABLE | 3000047334 | Functional | Others
42054 | Piparcity Chc | Semi Automated Chemistry Analyzer | 3300 | 3000047335 | Functional | Others
42055 | Piparcity Chc | Centrifuge Machine ( 8 Tube) | Model Not Available | 3000047336 | Functional | Others
42056 | Bachhar Phc | Binocular Microscope | Model Not Available | 3000204423 | Functional | Others
42057 | Khejroli Phc | Spot Light ( Portable ) | Model Not Available | 3000222422 | Functional | Others
42058 | Piparcity Chc | Hot Air Oven | DEL - 624 | 3000047337 | Functional | Others
42059 | Piparcity Chc | Blood Cell Counter - 3 part | Horiba - ABX Micros ES 60 | 304ESOHOS606 | Functional | Others
42060 | Khejroli Phc | Radiant Heat Warmer | Zeal - RHW 2101A | 3000222430 | Functional | Others
42061 | Piparcity Chc | Blood Mixer ( Roller Mixer ) | Model not available | 3000047339 | Functional | Cmho Supply
42062 | Piparcity Chc | Dental Chair Unit | Model Not Available | 3000047326 | Functional | Others
42063 | Piparcity Chc | Dental X-ray unit | Model Not Available | D27574 | Functional | Others
42064 | Central Jail Dispensary | SPHYGMOMANOMETER(BP APPRATUS) | MODEL NOT AVAILABLE | 196043 | Functional | Others
42065 | Central Jail Dispensary | SPHYGMOMANOMETER(BP APPRATUS) | MODEL NOT AVAILABLE | 253934 | Functional | Others
42066 | Mandhan Chc | Stethoscope | Model Not Available | 3000280799 | Functional | Others
42067 | Manjri Kala Phc | SPHYGMOMANOMETER(BP APPRATUS) | MODEL NOT AVAILABLE | 3000280609 | Functional | Others
42068 | Manjri Kala Phc | SPHYGMOMANOMETER(BP APPRATUS) | MODEL NOT AVAILABLE | 3000280610 | Functional | Others
42069 | Morjanda Phc | Syringe Needle Destroyer | Model not available | 3000048632 | Functional | Others
42070 | Morjanda Phc | Syringe Needle Destroyer | Model not available | 3000048621 | Functional | Others
42071 | Raipur Chc | Suction Machine | Model Not Available | 3000214264 | Functional | Others
42072 | Nimbol Phc | Weighing Machine | MODEL NOT AVAILABLE | 3000202137 | Functional | Others
42073 | Gopalpura Phc | Stethoscope | Model Not Available | 3000259192 | Functional | Others
42074 | Phagalwa Phc | Instrument Sterilizer | Model Not Available | 5232009 | Functional | Paras Enterprises
42075 | Sadri Chc | Instrument Sterilizer | Model Not Available | 3000197630 | Functional | Others
42076 | Raipur Chc | Suction Machine | Model Not Available | 3000214263 | Functional | Others
42077 | Gopalpura Phc | Baby Weighing Machine | Model Not Available | 3000259193 | Functional | Others
42078 | Punali Phc | Binocular Microscope | Model Not Available | 3000207983 | Functional | Others
42079 | Punali Phc | Binocular Microscope | Model Not Available | 3000207984 | Functional | Others
42080 | Punali Phc | Binocular Microscope | Model Not Available | 3000207985 | Functional | Others
42081 | Morjanda Phc | Binocular Microscope | Model Not Available | 3000048624 | Functional | Others
42082 | Morjanda Phc | Binocular Microscope | Model Not Available | 3000048325 | Functional | Others
42083 | Boosi Phc | Binocular Microscope | Model Not Available | 3000197537 | Functional | Others
42084 | Pali Phc | Blood Bank Refrigerator | Model not available | 3000199663 | Functional | Others
42085 | Barapal Phc | Freezes | MODEL NOT AVAILABLE | 3000204363 | Functional | Others
42086 | Barapal Phc | Freezes | MODEL NOT AVAILABLE | 3000204364 | Functional | Others
42087 | Phagalwa Phc | Freezes | MODEL NOT AVAILABLE | 2000029485 | Functional | Videocon Industries Ltd
42088 | Lambiya P - Phc | Nebulizer | MODEL NOT AVAILABLE | 3000202470 | Functional | Others
42089 | Sadri Chc | Suction Machine | Bhasin Sons | 3000197631 | Functional | Bhasin Sons Private Limited
42090 | Ahore Chc | Glucometer | Easy Touch ET-101 | 1013e000664 | Functional | Others
42091 | Phagalwa Phc | Ice lined refrigerator | HBC-70 | BE07F4EONOOB2A6CO111 | Functional | Others
42092 | Devla Phc | Instrument Sterilizer | Model Not Available | 3000130785 | Functional | Others
42093 | Gopalpura Phc | Neubaurs Chamber | Model not available | 3000259197 | Functional | Others
42094 | Raipur Chc | Freezes | MODEL NOT AVAILABLE | 3000214275 | Functional | Others
42095 | Ramnagar Phc | Syringe Needle Destroyer | Model not available | 3000280253 | Functional | Others
42096 | Ramnagar Phc | Syringe Needle Destroyer | Model not available | 3000280254 | Functional | Others
42097 | Ramnagar Phc | Syringe Needle Destroyer | Model not available | 3000280255 | Functional | Others
42098 | Ramnagar Phc | Syringe Needle Destroyer | Model not available | 3000280256 | Functional | Others
42099 | Ramnagar Phc | Syringe Needle Destroyer | Model not available | 3000280357 | Functional | Others
42100 | Ramnagar Phc | Syringe Needle Destroyer | Model not available | 3000280358 | Functional | Others
42101 | Bhadsiya Phc | Hemoglobin meter | HB 301 | 2000028724 | Functional | Others
42102 | Bhadsiya Phc | Hemoglobin meter | HB 301 | 2000028725 | Functional | Others
42103 | Nimbijodha Chc | SPHYGMOMANOMETER(BP APPRATUS) | MODEL NOT AVAILABLE | 2000036675 | Functional | Others
42104 | Nimbijodha Chc | SPHYGMOMANOMETER(BP APPRATUS) | MODEL NOT AVAILABLE | 2000036679 | Functional | Others
42105 | Nimbijodha Chc | SPHYGMOMANOMETER(BP APPRATUS) | MODEL NOT AVAILABLE | 2000036681 | Functional | Others
42106 | Sargoth Phc | Binocular Microscope | Model Not Available | 81554 | Functional | Labovision India
42107 | Nimbijodha Chc | Baby Weighing Machine | Model Not Available | 2000036676 | Functional | Others
42108 | Nimbijodha Chc | Baby Weighing Machine | Model Not Available | 2000036677 | Functional | Others
42109 | Nimbijodha Chc | Baby Weighing Machine | Model Not Available | 2000036716 | Functional | Others
42110 | Bhadsiya Phc | SPHYGMOMANOMETER(BP APPRATUS) | MODEL NOT AVAILABLE | 2000036154 | Functional | Others
42111 | Bhadsiya Phc | SPHYGMOMANOMETER(BP APPRATUS) | MODEL NOT AVAILABLE | 2000036155 | Functional | Others
42112 | Sargoth Phc | Syringe Needle Destroyer | Model not available | 2000029139 | Functional | Others
42113 | Shergarh Chc | ECG Machine (Three Channel ) | Medicaid - CardioFax 3R | C643278 | Functional | Others
42114 | Shergarh Chc | ECG Machine (Three Channel ) | BPL - Cardiart 1608T | 20033 | Functional | Others
42115 | Sargoth Phc | Baby Weighing Machine | Model Not Available | 2000029141 | Functional | Others
42116 | Ramnagar Phc | Centrifuge Machine ( 4 Tube ) | Model not available | 3000280263 | Functional | Others
42117 | Shergarh Chc | Pulse Oxymeter | Model Not Available | 20034 | Functional | Others
42118 | Borawar Chc | Baby Weighing Machine | Model Not Available | 2000028430 | Functional | Others
42119 | Borawar Chc | Baby Weighing Machine | Model Not Available | 2000028431 | Functional | Others
42120 | Borawar Chc | Baby Weighing Machine | Model Not Available | 2000028432 | Functional | Others
42121 | Dhodh Chc | Freezes | GL-195RL4 | 2000029534 | Functional | Others
42122 | Mahajan Phc | Baby Weighing Machine | Model Not Available | 3000045106 | Functional | Others
42123 | Sanwad Chc | Centrifuge Machine ( 4 Tube ) | Model not available | 3000198040 | Functional | Others
42124 | Sanwad Chc | Syringe Needle Destroyer | Model not available | 7261/03 | Functional | Linco Scientific Instruments And Chemicals (P) Ltd
42125 | Arnod Chc | Baby Weighing Machine | Model Not Available | 3000130505 | Functional | Others
42126 | Naai Chc | Freezes | MODEL NOT AVAILABLE | 3000204242 | Functional | Others
42127 | Kawantia Hospital Dh | Glucometer | Model not available | 1692092 | Functional | Others
42128 | B.D.K. Hospital Jhunjhunu Dh | Wax Bath Machine | Model Not Available | 810085 | Functional | Others
42129 | M G Hospital Banswara Dh | Multi-Para Monitor | Star 55 | A04S50270 | Functional | Others
42130 | Arnod Chc | Centrifuge Machine ( 4 Tube ) | Model not available | 3000130514 | Functional | Others
42131 | Gundoj Phc | Freezes | MODEL NOT AVAILABLE | 3000197153 | Functional | Haier Appliances India Pvt
42132 | Naai Chc | Binocular Microscope | Model Not Available | 3000204245 | Functional | Mlw Intermed
42133 | Naai Chc | Binocular Microscope | Model Not Available | 3000204248 | Functional | Mlw Intermed
42134 | Naai Chc | Binocular Microscope | Model Not Available | 3000204252 | Functional | Mlw Intermed
42135 | Bala Phc | Radiant Heat Warmer | Model Not Available | sst/irw/11-12/0049 | Functional | Ss Technomed Pvt Ltd
42136 | Sakat Phc | Baby Weighing Machine | Model Not Available | 3000281422 | Functional | Others
42137 | Raisinghnagar Chc Ganganagar | Syringe Needle Destroyer | Model not available | 5853 | Functional | Others
42138 | Raisinghnagar Chc Ganganagar | Syringe Needle Destroyer | Model not available | 28664 | Functional | Others
42139 | Raisinghnagar Chc Ganganagar | Syringe Needle Destroyer | Model not available | 3000041289 | Functional | Others
42140 | Raisinghnagar Chc Ganganagar | Syringe Needle Destroyer | Model not available | 286679 | Functional | Others
42141 | Rishabhdev Chc | Glucometer | Model not available | 3000205443 | Functional | Others
42142 | Sakat Phc | Syringe Needle Destroyer | Model not available | 300281423 | Functional | Others
42143 | Rishabhdev Chc | Syringe Needle Destroyer | Model not available | 28391 | Functional | Mrk Healthcare Pvt Ltd Delhi
42144 | Sakat Phc | Sahlis HB Meter | Model not available | 3000281417 | Functional | Others
42145 | Kanochklan Phc | Radiant Heat Warmer | Model Not Available | 3000262219 | Functional | Others
42146 | Peepli B Phc | FOOT OPERATED SUCTION MACHINE | MODEL NOT AVAILABLE | 3000198170 | Functional | Niscomed Electro Medical Devices
42147 | Bala Phc | Binocular Microscope | Model Not Available | 27418 | Functional | Others
42148 | Manjri Kala Phc | SPHYGMOMANOMETER(BP APPRATUS) | MODEL NOT AVAILABLE | 3000280611 | Functional | Others
42149 | Manjri Kala Phc | SPHYGMOMANOMETER(BP APPRATUS) | MODEL NOT AVAILABLE | 3000280612 | Functional | Others
42150 | Manjri Kala Phc | SPHYGMOMANOMETER(BP APPRATUS) | MODEL NOT AVAILABLE | 3000083087 | Functional | Others
42151 | Manjri Kala Phc | SPHYGMOMANOMETER(BP APPRATUS) | MODEL NOT AVAILABLE | 3000083089 | Functional | Others
42152 | Bachhar Phc | Centrifuge Machine ( 4 Tube ) | Model not available | 3000204424 | Functional | Cmho Supply
42153 | Mandhan Chc | Syringe Needle Destroyer | Model not available | 3000280800 | Functional | Others
42154 | Jhingar Chotti Phc | Weighing Machine | MODEL NOT AVAILABLE | 2000029549 | Functional | Others
42155 | Mandhan Chc | Ice lined refrigerator | Model Not Available | 300028001 | Functional | Others
42156 | Khejroli Phc | Radiant Heat Warmer | Model Not Available | 09/928 | Functional | Others
42157 | Panwar Phc | Binocular Microscope | Model Not Available | 3000201087 | Functional | Others
42158 | Baaru Chc | SPHYGMOMANOMETER(BP APPRATUS) | MODEL NOT AVAILABLE | 3000120272 | Functional | Others
42159 | Baaru Chc | Blood Cell Counter - 3 part | Horiba - ABX Micros ES 60 | 305ESOH05662 | Functional | Others
42160 | Mandhan Chc | SPHYGMOMANOMETER(BP APPRATUS) | MODEL NOT AVAILABLE | 3000280802 | Functional | Others
42161 | Khejroli Phc | Freezes | MODEL NOT AVAILABLE | 91010 | Functional | Others
42162 | Mandhan Chc | ECG Holter Electrocardiogram | Model Not Available | 3000284192 | Functional | Others
42163 | Panwar Phc | Binocular Microscope | Model Not Available | 3000201086 | Functional | Rohilla Industries Jaipur
42164 | Panwar Phc | Binocular Microscope | Model Not Available | 3000201084 | Functional | Others
42165 | Basoli Phc | Centrifuge Machine ( 8 Tube) | Model Not Available | 3000046508 | Functional | Others
42166 | Baaru Chc | Binocular Microscope | AMT 5A | 3000120274 | Functional | Cmho Supply
42167 | Panwar Phc | Glucometer | Model not available | 3000201083 | Functional | Others
42168 | Basoli Phc | Binocular Microscope | Model Not Available | 3000046510 | Functional | Others
42169 | Baaru Chc | Radiant Heat Warmer | Zeal - RHW 2101A | 1005 | Functional | Others
42170 | Basoli Phc | Monocular Microscope | Model not available | 3000046513 | Functional | Others
42171 | Panwar Phc | Autoclave | Model not available | 3000201078 | Functional | Others
42172 | Basoli Phc | Binocular Microscope | Model Not Available | 3000046514 | Functional | Others
42173 | Baaru Chc | Suction Machine | Model Not Available | 3000120278 | Functional | Others
42174 | Basoli Phc | Micropipettes | MODEL NOT AVAILABLE | 3000046516 | Functional | Others
42175 | Balghat Phc | Syringe Needle Destroyer | Model not available | 3000137037 | Functional | Others
42176 | Balghat Phc | Baby Weighing Machine | Model Not Available | RHW2101A/0713/769 | Functional | Others
42177 | Balghat Phc | Weighing Machine | MODEL NOT AVAILABLE | 3000137046 | Functional | Others
42178 | Balghat Phc | STABILIZER | MODEL NOT AVAILABLE | 3000137048 | Functional | Others
42179 | Balghat Phc | Spot Light ( Portable ) | Model Not Available | 3000137050 | Functional | Others
42180 | Balghat Phc | Syringe Needle Destroyer | Model not available | NBSDO724357 | Functional | Others
42181 | Mahswa Phc | Binocular Microscope | RXL-4B | 29764 | Functional | Radical Scientific Instruments Pvt Ltd
42182 | Sarmathura Chc | Syringe Infusion Pump | Model not available | 3000259256 | Functional | Others
42183 | Mahswa Phc | Neubaurs Chamber | Model not available | 3000137009 | Functional | Marienfeld
42184 | Bhawani Mandi Chc | O.T. Light Double Dome | SCLH-4 DUO | 3000206011 | Functional | Cognate India
42185 | Mahswa Phc | Ice lined refrigerator | HBD-116 | 3000137020 | Functional | Haier Appliances India Pvt
42186 | Sarmathura Chc | SPHYGMOMANOMETER(BP APPRATUS) | MODEL NOT AVAILABLE | 3000259269 | Functional | Others
42187 | Moroli Phc | Syringe Needle Destroyer | Model not available | 3000259213 | Functional | Others
42188 | Bhawani Mandi Chc | Centrifuge Machine ( 4 Tube ) | Model not available | 3000206025 | Functional | Remi Electrotechnik Ltd
42189 | Phagalwa Phc | Freezes | GL-185 | 2000029488 | Functional | Others
42190 | Mandwa Phc | SPHYGMOMANOMETER(BP APPRATUS-Digital) | Model Not Available | 3000205588 | Functional | Others
42191 | Nokha Chc | Hydraulic Operation Table | MODEL NOT AVAILABLE | 3000045292 | Functional | Others
42192 | Nokha Chc | Hydraulic Operation Table | MODEL NOT AVAILABLE | 3000045293 | Functional | Others
42193 | Gangori Hospital | Coagulation Analyzer | Model not available | 3000230654 | Functional | Others
42194 | Phagalwa Phc | Radiant Heat Warmer | Zeal - RHW 2101A | 2000029489 | Functional | Others
42195 | Gulabpura Chc | Syringe Needle Destroyer | Microsil ND 20 | 3000126033 | Functional | Others
42196 | Gopalpura Phc | Centrifuge Machine ( 8 Tube) | Model Not Available | 3000259201 | Functional | Others
42197 | Raipur Chc | ECG Machine (Single Channel) | Model Not Available | DDTD3A7288 | Functional | Others
42198 | Gulabpura Chc | Phototherepy Unit | MODEL NOT AVAILABLE | 3000126034 | Functional | Others
42199 | Jagat Phc | Baby Weighing Machine | Model Not Available | 3000198365 | Functional | Crown Digital Scales Inc
42200 | Nokha Chc | Syringe Needle Destroyer | Model not available | 3000045322 | Functional | Others
42201 | Borawar Chc | Baby Weighing Machine | Model Not Available | 2000028433 | Functional | Others
42202 | Sargoth Phc | Weighing Machine | MODEL NOT AVAILABLE | 2000029142 | Functional | Others
42203 | Sargoth Phc | Weighing Machine | MODEL NOT AVAILABLE | 2000029194 | Functional | Others
42204 | Borawar Chc | Radiant Heat Warmer | Model Not Available | 2000028527 | Functional | Others
42205 | Borawar Chc | Radiant Heat Warmer | Model Not Available | 2000028528 | Functional | Others
42206 | Borawar Chc | Radiant Heat Warmer | Model Not Available | 2000028529 | Functional | Others
42207 | Shergarh Chc | 100mA X-Ray Machine | Siemens 100mA | 20036 | Functional | Others
42208 | Sargoth Phc | SPHYGMOMANOMETER(BP APPRATUS) | MODEL NOT AVAILABLE | 2000029184 | Functional | Others
42209 | Mothpur Phc | SPHYGMOMANOMETER(BP APPRATUS) | MODEL NOT AVAILABLE | 3000203772 | Functional | Others
42210 | Lampolai Phc | SPHYGMOMANOMETER(BP APPRATUS) | Pagoda | 2000036334 | Functional | Others
42211 | Lampolai Phc | SPHYGMOMANOMETER(BP APPRATUS) | Pagoda | 2000036338 | Functional | Others
42212 | Mothpur Phc | Binocular Microscope | Model Not Available | 3000203773 | Functional | Others
42213 | Lampolai Phc | Ice lined refrigerator | HBD-116 | 2000036335 | Functional | Others
42214 | Mothpur Phc | Centrifuge Machine ( 4 Tube ) | Model not available | 3000203774 | Functional | Others
42215 | Shergarh Chc | 300mA X-Ray Machine | GME - GMHF-32 | 20036 | Functional | Others
42216 | Lampolai Phc | Hemoglobin meter | HB 301 | 2000036336 | Functional | Others
42217 | Mothpur Phc | Hemoglobin meter | Model Not Available | 3000203775 | Functional | Others
42218 | Lampolai Phc | Baby Weighing Machine | Crown | 2000036337 | Functional | Others
42219 | Nokha Chandawata Phc | Blood Bank Refrigerator | Model not available | 2000030140 | Functional | Others
42220 | Nokha Chandawata Phc | Blood Bank Refrigerator | Model not available | 2000030141 | Functional | Others
42221 | Mothpur Phc | Glucometer | Model not available | 3000203776 | Functional | Others
42222 | Nokha Chandawata Phc | Centrifuge Machine ( 12 Tube ) | Model Not Available | 2000030142 | Functional | Others
42223 | Nokha Chandawata Phc | Centrifuge Machine ( 12 Tube ) | Model Not Available | 2000030143 | Functional | Others
42224 | Nokha Chandawata Phc | Centrifuge Machine ( 12 Tube ) | Model Not Available | 2000030144 | Functional | Others
42225 | Nokha Chandawata Phc | Centrifuge Machine ( 12 Tube ) | Model Not Available | 2000030145 | Functional | Others
42226 | Shergarh Chc | C R System | Carestream DryView - 8900 | 20037 | Functional | Others
42227 | Peepli B Phc | Fetal Doppler | MODEL NOT AVAILABLE | 2012FQ006 | Functional | Others
42228 | Kanochklan Phc | Blood Bank Refrigerator | Model not available | 3000262223 | Functional | Others
42229 | Peepli B Phc | Glucometer | Model not available | M20M0000864 | Functional | Others
42230 | Kanochklan Phc | Blood Bank Refrigerator | Model not available | beo444e260ob2a5bo163 | Functional | Others
42231 | Sakat Phc | Instrument Sterilizer | Model Not Available | 300281419 | Functional | Others
42232 | Sakat Phc | Instrument Sterilizer | Model Not Available | eplhhcc2002 | Functional | Others
42233 | Bala Phc | Plasma Sterilizer | MODEL NOT AVAILABLE | 3000054111 | Functional | Others
42234 | Kanochklan Phc | Centrifuge Machine ( 8 Tube) | Model Not Available | 3000262227 | Functional | Others
42235 | Paroli Phc | FOOT OPERATED SUCTION MACHINE | MODEL NOT AVAILABLE | 3000125544 | Functional | Others
42236 | Suthefa Phc | Autoclave | Model not available | 2978 | Functional | Others
42237 | Phalodi Chc | Binocular Microscope | AMT 5A | 3000120087 | Functional | Others
42238 | Gingla Chc | Semi Automated Chemistry Analyzer | Model not Available | 1211138 | Functional | Others
42239 | Suthefa Phc | Ice lined refrigerator | MK - 142 | 3000125513 | Functional | Others
42240 | Phalodi Chc | Ice lined refrigerator | Model Not Available | 3000120088 | Functional | Others
42241 | Suthefa Phc | Blood Bank Refrigerator | Model not available | 3000125512 | Functional | Others
42242 | Suthefa Phc | Baby Weighing Machine | Model Not Available | 3000125511 | Functional | Others
42243 | Phalodi Chc | Syringe Needle Destroyer | Microsil ND 20 | 3000120111 | Functional | Others
42244 | Bala Phc | Ice lined refrigerator | HBC-70 | BE07F480/N0032A6E/00 | Functional | Haier Appliances India Pvt
42245 | Phalodi Chc | Suction Machine | Deluxe Model | 3000120112 | Functional | Others
42246 | Gingla Chc | Radiant Heat Warmer | Model Not Available | NRHM/WM11/60 | Functional | Others
42247 | Gingla Chc | Radiant Heat Warmer | Model Not Available | RHW2101A/0713/374 | Functional | Others
42248 | Aama Phc | Freezes | MODEL NOT AVAILABLE | 3000042942 | Functional | Others
42249 | Aama Phc | Ice lined refrigerator | HBC-70 | 3000042943 | Functional | Others
42250 | Gingla Chc | Hot Air Oven | Model not available | 3000198336 | Functional | Others
42251 | Aama Phc | Blood Bank Refrigerator | Model not available | 3000042944 | Functional | Others
42252 | Jhadol Phc | STABILIZER | MODEL NOT AVAILABLE | 1486/2009 | Functional | Others
42253 | Narwa Phc | Suction Machine | Model Not Available | 3000117567 | Functional | Others
42254 | Panwar Phc | FOOT OPERATED SUCTION MACHINE | MODEL NOT AVAILABLE | 3000201080 | Functional | Others
42255 | Basoli Phc | Blood Bank Refrigerator | Model not available | 3000046519 | Functional | Others
42256 | Panwar Phc | Nebulizer | MODEL NOT AVAILABLE | 3000201076 | Functional | Others
42257 | Basoli Phc | Instrument Sterilizer | Model Not Available | 3000046524 | Functional | Others
42258 | Kawantia Hospital Dh | Syringe Needle Destroyer | Microsil - ND350 | 8063 | Functional | Others
42259 | Baaru Chc | Ice lined refrigerator | MF - 144 | 85001127 | Functional | Others
42260 | Panwar Phc | Ice lined refrigerator | MK - 142 | 25000136 | Functional | Others
42261 | Basoli Phc | Labour Table | Model Not Available | 3000046526 | Functional | Others
42262 | Kawantia Hospital Dh | Ice lined refrigerator | HBD-116 | 2000024670 | Functional | Others
42263 | Basoli Phc | Freezes | MODEL NOT AVAILABLE | 3000046507 | Functional | Others
42264 | Panwar Phc | Ice lined refrigerator | HBD-116 | BE04G4E2600B2A7V0017 | Functional | Others
42265 | Kawantia Hospital Dh | Ice lined refrigerator | HBD-116 | 2000024671 | Functional | Others
42266 | Narolidang Phc | Binocular Microscope | Model Not Available | 3000216237 | Functional | Mlw Intermed
42267 | Novi Phc | Ice lined refrigerator | Model Not Available | 25117523 | Functional | Others
42268 | Kawantia Hospital Dh | Ice lined refrigerator | HBD-116 | 2000024672 | Functional | Others
42269 | Narolidang Phc | Monocular Microscope | Model not available | DOO8797 | Non Functional Not Repairable | Mlw Intermed
42270 | Mandhan Chc | Blood Cell Counter - 3 part | CLINDIA - HA 22 | 3000284230 | Functional | Clindiag Systems Bvba
42271 | Kawantia Hospital Dh | Ice lined refrigerator | Model Not Available | 2000024673 | Functional | Others
42272 | Novi Phc | Ice lined refrigerator | MK-144 | 20013806605 | Functional | Others
42273 | Kawantia Hospital Dh | Ice lined refrigerator | SB 142 | 14921498 | Functional | Others
42274 | Narolidang Phc | Centrifuge Machine ( 8 Tube) | Model Not Available | 3000216240 | Functional | Others
42275 | Samona Phc | Centrifuge Machine ( 8 Tube) | Model Not Available | 3000259157 | Functional | Others
42276 | Jhingar Chotti Phc | Syringe Needle Destroyer | Model not available | 2000029636 | Functional | Mrk Healthcare Pvt Ltd Delhi
42277 | Jhingar Chotti Phc | Syringe Needle Destroyer | Model not available | 2000029637 | Functional | Mrk Healthcare Pvt Ltd Delhi
42278 | Jhingar Chotti Phc | Syringe Needle Destroyer | Model not available | 2000029638 | Functional | Mrk Healthcare Pvt Ltd Delhi
42279 | Kawantia Hospital Dh | Slit Lamp | Model Not Available | 2000024682 | Functional | Others
42280 | Narolidang Phc | Glucometer | Model not available | 425311320000868P | Functional | Others
42281 | Bhawani Mandi Chc | Binocular Microscope | Model Not Available | 45375 | Non Functional Repairable | Others
42282 | Ahore Chc | SPHYGMOMANOMETER(BP APPRATUS) | MODEL NOT AVAILABLE | 757112-06 | Functional | Others
42283 | Nokha Chc | Nebulizer | MODEL NOT AVAILABLE | 3000045325 | Functional | Others
42284 | Jagat Phc | FOOT OPERATED SUCTION MACHINE | MODEL NOT AVAILABLE | 3000198367 | Functional | Niscomed Electro Medical Devices
42285 | Phagalwa Phc | FOOT OPERATED SUCTION MACHINE | MODEL NOT AVAILABLE | 2000029492 | Functional | Others
42286 | Gangori Hospital | Blood Cell Counter - 5 part | Mindray - BC 5800 | 625 | Functional | Others
42287 | Gulabpura Chc | SPHYGMOMANOMETER(BP APPRATUS) | MODEL NOT AVAILABLE | 9639 | Functional | Others
42288 | Gulabpura Chc | Weighing Machine | MODEL NOT AVAILABLE | 3000126030 | Functional | Others
42289 | Bhanwargarh Phc | Autoclave | Model not available | 3000208511 | Functional | Cmho Supply
42290 | Gulabpura Chc | SPHYGMOMANOMETER(BP APPRATUS) | MODEL NOT AVAILABLE | 3000126031 | Functional | Others
42291 | Gulabpura Chc | Autoclave | Model not available | 3000126022 | Functional | Others
42292 | Nokha Chc | Radiant Heat Warmer | Model Not Available | 3000045334 | Functional | Others
42293 | Phagalwa Phc | Binocular Microscope | MLW Lab | 2000029495 | Functional | Others
42294 | Bhanpura Phc | Binocular Microscope | Model Not Available | 3000052274 | Functional | Ajay Optical India
42295 | Jagat Phc | Binocular Microscope | Microlux - 16 | 3000198369 | Functional | Ajay Optical India
42296 | Lambiya P - Phc | Baby Weighing Machine | SUVARANA | 3000202473 | Functional | Cmho Supply
42297 | Bhawani Mandi Chc | Incubator | MODEL NOT AVAILABLE | 222230 | Functional | Yorco Sales Pvt Ltd
42298 | Bhanpura Phc | Syringe Needle Destroyer | Model not available | 3000052277 | Functional | Others
42299 | Bhanpura Phc | Syringe Needle Destroyer | Model not available | 3000052284 | Functional | Others
42300 | Bhanpura Phc | Syringe Needle Destroyer | Model not available | 3000052286 | Functional | Others
42301 | Bhanpura Phc | Syringe Needle Destroyer | Model not available | 3000052287 | Functional | Others
42302 | Gulabpura Chc | Spot Light ( Portable ) | Model Not Available | 3000126017 | Functional | Others
42303 | Jagat Phc | Syringe Needle Destroyer | Model not available | 3000198372 | Functional | Others
42304 | Bhanpura Phc | Freezes | MODEL NOT AVAILABLE | 3000052278 | Functional | Others
42305 | Balghat Phc | Nebulizer | MODEL NOT AVAILABLE | 1331106 | Functional | Others
42306 | Gulabpura Chc | O.T. Light Single Dome | MODEL NOT AVAILABLE | 3000126019 | Functional | Others
42307 | Bhanwargarh Phc | Blood Bank Refrigerator | Model not available | 3000208518 | Functional | Others
42308 | Nokha Chandawata Phc | Labour Table | Model Not Available | 2000030155 | Functional | Others
42309 | Nokha Chandawata Phc | Labour Table | Model Not Available | 2000030156 | Functional | Others
42310 | Nokha Chandawata Phc | Autoclave | Model not available | 2000030150 | Functional | Others
42311 | Nokha Chandawata Phc | Autoclave | Model not available | 2000030151 | Functional | Others
42312 | Mothpur Phc | Blood Bank Refrigerator | Model not available | 3000203777 | Functional | Others
42313 | Mothpur Phc | Ice lined refrigerator | Model Not Available | 3000203778 | Functional | Others
42314 | Mothpur Phc | Ice lined refrigerator | Model Not Available | 3000203779 | Functional | Others
42315 | Shergarh Chc | Ultra Sonography (USG) & Colour Dopler Machine | Model not available | 20049 | Functional | Others
42316 | Harsana Phc | Autoclave | Model not available | 3000280669 | Functional | Others
42317 | Rodhoo Phc | SPHYGMOMANOMETER(BP APPRATUS) | MODEL NOT AVAILABLE | 1479 | Functional | Others
42318 | Rodhoo Phc | SPHYGMOMANOMETER(BP APPRATUS) | MODEL NOT AVAILABLE | 20000336801 | Functional | Others
42319 | Mothpur Phc | Suction Machine | Model Not Available | 3000203780 | Functional | Others
42320 | Harsana Phc | Centrifuge Machine ( 4 Tube ) | Model not available | 3000280668 | Functional | Others
42321 | Mothpur Phc | Baby Weighing Machine | Model Not Available | 3000203781 | Functional | Others
42322 | Shergarh Chc | Fetal Doppler | MODEL NOT AVAILABLE | 20038 | Functional | Others
42323 | Rodhoo Phc | Baby Weighing Machine | Crown | 2000036799 | Functional | Others
42324 | Rodhoo Phc | Baby Weighing Machine | Crown | 2000036803 | Functional | Others
42325 | Mothpur Phc | Syringe Needle Destroyer | Model not available | 3000203782 | Functional | Others
42326 | Harsana Phc | Weighing Machine | MODEL NOT AVAILABLE | 3000280662 | Functional | Others
42327 | Rodhoo Phc | Sahlis HB Meter | HB Meter | 2000036800 | Functional | Others
42328 | Rodhoo Phc | Sahlis HB Meter | HB Meter | 2000036805 | Functional | Others
42329 | Peeh Phc | Suction Machine | Model Not Available | 2000036054 | Functional | Others
42330 | Peeh Phc | Suction Machine | Model Not Available | 2000036057 | Functional | Others
42331 | Peeh Phc | Suction Machine | Model Not Available | 2000036058 | Functional | Others
42332 | Mothpur Phc | Baby Weighing Machine | Model Not Available | 3000203783 | Functional | Others
42333 | Peeh Phc | Labour Table | Model Not Available | 2000036055 | Functional | Others
42334 | Mahajan Phc | Ice lined refrigerator | Model Not Available | 3000045104 | Functional | Others
42335 | Sadri Chc | Phototherepy Unit | Fenam, Bilitron Sky 5006 | 440141 | Functional | Neonatal Innovations
42336 | Gundoj Phc | Syringe Needle Destroyer | Microsil - ND350 | 5700 | Functional | Linco Scientific Instruments And Chemicals (P) Ltd
42337 | Mahajan Phc | SPHYGMOMANOMETER(BP APPRATUS) | MODEL NOT AVAILABLE | 3000045108 | Functional | Others
42338 | Gudamalani Chc | Hot Air Oven | Model not available | 3000134768 | Functional | Others
42339 | Vijaynagar Chc Ganganagar | Radiant Heat Warmer | Zeal - RHW 2101A | 3000041376 | Functional | Others
42340 | Arnod Chc | SPHYGMOMANOMETER(BP APPRATUS) | MODEL NOT AVAILABLE | 3000130526 | Functional | Others
42341 | Nahargarh Phc | Binocular Microscope | Model Not Available | 3000208482 | Functional | Others
42342 | Raipur Chc | Centrifuge Machine ( 8 Tube) | Model Not Available | 3000214281 | Functional | Others
42343 | Gudamalani Chc | Multi-Para Monitor | Model not available | 3000134781 | Functional | Others
42344 | Jhadol Phc | Weighing Machine | MODEL NOT AVAILABLE | 3000262148 | Functional | Others
42345 | Jhadol Phc | Binocular Microscope | Model Not Available | 3000262151 | Functional | Others
42346 | Narwa Phc | Syringe Needle Destroyer | Nulife - Dots | NBSD0726619 | Functional | Others
42347 | Jhadol Phc | Centrifuge Machine ( 8 Tube) | Model Not Available | 3000262153 | Functional | Others
42348 | Narwa Phc | Binocular Microscope | BLS 116 | 6136 | Functional | Others
42349 | Jhadol Phc | Ice lined refrigerator | HBC-70 | 3000262156 | Functional | Others
42350 | Narwa Phc | Centrifuge Machine ( 4 Tube ) | Model not available | 3000117561 | Functional | Others
42351 | Kolyari Phc | Ice lined refrigerator | Model Not Available | 3000204338 | Functional | Vestfrost Solutions
42352 | Mallana Phc | Ice lined refrigerator | HBD-116 | be04g0e011b2884028 | Functional | Others
42353 | Kolyari Phc | Blood Bank Refrigerator | Model not available | 3000204339 | Functional | Haier Appliances India Pvt
42354 | Kolyari Phc | Incubator | MODEL NOT AVAILABLE | 3000043633 | Functional | Others
42355 | Kolyari Phc | Incubator | MODEL NOT AVAILABLE | 3000043634 | Functional | Others
42356 | Kolyari Phc | Incubator | MODEL NOT AVAILABLE | 3000043637 | Functional | Others
42357 | Mallana Phc | Blood Bank Refrigerator | Model not available | 40071 | Functional | Others
42358 | Mallana Phc | Blood Bank Refrigerator | Model not available | 240112 | Functional | Others
42359 | Kolyari Phc | Suction Machine | Model Not Available | 3000043642 | Functional | Others
42360 | Mallana Phc | Radiant Heat Warmer | Meditrin - Heat Warmer | 0913/1864 | Functional | Meditrin Instruments
42361 | Samona Phc | Hemoglobin meter | Model Not Available | 3000259158 | Functional | Others
42362 | Kawantia Hospital Dh | Slit Lamp | Model Not Available | 2000024684 | Functional | Others
42363 | Narolidang Phc | Syringe Needle Destroyer | Microsil ND 20 | 3000216242 | Functional | Mico
42364 | Samona Phc | Glucometer | Model not available | 3000259159 | Functional | Others
42365 | Novi Phc | Weighing Machine | Crown | 300019786 | Functional | Others
42366 | Kawantia Hospital Dh | SPHYGMOMANOMETER(BP APPRATUS) | MODEL NOT AVAILABLE | 243231 | Functional | Others
42367 | Novi Phc | Weighing Machine | Crown | 3000197902 | Functional | Others
42368 | Narolidang Phc | FOOT OPERATED SUCTION MACHINE | MODEL NOT AVAILABLE | 3000216247 | Functional | Others
42369 | Samona Phc | Binocular Microscope | Model Not Available | 3000259160 | Functional | Others
42370 | Kawantia Hospital Dh | SPHYGMOMANOMETER(BP APPRATUS) | MODEL NOT AVAILABLE | 284889 | Functional | Others
42371 | Bachhar Phc | Glucometer | Model not available | 3000204425 | Functional | Others
42372 | Samona Phc | Radiant Heat Warmer | Model Not Available | 3000259161 | Functional | Others
42373 | Kawantia Hospital Dh | SPHYGMOMANOMETER(BP APPRATUS) | MODEL NOT AVAILABLE | 2000024680 | Functional | Others
42374 | Mandhan Chc | Binocular Microscope | Model Not Available | 3000284231 | Functional | Others
42375 | Narolidang Phc | SPHYGMOMANOMETER(BP APPRATUS) | MODEL NOT AVAILABLE | 152APR1500066 | Functional | Docbel Group Of Industries
42376 | Samona Phc | SPHYGMOMANOMETER(BP APPRATUS) | MODEL NOT AVAILABLE | 3000259162 | Functional | Others
42377 | Novi Phc | Radiant Heat Warmer | Meditrin - Heat Warmer | 3000197901 | Functional | Others
42378 | Jhingar Chotti Phc | Nebulizer | MODEL NOT AVAILABLE | PCB160799 | Functional | Others
42379 | Narolidang Phc | STABILIZER | MODEL NOT AVAILABLE | 3000216252 | Functional | Others
42380 | Bachhar Phc | Freezes | MODEL NOT AVAILABLE | 3000204426 | Functional | Others
42381 | Bachhar Phc | Freezes | MODEL NOT AVAILABLE | 3000204427 | Functional | Others
42382 | Novi Phc | Spot Light ( Portable ) | Model Not Available | NRHM/WM/11 | Functional | Others
42383 | Novi Phc | Instrument Sterilizer | Model Not Available | 3000197902 | Functional | Others
42384 | Bachhar Phc | Syringe Needle Destroyer | Model not available | 3000204428 | Functional | Others
42385 | Kurabad Chc | Binocular Microscope | Model Not Available | 3000204168 | Functional | Others
42386 | Kurabad Chc | Blood Cell Counter - 3 part | Model not available | 3000204170 | Functional | Horiba India Pvt Ltd
42387 | Khinwara Phc | Ice lined refrigerator | MK - 142 | 24008894 | Functional | Others
42388 | Jawahar Hospital Jaisalmer Dh | Multi-Para Monitor | Model not available | 3000056430 | Functional | Others
42389 | Jawahar Hospital Jaisalmer Dh | Multi-Para Monitor | Model not available | 3000056534 | Functional | Others
42390 | Jawahar Hospital Jaisalmer Dh | Multi-Para Monitor | Model not available | 3000056535 | Functional | Others
42391 | Jawahar Hospital Jaisalmer Dh | Multi-Para Monitor | Model not available | 3000056536 | Functional | Others
42392 | Jawahar Hospital Jaisalmer Dh | Multi-Para Monitor | Model not available | 3000056452 | Functional | Others
42393 | Jawahar Hospital Jaisalmer Dh | Multi-Para Monitor | Model not available | 3000056438 | Functional | Others
42394 | Jawahar Hospital Jaisalmer Dh | Multi-Para Monitor | Model not available | 3000056440 | Functional | Others
42395 | Bhanpura Phc | Baby Weighing Machine | Model Not Available | 3000052280 | Functional | Crown Digital Scales Inc
42396 | Ridmalsar Chc Ganganagar | Binocular Microscope | Model Not Available | 3000048963 | Functional | Others
42397 | Ridmalsar Chc Ganganagar | Binocular Microscope | Model Not Available | 3000048964 | Functional | Others
42398 | Bhanpura Phc | Instrument Sterilizer | Model Not Available | 3000052282 | Functional | Others
42399 | Nokha Chc | 100mA X-Ray Machine | Model not available | 3000045287 | Functional | Others
42400 | Gangori Hospital | Incubator | MODEL NOT AVAILABLE | 3000230656 | Functional | Others
42401 | Bhanpura Phc | Radiant Heat Warmer | Model Not Available | NRHM/WM11/0285 | Functional | Meditrin Instruments
42402 | Bhawani Mandi Chc | Ultra Sonography (USG) & Colour Dopler Machine | Mindray - DP 2200 | ML08C102474T | Functional | Shimandzu Medical (India) Private Limited
42403 | Ridmalsar Chc Ganganagar | Syringe Needle Destroyer | Model not available | 3000048946 | Functional | Others
42404 | Ridmalsar Chc Ganganagar | Syringe Needle Destroyer | Model not available | 3000048937 | Functional | Others
42405 | Gangori Hospital | Binocular Microscope | Model Not Available | 140368467 | Functional | Others
42406 | Gangori Hospital | Binocular Microscope | Model Not Available | 101135595 | Functional | Others
42407 | Nokha Chc | SPHYGMOMANOMETER(BP APPRATUS) | MODEL NOT AVAILABLE | 3000045300 | Functional | Others
42408 | Bisalpura Phc | Suction Machine | Model Not Available | 3000197222 | Functional | Others
42409 | Nokha Chc | Hydraulic Operation Table | MODEL NOT AVAILABLE | 3000045308 | Functional | Others
42410 | Nokha Chc | Hydraulic Operation Table | MODEL NOT AVAILABLE | 3000045309 | Functional | Others
42411 | Nokhra Chc | Freezes | MODEL NOT AVAILABLE | 3000134689 | Functional | Others
42412 | Nokhra Chc | ECG Machine (Single Channel) | Medicaid - Cardio Fax | 613251 | Functional | Others
42413 | Padukalaan Phc | Spot Light ( Portable ) | Model Not Available | 2000036366 | Functional | Others
42414 | Dayalpura Phc | SPHYGMOMANOMETER(BP APPRATUS) | MODEL NOT AVAILABLE | 6 | Functional | Others
42415 | Sirana Phc | Syringe Needle Destroyer | Model not available | 3000119503 | Functional | Others
42416 | Dhanoti Bari Phc | Syringe Needle Destroyer | Model not available | 3000053336 | Functional | Others
42417 | Dhanoti Bari Phc | Syringe Needle Destroyer | Model not available | 3000053341 | Functional | Others
42418 | Dhanoti Bari Phc | Syringe Needle Destroyer | Model not available | 3000053342 | Functional | Others
42419 | Thaakriawas Phc | Binocular Microscope | Model Not Available | 0NA | Functional | Others
42420 | Thaakriawas Phc | Binocular Microscope | Model Not Available | 1NA | Functional | Others
42421 | Thaakriawas Phc | Binocular Microscope | Model Not Available | 2NA | Functional | Others
42422 | Thaakriawas Phc | Binocular Microscope | Model Not Available | 91004923 | Functional | Others
42423 | Thaakriawas Phc | Incubator | MODEL NOT AVAILABLE | 4NA | Functional | Others
42424 | Thaakriawas Phc | Incubator | MODEL NOT AVAILABLE | 3442 | Functional | Others
42425 | Thaakriawas Phc | Incubator | MODEL NOT AVAILABLE | 5NA | Functional | Others
42426 | Thaakriawas Phc | Suction Machine | Model Not Available | 10898 | Functional | Others
42427 | Thaakriawas Phc | Suction Machine | Model Not Available | 188 | Functional | Others
42428 | Thaakriawas Phc | Suction Machine | Model Not Available | 6NA | Functional | Others
42429 | Thaakriawas Phc | Suction Machine | Model Not Available | 7NA | Functional | Others
42430 | Paharsar Phc | Blood Bank Refrigerator | Model not available | 3000053467 | Functional | Others
42431 | Paharsar Phc | Binocular Microscope | Model Not Available | 3000053458 | Functional | Others
42432 | Paharsar Phc | Binocular Microscope | Model Not Available | 3000053460 | Functional | Others
42433 | Seevana Phc Jalore | Syringe Needle Destroyer | Model not available | 3000045924 | Functional | Others
42434 | Aupni Phc | SPHYGMOMANOMETER(BP APPRATUS) | MODEL NOT AVAILABLE | 3000042175 | Functional | Others
42435 | Aupni Phc | SPHYGMOMANOMETER(BP APPRATUS) | MODEL NOT AVAILABLE | 3000042182 | Functional | Others
42436 | Ranigaon Phc | Binocular Microscope | Model Not Available | 2000028530 | Functional | Others
42437 | Ranigaon Phc | Binocular Microscope | Model Not Available | 2000028531 | Functional | Others
42438 | Ranigaon Phc | Binocular Microscope | Model Not Available | 2000028535 | Functional | Others
42439 | Ranigaon Phc | Binocular Microscope | Model Not Available | 2000028533 | Functional | Others
42440 | Ranigaon Phc | Binocular Microscope | Model Not Available | 2000028532 | Functional | Others
42441 | Nadauti Chc | Spot Light ( Portable ) | Model Not Available | 3000138997 | Functional | Others
42442 | Nadauti Chc | Spot Light ( Portable ) | Model Not Available | 3000138998 | Functional | Others
42443 | Bakani Chc | Radiant Heat Warmer | Zeal - RHW 2101A | 3000206396 | Functional | Others
42444 | Angai Phc | Radiant Heat Warmer | Zeal - RHW 2101A | 736 | Functional | Others
42445 | Bakani Chc | Radiant Heat Warmer | Model Not Available | 3000206395 | Functional | Others
42446 | Angai Phc | FOOT OPERATED SUCTION MACHINE | MODEL NOT AVAILABLE | 25050 | Functional | Others
42447 | Bakani Chc | Radiant Heat Warmer | Model Not Available | 3000206394 | Functional | Zeal Medical Pvt Ltd
42448 | Angai Phc | Centrifuge Machine ( 8 Tube) | Model Not Available | 3000242271 | Functional | Others
42449 | Aamli Garh Phc | Blood Bank Refrigerator | Model not available | 3000262373 | Functional | Others
42450 | Aamli Garh Phc | Labour Table | Model Not Available | 3000262374 | Functional | Others
42451 | Angai Phc | Syringe Needle Destroyer | Model not available | 25050 | Functional | Others
42452 | Angai Phc | Syringe Needle Destroyer | Model not available | 3000242272 | Functional | Others
42453 | Bakani Chc | Phototherepy Unit | MODEL NOT AVAILABLE | 3000206393 | Functional | Others
42454 | Angai Phc | Binocular Microscope | Model Not Available | 3000242275 | Functional | Others
42455 | Bakani Chc | FOOT OPERATED SUCTION MACHINE | MODEL NOT AVAILABLE | 3000206391 | Functional | Others
42456 | Angai Phc | Glucometer | Model not available | 103a0259bae | Functional | Others
42457 | Dhidhora Phc Karauli | Weighing Machine | Victoria DX | 3000138861 | Functional | Others
42458 | Dhidhora Phc Karauli | Baby Weighing Machine | Crown | 3000138862 | Functional | Others
42459 | Aagucha Phc | Freezes | MODEL NOT AVAILABLE | 3000126096 | Functional | Others
42460 | Pathena Phc | Glucometer | Model not available | 3000242307 | Functional | Others
42461 | Hurda Phc | STABILIZER | MODEL NOT AVAILABLE | 3000126081 | Functional | Others
42462 | Mahuaa Phc | Centrifuge Machine ( 8 Tube) | Model Not Available | 3000262011 | Functional | Others
42463 | Tasimo Phc | Blood Cell Counter - 3 part | Model not available | 3000242082 | Functional | Others
42464 | Sauroth Phc | Autoclave | Model not available | 3000138857 | Functional | Others
42465 | Sauroth Phc | Binocular Microscope | Model Not Available | 3000138858 | Functional | Others
42466 | Tasimo Phc | Centrifuge Machine ( 8 Tube) | Model Not Available | 3000242084 | Functional | Others
42467 | Borda Phc | Centrifuge Machine ( 8 Tube) | Model Not Available | 3000125575 | Functional | Others
42468 | Barundhan Phc | Syringe Needle Destroyer | Model not available | 3000046405 | Functional | Others
42469 | Ransigaon Phc | Ice lined refrigerator | HBD-116 | 3000049503 | Functional | Haier Appliances India Pvt
42470 | Kalwar Phc | Autoclave | Model not available | 3000086954 | Functional | Others
42471 | Suwansa Phc | Ice lined refrigerator | HBC-70 | 3000046398 | Functional | Others
42472 | Ransigaon Phc | Ice lined refrigerator | Model Not Available | 2501939 | Functional | Vestfrost Solutions
42473 | Ransigaon Phc | Baby Weighing Machine | Model Not Available | 3000049500 | Functional | Others
42474 | Chonkarwada Phc | Baby Weighing Machine | Model Not Available | 3000236404 | Functional | Others
42475 | Ransigaon Phc | Centrifuge Machine ( 4 Tube ) | Model not available | CILC-3279 | Functional | Remi Electrotechnik Ltd
42476 | Jajawer Phc | Binocular Microscope | Model Not Available | 3000055555 | Functional | Others
42477 | Jajawer Phc | Syringe Needle Destroyer | Nulife - Dots | 3000055557 | Functional | Others
42478 | Jajawer Phc | Syringe Needle Destroyer | Nulife - Dots | 9825 | Functional | Others
42479 | Jatmasi Phc | SPHYGMOMANOMETER(BP APPRATUS) | MODEL NOT AVAILABLE | 3000236563 | Functional | Others
42480 | Jatmasi Phc | SPHYGMOMANOMETER(BP APPRATUS) | MODEL NOT AVAILABLE | 3000236559 | Functional | Others
42481 | Ransigaon Phc | Binocular Microscope | Model Not Available | 28105 | Functional | Others
42482 | Dispensary Shanti Nagar City | Blood Cell Counter - 5 part | Model not available | 3000086974 | Functional | Others
42483 | Ransigaon Phc | Monocular Microscope | Model not available | 3000054224 | Functional | Rohilla Industries Jaipur
42484 | Sundrawari Phc | SPHYGMOMANOMETER(BP APPRATUS) | MODEL NOT AVAILABLE | 30000280126 | Functional | Others
42485 | Sundrawari Phc | Autoclave | Model not available | 3000280130 | Functional | Others
42486 | Sundrawari Phc | SPHYGMOMANOMETER(BP APPRATUS) | MODEL NOT AVAILABLE | 3000280128 | Functional | Others
42487 | Atbera Phc | Centrifuge Machine ( 4 Tube ) | Model not available | ELIC-3484 | Functional | Others
42488 | Kalsada Phc | Radiant Heat Warmer | Model Not Available | 3000259376 | Functional | Others
42489 | Ransigaon Phc | Instrument Sterilizer | Model Not Available | 3000049499 | Functional | Others
42490 | Jindoli Phc | Hemoglobin meter | HB 301 | 3000280163 | Functional | Hemocue India
42491 | Nonera Phc | Monocular Microscope | Model not available | 3000236851 | Functional | Cmho Supply
42492 | Karwar Phc | Syringe Needle Destroyer | Nulife - Dots | 30000568932 | Functional | Others
42493 | Dispensary Moti Katla City | Freezes | MODEL NOT AVAILABLE | 3000086763 | Functional | Others
42494 | Nonera Phc | Glucometer | Model not available | 411161248000087A | Functional | Others
42495 | Siyana Chc | Micropipettes | MODEL NOT AVAILABLE | 3000045900 | Functional | Others
42496 | Siyana Chc | Micropipettes | MODEL NOT AVAILABLE | 3000045901 | Functional | Others
42497 | Talwas Phc | Labour Table | Model Not Available | 3000055535 | Functional | Others
42498 | Police Dispensary Sikar | Syringe Needle Destroyer | Model not available | 2000029680 | Functional | Others
42499 | Phalodi Chc | Anesthesia Machine | MODEL NOT AVAILABLE | 3000120166 | Functional | Others
42500 | Talwas Phc | Glucometer | Model not available | 3000055544 | Functional | Others
42501 | Alod Chc | Micropipettes | MODEL NOT AVAILABLE | 3000055720 | Functional | Others
42502 | Jhotoli Phc | Blood Cell Counter - 3 part | Model not available | 3000259043 | Functional | Others
42503 | Ratasar Phc | SPHYGMOMANOMETER(BP APPRATUS) | MODEL NOT AVAILABLE | 3000122192 | Functional | Others
42504 | Talwas Phc | Freezes | MODEL NOT AVAILABLE | 3000055541 | Functional | Others
42505 | Bagawas Ahiran Phc | Syringe Needle Destroyer | Model not available | 2000022391 | Functional | Others
42506 | Jhotoli Phc | Hemoglobin meter | Model Not Available | 3000259044 | Functional | Others
42507 | Chandpur Phc | SPHYGMOMANOMETER(BP APPRATUS) | Bhasin Sons | 3000280386 | Functional | Bhasin Sons Private Limited
42508 | City Dispensary Surajpole | Freezes | MODEL NOT AVAILABLE | 3000044643 | Functional | Others
42509 | District Jail Dispensary Sikar | SPHYGMOMANOMETER(BP APPRATUS) | MODEL NOT AVAILABLE | 2000029678 | Functional | Others
42510 | Talwas Phc | Syringe Needle Destroyer | Model not available | 3000055548 | Functional | Others
42511 | Chandpur Phc | SPHYGMOMANOMETER(BP APPRATUS) | CE0197 | 3000280385 | Functional | Omron Health Care
42512 | Alod Chc | Binocular Microscope | Model Not Available | 3000055717 | Functional | Others
42513 | Satellite Hospital Mandor, Jodhpur | O.T. Light Double Dome | MODEL NOT AVAILABLE | 3000049132 | Functional | Others
42514 | Phalodi Chc | O.T. Light Double Dome | MODEL NOT AVAILABLE | 3000120168 | Functional | Others
42515 | City Dispensary Surajpole | Centrifuge Machine ( 8 Tube) | Model Not Available | 3000044645 | Functional | Others
42516 | Jaswantpura Chc | Syringe Needle Destroyer | Model not available | 3000119548 | Functional | Others
42517 | Alod Chc | Glucometer | Model not available | 3000055716 | Functional | Others
42518 | Phalodi Chc | Syringe Needle Destroyer | Microsil - ND350 | 3000120169 | Functional | Others
42519 | Satellite Hospital Mandor, Jodhpur | O.T. Light Double Dome | MODEL NOT AVAILABLE | 3000049131 | Functional | Others
42520 | Jaswantpura Chc | Syringe Needle Destroyer | Model not available | 3000119599 | Functional | Others
42521 | Jaswantpura Chc | Syringe Needle Destroyer | Model not available | 3000119724 | Functional | Others
42522 | Ranigaon Phc | SPHYGMOMANOMETER(BP APPRATUS) | MODEL NOT AVAILABLE | 2000028553 | Functional | Others
42523 | Ranigaon Phc | SPHYGMOMANOMETER(BP APPRATUS) | MODEL NOT AVAILABLE | 2000028546 | Functional | Others
42524 | Ranigaon Phc | SPHYGMOMANOMETER(BP APPRATUS) | MODEL NOT AVAILABLE | 2000028549 | Functional | Others
42525 | Ranigaon Phc | SPHYGMOMANOMETER(BP APPRATUS) | MODEL NOT AVAILABLE | 2000028550 | Functional | Others
42526 | Ranigaon Phc | SPHYGMOMANOMETER(BP APPRATUS) | MODEL NOT AVAILABLE | 2000028551 | Functional | Others
42527 | Dudhwakhara Chc | Blood Bank Refrigerator | Model not available | 3000053636 | Functional | Others
42528 | Dudhwakhara Chc | Blood Bank Refrigerator | Model not available | 3000053637 | Functional | Others
42529 | Dudhwakhara Chc | Blood Bank Refrigerator | Model not available | 3000053650 | Functional | Others
42530 | Sankarna Phc Jalore | Weighing Machine | Crown | 3000119287 | Functional | Others
42531 | Sankarna Phc Jalore | Weighing Machine | Crown | 3000119288 | Functional | Others
42532 | Dudhwakhara Chc | Baby Weighing Machine | Model Not Available | 3000053642 | Functional | Others
42533 | Dudhwakhara Chc | Baby Weighing Machine | Model Not Available | 3000053645 | Functional | Others
42534 | Bhalta Phc | Ice lined refrigerator | Model Not Available | 3000206373 | Functional | Others
42535 | Rajaldesar Chc | Baby Weighing Machine | Model Not Available | 3000116009 | Functional | Others
42536 | Rajaldesar Chc | Suction Machine | Model Not Available | 3000116010 | Functional | Others
42537 | Rajaldesar Chc | Suction Machine | Model Not Available | 3000116011 | Functional | Others
42538 | Rajaldesar Chc | Suction Machine | Model Not Available | 3000116025 | Functional | Others
42539 | Jaitsisar Chc Churu | Semi Automated Chemistry Analyzer | Model not Available | 3000116139 | Functional | Others
42540 | Rajaldesar Chc | Freezes | MODEL NOT AVAILABLE | 3000116013 | Functional | Others
42541 | Rajaldesar Chc | Freezes | MODEL NOT AVAILABLE | 3000116024 | Functional | Others
42542 | Rajaldesar Chc | Freezes | MODEL NOT AVAILABLE | 3000116036 | Functional | Others
42543 | Rajaldesar Chc | Freezes | MODEL NOT AVAILABLE | 3000116041 | Functional | Others
42544 | Rajaldesar Chc | Boyles Apparatus | MODEL NOT AVAILABLE | 3000116014 | Functional | Others
42545 | Parihara Phc | Binocular Microscope | Model Not Available | 3000053262 | Functional | Others
42546 | Parihara Phc | Binocular Microscope | Model Not Available | 3000053263 | Functional | Others
42547 | Parihara Phc | Centrifuge Machine ( 4 Tube ) | Model not available | 3000053264 | Functional | Others
42548 | Borda Phc | Hemoglobin meter | Model Not Available | 3000125573 | Functional | Others
42549 | Borda Phc | Glucometer | Model not available | 3000125572 | Functional | Others
42550 | Bakani Chc | Binocular Microscope | Model Not Available | 3000206406 | Functional | Others
42551 | Bakani Chc | Binocular Microscope | Model Not Available | 300206405 | Functional | Others
42552 | Bakani Chc | Semi Automated Chemistry Analyzer | Model not Available | N130613 | Functional | Others
42553 | Gangapur Chc | Blood Cell Counter - 3 part | Model not available | 3000262068 | Functional | Others
42554 | Bakani Chc | Hot Air Oven | Model not available | 3000206400 | Functional | Others
42555 | Gangapur Chc | ECG Machine (Single Channel) | Model Not Available | 3000262076 | Functional | Others
42556 | Sauroth Phc | Syringe Needle Destroyer | Microsil - ND350 | 3000138850 | Non Functional Not Repairable | Others
42557 | Rupaheliklan Phc | Freezes | MODEL NOT AVAILABLE | 3000203010 | Functional | Others
42558 | Rupaheliklan Phc | Binocular Microscope | Model Not Available | 3000209011 | Functional | Others
42559 | Bhagwanpura Phc Bhilwara | Ice lined refrigerator | HBC-70 | 3000125364 | Functional | Others
42560 | Tasimo Phc | SPHYGMOMANOMETER(BP APPRATUS) | MODEL NOT AVAILABLE | 3000242088 | Functional | Others
42561 | Tasimo Phc | SPHYGMOMANOMETER(BP APPRATUS) | MODEL NOT AVAILABLE | 3000242089 | Functional | Others
42562 | Tasimo Phc | FOOT OPERATED SUCTION MACHINE | MODEL NOT AVAILABLE | 3000242087 | Functional | Others
42563 | Sauroth Phc | Centrifuge Machine ( 8 Tube) | Model Not Available | 3000138842 | Functional | Others
42564 | Amligarh Pachli Phc Bhilwara | SPHYGMOMANOMETER(BP APPRATUS) | MODEL NOT AVAILABLE | 3000125493 | Functional | Others
42565 | Amligarh Pachli Phc Bhilwara | STABILIZER | MODEL NOT AVAILABLE | 3000125492 | Functional | Others
42566 | Bhalta Phc | Fetal Doppler | MODEL NOT AVAILABLE | 3000206379 | Functional | Others
42567 | Barliyas Phc | Binocular Microscope | Model Not Available | 3000042928 | Functional | Others
42568 | Bhalta Phc | FOOT OPERATED SUCTION MACHINE | MODEL NOT AVAILABLE | 3000206375 | Functional | Others
42569 | Sarinikheda Phc | Centrifuge Machine ( 8 Tube) | Model Not Available | 3000242100 | Functional | Others
42570 | Sarinikheda Phc | Syringe Needle Destroyer | Model not available | 3000242101 | Functional | Others
42571 | Sarinikheda Phc | Syringe Needle Destroyer | Model not available | 3000242104 | Functional | Others
42572 | Sarinikheda Phc | Monocular Microscope | Model not available | 3000242105 | Functional | Others
42573 | Swaipur Phc | STABILIZER | MODEL NOT AVAILABLE | 3000042903 | Functional | Others
42574 | Dispensary Moti Katla City | Freezes | MODEL NOT AVAILABLE | 3000086764 | Functional | Others
42575 | District Hospital Nagaur Dh | Radiant Heat Warmer | Meditrin - Heat Warmer | 3000200024 | Functional | Others
42576 | District Hospital Nagaur Dh | Radiant Heat Warmer | Meditrin - Heat Warmer | 3000200025 | Functional | Others
42577 | District Hospital Nagaur Dh | Radiant Heat Warmer | Meditrin - Heat Warmer | 3000200026 | Functional | Others
42578 | District Hospital Nagaur Dh | Radiant Heat Warmer | Meditrin - Heat Warmer | 3000200027 | Functional | Others
42579 | District Hospital Nagaur Dh | Radiant Heat Warmer | Meditrin - Heat Warmer | 3000200028 | Functional | Others
42580 | District Hospital Nagaur Dh | Radiant Heat Warmer | Meditrin - Heat Warmer | 3000200029 | Functional | Others
42581 | District Hospital Nagaur Dh | Radiant Heat Warmer | Meditrin - Heat Warmer | 3000200030 | Functional | Others
42582 | District Hospital Nagaur Dh | Radiant Heat Warmer | Meditrin - Heat Warmer | 3000200031 | Functional | Others
42583 | District Hospital Nagaur Dh | Radiant Heat Warmer | Meditrin - Heat Warmer | 3000200032 | Functional | Others
42584 | District Hospital Nagaur Dh | Radiant Heat Warmer | Meditrin - Heat Warmer | 3000200033 | Functional | Others
42585 | District Hospital Nagaur Dh | Radiant Heat Warmer | Meditrin - Heat Warmer | 3000200034 | Functional | Others
42586 | District Hospital Nagaur Dh | Radiant Heat Warmer | Meditrin - Heat Warmer | 3000200035 | Functional | Others
42587 | District Hospital Nagaur Dh | Radiant Heat Warmer | Meditrin - Heat Warmer | 3000200036 | Functional | Others
42588 | District Hospital Nagaur Dh | Radiant Heat Warmer | Meditrin - Heat Warmer | 3000200037 | Functional | Others
42589 | District Hospital Nagaur Dh | Radiant Heat Warmer | Meditrin - Heat Warmer | 3000200038 | Functional | Others
42590 | District Hospital Nagaur Dh | Radiant Heat Warmer | Meditrin - Heat Warmer | 3000200039 | Functional | Others
42591 | District Hospital Nagaur Dh | Radiant Heat Warmer | Meditrin - Heat Warmer | 3000200040 | Functional | Others
42592 | District Hospital Nagaur Dh | Radiant Heat Warmer | Meditrin - Heat Warmer | 3000200041 | Functional | Others
42593 | District Hospital Nagaur Dh | Radiant Heat Warmer | Meditrin - Heat Warmer | 3000200042 | Functional | Others
42594 | Weir Chc | Monocular Microscope | Model not available | 3000236210 | Functional | Others
42595 | Weir Chc | Monocular Microscope | Model not available | 3000236211 | Functional | Others
42596 | Weir Chc | Centrifuge Machine ( 4 Tube ) | Model not available | 3000236215 | Functional | Others
42597 | Nonera Phc | Suction Machine | Model Not Available | 30000236856 | Functional | Others
42598 | Weir Chc | Blood Cell Counter - 3 part | Model not available | 3000236220 | Functional | Others
42599 | Dispensary Moti Katla City | Binocular Microscope | Model Not Available | 1102132 | Functional | Others
42600 | City Dispensary Surajpole | Syringe Needle Destroyer | Model not available | 3000044646 | Functional | Others
42601 | Satellite Hospital Mandor, Jodhpur | O.T. Light Double Dome | MODEL NOT AVAILABLE | 3000049138 | Functional | Others
42602 | Birkali Phc | Blood Bank Refrigerator | Model not available | 3000043304 | Functional | Others
42603 | Birkali Phc | Blood Bank Refrigerator | Model not available | 3000043315 | Functional | Others
42604 | City Dispensary Surajpole | Glucometer | Model not available | M20N0000672 | Functional | Others
42605 | Satellite Hospital Mandor, Jodhpur | O.T. Light Double Dome | MODEL NOT AVAILABLE | 3000049133 | Functional | Others
42606 | Rajiyasar Chc Ganganagar | Blood Bank Refrigerator | Model not available | 3000046109 | Functional | Others
42607 | Rajiyasar Chc Ganganagar | Blood Bank Refrigerator | Model not available | 3000046110 | Functional | Others
42608 | Rajiyasar Chc Ganganagar | Blood Bank Refrigerator | Model not available | 3000046090 | Functional | Others
42609 | Satellite Hospital Mandor, Jodhpur | O.T. Light Double Dome | MODEL NOT AVAILABLE | 3000049134 | Functional | Others
42610 | Gangasara Phc | Syringe Needle Destroyer | MRK | 3000134852 | Functional | Others
42611 | Satellite Hospital Mandor, Jodhpur | O.T. Light Double Dome | MODEL NOT AVAILABLE | 3000049136 | Functional | Others
42612 | Bagwara Phc | Centrifuge Machine ( 6 Tube ) | Model Not Available | 3000085705 | Functional | Others
42613 | Matunda Phc | SPHYGMOMANOMETER(BP APPRATUS) | Pagoda | 309093 | Functional | Others
42614 | Birkali Phc | Blood Bank Refrigerator | Model not available | 3000043310 | Functional | Others
42615 | Rajiyasar Chc Ganganagar | Centrifuge Machine ( 4 Tube ) | Model not available | 3000046085 | Functional | Others
42616 | Jaswantpura Chc | Weighing Machine | MODEL NOT AVAILABLE | 3000119723 | Functional | Others
42617 | City Dispensary Surajpole | Freezes | MODEL NOT AVAILABLE | 3.9011e+17 | Functional | Others
42618 | Birkali Phc | Ice lined refrigerator | Model Not Available | 3000043311 | Functional | Others
42619 | Satellite Hospital Mandor, Jodhpur | O.T. Light Double Dome | MODEL NOT AVAILABLE | 3000049137 | Functional | Others
42620 | Rajiyasar Chc Ganganagar | Semi Automated Chemistry Analyzer | Model not Available | 3000046084 | Functional | Others
42621 | Phalodi Chc | SPHYGMOMANOMETER(BP APPRATUS) | MODEL NOT AVAILABLE | 3000120202 | Functional | Others
42622 | Bagwara Phc | Blood Cell Counter - 3 part | Model not available | 3000085706 | Functional | Others
42623 | Hindoli Chc | Hemoglobin meter | Model Not Available | 3000046562 | Functional | Others
42624 | Chandpur Phc | Freezes | 194MSRDK | 3000280382 | Functional | Videocon Industries Ltd
42625 | Gangasara Phc | Binocular Microscope | AMT 5A | 990450 | Functional | Others
42626 | City Dispensary Aayad | Instrument Sterilizer | Model Not Available | 3000043658 | Functional | Others
42627 | Sirsala Phc | Syringe Needle Destroyer | Model not available | 5178 | Functional | Others
42628 | Sirsala Phc | Baby Weighing Machine | Model Not Available | 3000053714 | Functional | Others
42629 | Sirsala Phc | Suction Machine | Model Not Available | 3000053716 | Functional | Others
42630 | Sirsala Phc | Blood Bank Refrigerator | Model not available | 3000053720 | Functional | Others
42631 | Sirsala Phc | Blood Bank Refrigerator | Model not available | 3000053732 | Functional | Others
42632 | Sirsala Phc | Blood Bank Refrigerator | Model not available | 3000053733 | Functional | Others
42633 | Taranagar Chc | Binocular Microscope | Model Not Available | 3000053109 | Functional | Others
42634 | Taranagar Chc | Binocular Microscope | AMT 5A | 3000053110 | Functional | Others
42635 | Taranagar Chc | Centrifuge Machine ( 8 Tube) | REMI - R4C | 3000053111 | Functional | Others
42636 | Khinwsar Chc | SPHYGMOMANOMETER(BP APPRATUS) | MODEL NOT AVAILABLE | 2000036857 | Functional | Others
42637 | Khinwsar Chc | SPHYGMOMANOMETER(BP APPRATUS) | MODEL NOT AVAILABLE | 2000036860 | Functional | Others
42638 | Khinwsar Chc | SPHYGMOMANOMETER(BP APPRATUS) | MODEL NOT AVAILABLE | 2000036858 | Functional | Others
42639 | Khinwsar Chc | SPHYGMOMANOMETER(BP APPRATUS) | MODEL NOT AVAILABLE | 2000036859 | Functional | Others
42640 | Khinwsar Chc | SPHYGMOMANOMETER(BP APPRATUS) | MODEL NOT AVAILABLE | 2000036862 | Functional | Others
42641 | Taranagar Chc | Semi Automated Chemistry Analyzer | 3300 | 3000053113 | Functional | Others
42642 | Jasrasar Phc Churu | Binocular Microscope | Model Not Available | 3000053855 | Functional | Others
42643 | Jasrasar Phc Churu | Binocular Microscope | Model Not Available | 3000053856 | Functional | Others
42644 | Taranagar Chc | VDRL Rotator (Rotor and Shaker) | Model Not Available | 3000053114 | Functional | Others
42645 | Taranagar Chc | Freezes | MODEL NOT AVAILABLE | 3000053115 | Functional | Others
42646 | Bhojasar Phc | Binocular Microscope | Model Not Available | 3000120115 | Functional | Others
42647 | Taranagar Chc | Micropipettes | MODEL NOT AVAILABLE | 3000053116 | Functional | Others
42648 | Bhojasar Phc | Syringe Needle Destroyer | Model not available | 3000120116 | Functional | Others
42649 | Bhojasar Phc | Syringe Needle Destroyer | Model not available | 3000120117 | Functional | Others
42650 | Bhojasar Phc | Syringe Needle Destroyer | Model not available | 3000120118 | Functional | Others
42651 | Kamkheda Phc | Glucometer | Model not available | 3000201160 | Functional | Others
42652 | Churaliya Phc | Freezes | MODEL NOT AVAILABLE | 3000206858 | Functional | Others
42653 | Panchwa Phc | Binocular Microscope | Model Not Available | 2000028970 | Functional | Others
42654 | Swaipur Phc | Freezes | MODEL NOT AVAILABLE | 3000042904 | Functional | Others
42655 | Swaipur Phc | Suction Machine | Model Not Available | 4c5052 | Functional | Others
42656 | Akola Phc | STABILIZER | MODEL NOT AVAILABLE | 3000042910 | Functional | Others
42657 | Akola Phc | Centrifuge Machine ( 6 Tube ) | Model Not Available | 3000042915 | Functional | Others
42658 | Akola Phc | Ice lined refrigerator | Model Not Available | 31808958 | Functional | Others
42659 | Jahazpur Chc | Boyles Apparatus | MODEL NOT AVAILABLE | 3000125848 | Functional | Others
42660 | Sarinikheda Phc | Glucometer | Model not available | 3000242107 | Functional | Others
42661 | Jahazpur Chc | Pulse Oxymeter | Model Not Available | 3000125849 | Functional | Others
42662 | Sarinikheda Phc | FOOT OPERATED SUCTION MACHINE | MODEL NOT AVAILABLE | 3000242108 | Functional | Others
42663 | Hindon Sdh | FOOT OPERATED SUCTION MACHINE | SU-101 | 3000138383 | Functional | Others
42664 | Abdulpur Phc | Syringe Needle Destroyer | Model not available | 3000242111 | Functional | Others
42665 | Abdulpur Phc | Syringe Needle Destroyer | Model not available | 3000242112 | Functional | Others
42666 | Abdulpur Phc | Syringe Needle Destroyer | Model not available | 3000242114 | Functional | Others
42667 | Hindon Sdh | 300mA X-Ray Machine | RMS - MDX 300 | 13T1200 | Functional | Others
42668 | Abdulpur Phc | Binocular Microscope | Model Not Available | 3000242117 | Functional | Others
42669 | Abdulpur Phc | Hemoglobin meter | Model Not Available | 3000242119 | Functional | Others
42670 | Abdulpur Phc | Hemoglobin meter | Model Not Available | 3000242120 | Functional | Others
42671 | Hindon Sdh | Suction Machine | Model Not Available | 3000138389 | Non Functional Not Repairable | Others
42672 | Bhalta Phc | Binocular Microscope | AMT 5A | 3000206383 | Functional | Rohilla Industries Jaipur
42673 | Vadabhadvi Phc Jalore | Syringe Needle Destroyer | Model not available | 3000119761 | Functional | Others
42674 | Vadabhadvi Phc Jalore | SPHYGMOMANOMETER(BP APPRATUS) | MODEL NOT AVAILABLE | 310319 | Functional | Others
42675 | Rajaldesar Chc | Emergeny First Aid Kit | Medisys | 3000116005 | Functional | Others
42676 | Duthawa Phc Jalore | Sahlis HB Meter | Model not available | 3000197086 | Functional | Others
42677 | Ranigaon Phc | Labour Table | Model Not Available | 2000028537 | Functional | Others
42678 | Ranigaon Phc | Labour Table | Model Not Available | 2000028538 | Functional | Others
42679 | Ranigaon Phc | Labour Table | Model Not Available | 2000028544 | Functional | Others
42680 | Gudha Dev Ji Phc Bundi | SPHYGMOMANOMETER(BP APPRATUS) | MODEL NOT AVAILABLE | 3000055527 | Functional | Others
42681 | District Hospital Nagaur Dh | Multi-Para Monitor | Model not available | 3000200044 | Functional | Others
42682 | District Hospital Nagaur Dh | Multi-Para Monitor | Model not available | 3000200045 | Functional | Others
42683 | District Hospital Nagaur Dh | Multi-Para Monitor | Model not available | 3000200046 | Functional | Others
42684 | Taraj Phc | FOOT OPERATED SUCTION MACHINE | MODEL NOT AVAILABLE | 3000206350 | Functional | Others
42685 | Nonera Phc | Radiant Heat Warmer | Model Not Available | 2101A0713689 | Functional | Others
42686 | District Hospital Nagaur Dh | Multi-Para Monitor | Model not available | 3000200049 | Functional | Others
42687 | Taraj Phc | FOOT OPERATED SUCTION MACHINE | MODEL NOT AVAILABLE | 3000206348 | Functional | Others
42688 | Jhalatala Phc | Blood Bank Refrigerator | MF114 | 91010258 | Functional | Vestfrost Solutions
42689 | Ranipura Phc Bundi | Radiant Heat Warmer | Meditrin - Heat Warmer | 3000055660 | Functional | Others
42690 | Police Dispensary Bharatpur | SPHYGMOMANOMETER(BP APPRATUS) | MODEL NOT AVAILABLE | 200003164 | Functional | Others
42691 | Ranipura Phc Bundi | Spot Light ( Portable ) | Model Not Available | 3000055661 | Functional | Others
42692 | Gopalgarh Phc | Monocular Microscope | Model not available | 23662 | Functional | Others
42693 | District Hospital Nagaur Dh | Phototherepy Unit | MODEL NOT AVAILABLE | 3000200051 | Functional | Others
42694 | District Hospital Nagaur Dh | Phototherepy Unit | MODEL NOT AVAILABLE | 3000200052 | Functional | Others
42695 | District Hospital Nagaur Dh | Phototherepy Unit | MODEL NOT AVAILABLE | 3000200053 | Functional | Others
42696 | District Hospital Nagaur Dh | Phototherepy Unit | MODEL NOT AVAILABLE | 3000200054 | Functional | Others
42697 | Police Dispensary Bharatpur | Blood Bank Refrigerator | Model not available | 200003165 | Functional | Others
42698 | Gopalgarh Phc | Glucometer | Model not available | 411161247000087A | Functional | Others
42699 | Jhalatala Phc | Ice lined refrigerator | HBC-70 | HBC70 | Functional | Haier Appliances India Pvt
42700 | Dispensary Moti Katla City | Weighing Machine | MODEL NOT AVAILABLE | 3000086767 | Functional | Others
42701 | Dispensary Moti Katla City | Binocular Microscope | Model Not Available | 3000086774 | Functional | Others
42702 | Atbera Phc | Binocular Microscope | Model Not Available | 89032B | Functional | Others
42703 | Gopalgarh Phc | Radiant Heat Warmer | Zeal - RHW 2101A | 2101A0713690 | Functional | Others
42704 | Dispensary Moti Katla City | Sahlis HB Meter | Model not available | 3000086775 | Functional | Others
42705 | Jhalatala Phc | Instrument Sterilizer | Model Not Available | 3000280064 | Functional | Others
42706 | Ashop Chc | SPHYGMOMANOMETER(BP APPRATUS) | MODEL NOT AVAILABLE | 3000054291 | Functional | Others
42707 | Phalodi Chc | Pulse Oxymeter | Model Not Available | 3000120203 | Functional | Others
42708 | Hindoli Chc | Hemoglobin meter | Model Not Available | 3000046563 | Functional | Others
42709 | Nadol Chc | Semi Automated Chemistry Analyzer | Micro Lab - RX 50V | 1211147 | Functional | Others
42710 | Kudsu Phc | Weighing Machine | MODEL NOT AVAILABLE | 2000035209 | Functional | Others
42711 | Kudsu Phc | Weighing Machine | MODEL NOT AVAILABLE | 2000035210 | Functional | Others
42712 | City Dispensary No 2 Sikar | SPHYGMOMANOMETER(BP APPRATUS) | MODEL NOT AVAILABLE | 2000029554 | Functional | Others
42713 | Aadail Phc | Monocular Microscope | Model not available | 3000134700 | Functional | Others
42714 | City Dispensary Aayad | Ice lined refrigerator | HBC-70 | 3000043660 | Functional | Others
42715 | Bhedana Phc | Ice lined refrigerator | HBC-70 | 3000134819 | Functional | Others
42716 | Nadol Chc | Binocular Microscope | MLW Lab | 3000197503 | Functional | Others
42717 | Bhedana Phc | Blood Bank Refrigerator | Model not available | 3000134820 | Functional | Others
42718 | Matunda Phc | Freezes | MODEL NOT AVAILABLE | 3000046132 | Functional | Others
42719 | Nadauti Chc | Hemoglobin meter | HB 301 | 1343813160 | Functional | Others
42720 | Nadauti Chc | Hemoglobin meter | HB 301 | 1268257 | Functional | Others
42721 | City Dispensary No 2 Sikar | Ice lined refrigerator | MK-144 | 20032200269 | Functional | Others
42722 | Aadail Phc | Radiant Heat Warmer | Zeal - RHW 2101A | 1538 | Functional | Others
42723 | Hindoli Chc | COOLING CENTRIFUGE | BL 135R | 3000046564 | Functional | Others
42724 | Bagwara Phc | Glucometer | Model not available | 3000085710 | Functional | Others
42725 | Ashaholi Phc | Centrifuge Machine ( 8 Tube) | Model Not Available | 3000262384 | Functional | Others
42726 | Phalodi Chc | Nebulizer | MODEL NOT AVAILABLE | 3000120205 | Functional | Others
42727 | Rajiyasar Chc Ganganagar | Labour Table | Model Not Available | 3000046098 | Functional | Others
42728 | Aadail Phc | Baby Weighing Machine | Model Not Available | 3000134703 | Functional | Others
42729 | Panchgaon Phc | Suction Machine | Model Not Available | 1099209 | Functional | Cmho Supply
42730 | Garnawad Phc | Freezes | MODEL NOT AVAILABLE | 3000206057 | Functional | Others
42731 | Matunda Phc | Instrument Sterilizer | Model Not Available | 256 | Functional | Others
42732 | Nadol Chc | Incubator | MODEL NOT AVAILABLE | 3000197508 | Functional | Others
42733 | Panchwa Phc | Binocular Microscope | Model Not Available | 2000028971 | Functional | Others
42734 | Panchwa Phc | Binocular Microscope | Model Not Available | 2000028972 | Functional | Others
42735 | Panchwa Phc | Binocular Microscope | Model Not Available | 2000028975 | Functional | Others
42736 | Panchwa Phc | Binocular Microscope | Model Not Available | 2000028976 | Functional | Others
42737 | Panchwa Phc | Binocular Microscope | Model Not Available | 2000028977 | Functional | Others
42738 | Panchwa Phc | Binocular Microscope | Model Not Available | 2000028979 | Functional | Others
42739 | Tosina Phc | Semi Automated Chemistry Analyzer | Model not Available | 7593 | Functional | Others
42740 | Hajipur Phc | Hemoglobin meter | Model Not Available | 3000280496 | Functional | Others
42741 | Kishanpur Utrada Phc | Centrifuge Machine ( 4 Tube ) | Model not available | 3000044028 | Functional | Others
42742 | Khanpur Chc | FOOT OPERATED SUCTION MACHINE | MODEL NOT AVAILABLE | 3000206223 | Functional | Others
42743 | Nithar Phc | SPHYGMOMANOMETER(BP APPRATUS) | MODEL NOT AVAILABLE | 3000242340 | Functional | Others
42744 | Nithar Phc | SPHYGMOMANOMETER(BP APPRATUS) | MODEL NOT AVAILABLE | 3000242341 | Functional | Others
42745 | Nithar Phc | SPHYGMOMANOMETER(BP APPRATUS) | MODEL NOT AVAILABLE | 3000242342 | Functional | Others
42746 | Lohsana Bara Phc | Glucometer | Model not available | 3000053679 | Functional | Others
42747 | General Hospital Sawai Madhopur Dh | Ultrasound Therapy Machine | Model Not Available | EBE5030 | Functional | Others
42748 | Ladriya Phc | Blood Bank Refrigerator | Model not available | 144 | Functional | Others
42749 | Ladriya Phc | Blood Bank Refrigerator | Model not available | na144 | Functional | Others
42750 | Ladriya Phc | Blood Bank Refrigerator | Model not available | 2009 | Functional | Others
42751 | Kishanpur Utrada Phc | Syringe Needle Destroyer | Model not available | 3000044052 | Functional | Others
42752 | Kishanpur Utrada Phc | Syringe Needle Destroyer | Model not available | 3000044055 | Functional | Others
42753 | Jail Dispensary Pali | Ice lined refrigerator | Model Not Available | 3000124605 | Functional | Others
42754 | Kishanpur Utrada Phc | Weighing Machine | MODEL NOT AVAILABLE | 3000044044 | Functional | Others
42755 | Kishanpur Utrada Phc | Weighing Machine | MODEL NOT AVAILABLE | 3000044045 | Functional | Others
42756 | Kishanpur Utrada Phc | Weighing Machine | MODEL NOT AVAILABLE | 3000044049 | Functional | Others
42757 | Jail Dispensary Pali | Syringe Needle Destroyer | Model not available | 3000124606 | Functional | Others
42758 | Hajipur Phc | Instrument Sterilizer | Model Not Available | 3000280500 | Functional | Others
42759 | Ranigaon Phc | Labour Table | Model Not Available | 2000028536 | Functional | Others
42760 | Ranigaon Phc | Labour Table | Model Not Available | 2000028547 | Functional | Others
42761 | Bhalta Phc | Ice lined refrigerator | MK - 142 | 3000206374 | Functional | Others
42762 | Meethri Chc | Radiant Heat Warmer | Model Not Available | 2000036775 | Functional | Others
42763 | Meethri Chc | Radiant Heat Warmer | Model Not Available | 2000036776 | Functional | Others
42764 | Meethri Chc | Radiant Heat Warmer | Model Not Available | 2000036777 | Functional | Others
42765 | Meethri Chc | Radiant Heat Warmer | Model Not Available | 2000036778 | Functional | Others
42766 | Bakani Chc | Suction Machine | Model Not Available | 3000206163 | Functional | Others
42767 | Meethri Chc | Semi Automated Chemistry Analyzer | Model not Available | 2000036780 | Functional | Others
42768 | Meethri Chc | Semi Automated Chemistry Analyzer | Model not Available | 2000036781 | Functional | Others
42769 | Meethri Chc | Semi Automated Chemistry Analyzer | Model not Available | 2000036786 | Functional | Others
42770 | Meethri Chc | Semi Automated Chemistry Analyzer | Model not Available | 2000036794 | Functional | Others
42771 | Bakani Chc | Radiant Heat Warmer | Meditrin - Heat Warmer | NRHM//WM09/7 | Functional | Meditrin Instruments
42772 | Bakani Chc | Radiant Heat Warmer | Meditrin - Heat Warmer | NRHM//WM09/9 | Functional | Meditrin Instruments
42773 | Chhoti Khatu Chc | Suction Machine | Model Not Available | 465118 | Functional | Others
42774 | Chhoti Khatu Chc | Suction Machine | Model Not Available | 7665 | Functional | Others
42775 | Chhoti Khatu Chc | Suction Machine | Model Not Available | go/09 | Functional | Others
42776 | Chhoti Khatu Chc | Suction Machine | Model Not Available | 280 | Functional | Others
42777 | Chhoti Khatu Chc | Suction Machine | Model Not Available | 3370 | Functional | Others
42778 | Chhoti Khatu Chc | Suction Machine | Model Not Available | 3301 | Functional | Others
42779 | Kamkheda Phc | Freezes | MODEL NOT AVAILABLE | 3000201158 | Functional | Videocon Industries Ltd
42780 | Churaliya Phc | FOOT OPERATED SUCTION MACHINE | MODEL NOT AVAILABLE | 967854321789654 | Functional | Others
42781 | Tosina Phc | Centrifuge Machine ( 12 Tube ) | Model Not Available | 3301 | Functional | Others
42782 | Tosina Phc | Centrifuge Machine ( 12 Tube ) | Model Not Available | 2011 | Functional | Others
42783 | Churaliya Phc | Ice lined refrigerator | MK - 142 | 2511166 | Functional | Others
42784 | Tosina Phc | Binocular Microscope | Model Not Available | 2897 | Functional | Others
42785 | Tosina Phc | Syringe Needle Destroyer | Model not available | 6217 | Functional | Others
42786 | Alod Chc | Freezes | MODEL NOT AVAILABLE | 3000055714 | Functional | Others
42787 | Alod Chc | Baby Weighing Machine | Model Not Available | 3000055713 | Functional | Others
42788 | Nadol Chc | Fetal Doppler | MODEL NOT AVAILABLE | 204FQ321607 | Functional | Others
42789 | Matunda Phc | Hemoglobin meter | Model Not Available | 3000046142 | Functional | Others
42790 | Rajasar Bhatiyan Phc | Baby Weighing Machine | Model Not Available | 2000035108 | Functional | Others
42791 | Kamrania Phc | Baby Weighing Machine | Model Not Available | 3000041152 | Functional | Others
42792 | Kamrania Phc | Baby Weighing Machine | Model Not Available | 3000041155 | Functional | Others
42793 | Kamrania Phc | Baby Weighing Machine | Model Not Available | 3000041141 | Functional | Others
42794 | Dakha Phc | Centrifuge Machine ( 8 Tube) | Model Not Available | 3000134725 | Functional | Others
42795 | Dakha Phc | Centrifuge Machine ( 8 Tube) | Model Not Available | 58145 | Functional | Others
42796 | Rajasar Bhatiyan Phc | Labour Table | Model Not Available | 2000035109 | Functional | Others
42797 | Sarnu Phc | Syringe Needle Destroyer | Model not available | 3000117624 | Functional | Others
42798 | Satellite Hospital Mandor, Jodhpur | ELECTRIC OT TABLE | MODEL NOT AVAILABLE | 3000047664 | Functional | Others
42799 | Sarnu Phc | Centrifuge Machine ( 4 Tube ) | Remi 4C | 3000117625 | Functional | Others
42800 | Satellite Hospital Mandor, Jodhpur | ELECTRIC OT TABLE | MODEL NOT AVAILABLE | 3000047665 | Functional | Others
42801 | Matunda Phc | Micropipettes | MODEL NOT AVAILABLE | 3000046145 | Functional | Others
42802 | Bawadi Chc | Syringe Needle Destroyer | MRK | 3000054018 | Functional | Others
42803 | Satellite Hospital Mandor, Jodhpur | ELECTRIC OT TABLE | MODEL NOT AVAILABLE | 3000047666 | Functional | Others
42804 | Satellite Hospital Mandor, Jodhpur | ELECTRIC OT TABLE | MODEL NOT AVAILABLE | 3000047674 | Functional | Others
42805 | Modunagar Phc | Blood Bank Refrigerator | Model not available | 3000043408 | Functional | Others
42806 | Modunagar Phc | Blood Bank Refrigerator | Model not available | 3000043410 | Functional | Others
42807 | Alod Chc | Nebulizer | MODEL NOT AVAILABLE | 509598 | Functional | Others
42808 | Bamnor Ameershah Phc | Binocular Microscope | BLS 116 | 6736 | Functional | Others
42809 | Modunagar Phc | Ice lined refrigerator | Model Not Available | 3000043411 | Functional | Others
42810 | Satellite Hospital Mandor, Jodhpur | ELECTRIC OT TABLE | MODEL NOT AVAILABLE | 3000047675 | Functional | Others
42811 | V Bsf Dispensary Jaisalmer | Freezes | MODEL NOT AVAILABLE | 3000056963 | Functional | Others
42812 | District Hospital Baran Dh | Boyles Apparatus | MODEL NOT AVAILABLE | 3000129934 | Functional | Others
42813 | Rajiyasar Chc Ganganagar | Instrument Sterilizer | Model Not Available | 3000046099 | Functional | Others
42814 | Panchgaon Phc | FOOT OPERATED SUCTION MACHINE | MODEL NOT AVAILABLE | 3000259014 | Functional | Others
42815 | Rajiyasar Chc Ganganagar | Syringe Needle Destroyer | Model not available | 3000046105 | Functional | Others
42816 | Matunda Phc | Labour Table | Model Not Available | 3000046134 | Functional | Others
42817 | City Dispensary Police Line | Ice lined refrigerator | HBC-70 | 3000043605 | Functional | Haier Appliances India Pvt
42818 | Rajiyasar Chc Ganganagar | SPHYGMOMANOMETER(BP APPRATUS) | MODEL NOT AVAILABLE | 3000046106 | Functional | Others
42819 | Phalodi Chc | Syringe Needle Destroyer | Model not available | 3000120207 | Functional | Others
42820 | Handecha Chc | Radiant Heat Warmer | Zeal - RHW 2101A | 3000197109 | Functional | Others
42821 | Panchgaon Phc | Spot Light ( Portable ) | Model Not Available | 3000259015 | Functional | Others
42822 | Handecha Chc | Suction Machine | Model Not Available | 3000197110 | Functional | Others
42823 | City Dispensary Police Line | Freezes | MODEL NOT AVAILABLE | 3000043606 | Functional | Others
42824 | Nadol Chc | Radiant Heat Warmer | Meditrin - Heat Warmer | NRHM/WM/11/0813/210 | Functional | Others
42825 | Matunda Phc | Ice lined refrigerator | MK - 142 | 3000046135 | Functional | Others
42826 | Handecha Chc | Instrument Sterilizer | Model Not Available | 3000197111 | Functional | Others
42827 | Ajeet Phc | Baby Weighing Machine | Crown | 3000134311 | Functional | Others
42828 | City Dispensary Police Line | Weighing Machine | MODEL NOT AVAILABLE | 3000043731 | Functional | Others
42829 | Panchgaon Phc | Binocular Microscope | Model Not Available | 9504431 | Functional | Others
42830 | Panchgaon Phc | Binocular Microscope | Model Not Available | 3000259003 | Functional | Others
42831 | Kosithal Chc Bhilwara | Centrifuge Machine ( 4 Tube ) | Model not available | 3000262100 | Functional | Others
42832 | Hindoli Chc | Syringe Needle Destroyer | Microsil - ND350 | 3000046568 | Functional | Others
42833 | Bawadi Chc | Ice lined refrigerator | Model Not Available | 3000054024 | Non Functional Repairable | Others
42834 | Phalodi Chc | Nebulizer | MODEL NOT AVAILABLE | 3000120208 | Functional | Others
42835 | City Dispensary Police Line | Freezes | MODEL NOT AVAILABLE | 3000043733 | Functional | Others
42836 | Satellite Hospital Mandor, Jodhpur | Endoscope | MODEL NOT AVAILABLE | 3000049127 | Functional | Others
42837 | Bawadi Chc | Ice lined refrigerator | Model Not Available | 3000054023 | Functional | Others
42838 | Nadauti Chc | Semi Automated Chemistry Analyzer | Model not Available | BS4E1010E | Functional | Others
42839 | Modunagar Phc | Glucometer | Model not available | 3000043406 | Functional | Others
42840 | Khunkhuna Phc | Centrifuge Machine ( 12 Tube ) | Model Not Available | 3301 | Functional | Others
42841 | Khunkhuna Phc | Centrifuge Machine ( 12 Tube ) | Model Not Available | 13139 | Functional | Others
42842 | Khunkhuna Phc | Binocular Microscope | Model Not Available | 28107 | Functional | Others
42843 | Khunkhuna Phc | Binocular Microscope | Model Not Available | 408 | Functional | Others
42844 | Khunkhuna Phc | Binocular Microscope | Model Not Available | 3503 | Functional | Others
42845 | Khunkhuna Phc | SPHYGMOMANOMETER(BP APPRATUS) | MODEL NOT AVAILABLE | 302406 | Functional | Others
42846 | Khunkhuna Phc | SPHYGMOMANOMETER(BP APPRATUS) | MODEL NOT AVAILABLE | 463 | Functional | Others
42847 | Khunkhuna Phc | SPHYGMOMANOMETER(BP APPRATUS) | MODEL NOT AVAILABLE | 464 | Functional | Others
42848 | Khandap Phc | Binocular Microscope | Model Not Available | 58140 | Functional | Others
42849 | Bhaisali Phc | Blood Bank Refrigerator | Model not available | 3000053510 | Functional | Others
42850 | Bhaisali Phc | Blood Bank Refrigerator | Model not available | 3000053508 | Functional | Others
42851 | Bhaisali Phc | Blood Bank Refrigerator | Model not available | 3000053509 | Functional | Others
42852 | Gadra Phc | Glucometer | Model not available | 2000037915 | Functional | Others
42853 | Guta Shahpur Phc | Ice lined refrigerator | MF - 144 | 3000280983 | Functional | Others
42854 | Gadra Phc | Blood Bank Refrigerator | Model not available | 2000037918 | Functional | Others
42855 | Guta Shahpur Phc | Ice lined refrigerator | MK - 142 | 3000280982 | Functional | Others
42856 | Siyat Phc | Radiant Heat Warmer | Meditrin - Heat Warmer | NRHM/WM11/121 | Functional | Others
42857 | Gadra Phc | Ice lined refrigerator | Model Not Available | 2000037923 | Functional | Others
42858 | Siyat Phc | Suction Machine | Model Not Available | 3000214926 | Functional | Others
42859 | Guta Shahpur Phc | Instrument Sterilizer | Model Not Available | 3000280984 | Functional | Others
42860 | Luharva Phc Barmer | Radiant Heat Warmer | Zeal - RHW 2101A | 1545 | Functional | Others
42861 | Korna Phc Barmer | SPHYGMOMANOMETER(BP APPRATUS) | MODEL NOT AVAILABLE | 3000134498 | Functional | Others
42862 | Korna Phc Barmer | Radiant Heat Warmer | Zeal - RHW 2101A | 3000134497 | Functional | Others
42863 | District Hospital Baran Dh | Multi-Para Monitor | Star 50 ( L and T ) | 3000129869 | Functional | Others
42864 | District Hospital Baran Dh | Multi-Para Monitor | Star 50 ( L and T ) | 3000129877 | Functional | Others
42865 | District Hospital Baran Dh | Multi-Para Monitor | Star 50 ( L and T ) | 3000129879 | Functional | Others
42866 | Tosina Phc | Syringe Needle Destroyer | Model not available | 714537 | Functional | Others
42867 | Tosina Phc | Syringe Needle Destroyer | Model not available | 725582 | Functional | Others
42868 | Tosina Phc | Glucometer | Model not available | 301 | Functional | Others
42869 | Tosina Phc | Glucometer | Model not available | 338 | Functional | Others
42870 | Tosina Phc | Baby Weighing Machine | Model Not Available | 1936-11-01 | Functional | Others
42871 | Tosina Phc | Baby Weighing Machine | Model Not Available | 1934-11-01 | Functional | Others
42872 | Tosina Phc | Baby Weighing Machine | Model Not Available | 3 | Functional | Others
42873 | Tosina Phc | Baby Weighing Machine | Model Not Available | 93/02 | Functional | Others
42874 | Khanpur Chc | Hot Air Oven | Model not available | 3000206224 | Functional | Others
42875 | Chhotiberi Phc | Baby Weighing Machine | Model Not Available | 98134532 | Functional | Others
42876 | Chhotiberi Phc | Baby Weighing Machine | Model Not Available | 205 | Functional | Others
42877 | Chhotiberi Phc | Baby Weighing Machine | Model Not Available | 8810057 | Functional | Others
42878 | Chhotiberi Phc | Binocular Microscope | Model Not Available | 28096 | Functional | Others
42879 | Chhotiberi Phc | Binocular Microscope | Model Not Available | 1916 | Functional | Others
42880 | Chhotiberi Phc | Binocular Microscope | Model Not Available | 58 | Functional | Others
42881 | Chhotiberi Phc | Binocular Microscope | Model Not Available | 95007066 | Functional | Others
42882 | Ladriya Phc | Syringe Needle Destroyer | Model not available | 33303 | Functional | Others
42883 | Ladriya Phc | Syringe Needle Destroyer | Model not available | 50744 | Functional | Others
42884 | Ladriya Phc | Baby Weighing Machine | Model Not Available | 5420 | Functional | Others
42885 | Ladriya Phc | Baby Weighing Machine | Model Not Available | 5033 | Functional | Others
42886 | Ladriya Phc | Baby Weighing Machine | Model Not Available | 8044 | Functional | Others
42887 | Ladriya Phc | Baby Weighing Machine | Model Not Available | 88/09 | Functional | Others
42888 | Baggad Phc Nagaur | SPHYGMOMANOMETER(BP APPRATUS) | MODEL NOT AVAILABLE | 2000036315 | Functional | Others
42889 | Baggad Phc Nagaur | SPHYGMOMANOMETER(BP APPRATUS) | MODEL NOT AVAILABLE | 2000036314 | Functional | Others
42890 | Baggad Phc Nagaur | SPHYGMOMANOMETER(BP APPRATUS) | MODEL NOT AVAILABLE | 2000036316 | Functional | Others
42891 | Baggad Phc Nagaur | SPHYGMOMANOMETER(BP APPRATUS) | MODEL NOT AVAILABLE | 2000036317 | Functional | Others
42892 | Baggad Phc Nagaur | SPHYGMOMANOMETER(BP APPRATUS) | MODEL NOT AVAILABLE | 2000036318 | Functional | Others
42893 | Sarat Phc | Blood Bank Refrigerator | Model not available | 3000119251 | Functional | Others
42894 | Sarat Phc | Blood Bank Refrigerator | Model not available | 3000119250 | Functional | Others
42895 | Gudha Bhopji Phc | SPHYGMOMANOMETER(BP APPRATUS-Digital) | Model Not Available | 2000037236 | Functional | Others
42896 | Sadulsahar Chc | Blood Bank Refrigerator | Model not available | 3000048592 | Functional | Others
42897 | Sadulsahar Chc | Blood Bank Refrigerator | Model not available | 3000048593 | Functional | Others
42898 | Sadulsahar Chc | Blood Bank Refrigerator | Model not available | 3000048606 | Functional | Others
42899 | Sadulsahar Chc | Blood Bank Refrigerator | Model not available | 3000048586 | Functional | Others
42900 | Sadulsahar Chc | Blood Bank Refrigerator | Model not available | 3000048571 | Functional | Others
42901 | Sadulsahar Chc | Blood Bank Refrigerator | Model not available | 3000048572 | Functional | Others
42902 | Sadulsahar Chc | Blood Bank Refrigerator | Model not available | 3000048573 | Functional | Others
42903 | Sadulsahar Chc | Blood Bank Refrigerator | Model not available | 3000048574 | Functional | Others
42904 | Sadulsahar Chc | Blood Bank Refrigerator | Model not available | 48608 | Functional | Others
42905 | Sadulsahar Chc | Blood Bank Refrigerator | Model not available | 3000048609 | Functional | Others
42906 | Kharkhada Phc | SPHYGMOMANOMETER(BP APPRATUS) | MODEL NOT AVAILABLE | 57545 | Functional | Others
42907 | Gudha Bhopji Phc | Baby Weighing Machine | Model Not Available | 2000037237 | Functional | Crown Digital Scales Inc
42908 | Kansing Ji Ki Seed Phc | Centrifuge Machine ( 6 Tube ) | Model Not Available | 3000120261 | Functional | Others
42909 | Bala Phc | Freezes | MODEL NOT AVAILABLE | 3000047358 | Functional | Others
42910 | Dudhwa Phc | Syringe Needle Destroyer | NSD100 | 1106637 | Functional | Others
42911 | Samdari Chc | Freezes | MODEL NOT AVAILABLE | 200999 | Functional | Others
42912 | Kharkhada Phc | Syringe Needle Destroyer | Model not available | NBSD0714363 | Functional | Others
42913 | Bamangaon Phc | SPHYGMOMANOMETER(BP APPRATUS) | Pagoda | 300055579 | Functional | Others
42914 | Nourangdesar Phc | Blood Bank Refrigerator | Model not available | 3000044313 | Functional | Others
42915 | Sadulsahar Chc | Fetal Doppler | MODEL NOT AVAILABLE | 3000048610 | Functional | Others
42916 | Sadulsahar Chc | Fetal Doppler | MODEL NOT AVAILABLE | 3000048613 | Functional | Others
42917 | Satellite Hospital Mandor, Jodhpur | Cold Light Source | MODEL NOT AVAILABLE | 3000049113 | Functional | Others
42918 | Daawara Phc | Syringe Needle Destroyer | BS-949 | 30000352 | Functional | Bhasin Sons Private Limited
42919 | Modunagar Phc | Glucometer | Model not available | 3000043407 | Functional | Others
42920 | Ajeet Phc | Syringe Needle Destroyer | MRK | 3000134310 | Functional | Others
42921 | Seruna Phc | SPHYGMOMANOMETER(BP APPRATUS) | MODEL NOT AVAILABLE | 3000042218 | Functional | Others
42922 | Seruna Phc | SPHYGMOMANOMETER(BP APPRATUS) | MODEL NOT AVAILABLE | 3000042221 | Functional | Others
42923 | Nirvana Chc Ganganagar | Baby Weighing Machine | Model Not Available | 3000041439 | Functional | Others
42924 | Nirvana Chc Ganganagar | Baby Weighing Machine | Model Not Available | 3000041440 | Functional | Others
42925 | Nirvana Chc Ganganagar | Baby Weighing Machine | Model Not Available | 3000041443 | Functional | Others
42926 | Matunda Phc | Freezes | MODEL NOT AVAILABLE | 3000046137 | Functional | Others
42927 | Ajeet Phc | Instrument Sterilizer | Model Not Available | 3000134309 | Functional | Others
42928 | Satellite Hospital Mandor, Jodhpur | Endoscope | MODEL NOT AVAILABLE | 3000049140 | Functional | Others
42929 | Nadbai Chc | Glucometer | SD Check Gold | 3000138986 | Functional | Others
42930 | Chandpur Phc | Stethoscope | Dr. Morepen | 30002820407 | Functional | Others
42931 | Bawadi Chc | Ice lined refrigerator | Model Not Available | 3000054022 | Functional | Others
42932 | Nirvana Chc Ganganagar | Sahlis HB Meter | Model not available | 30000041445 | Functional | Others
42933 | Nirvana Chc Ganganagar | Sahlis HB Meter | Model not available | 3000041446 | Functional | Others
42934 | Matunda Phc | Monocular Microscope | Model not available | 890580 | Functional | Others
42935 | Seruna Phc | Instrument Sterilizer | Model Not Available | 3000042222 | Functional | Others
42936 | Seruna Phc | Instrument Sterilizer | Model Not Available | 3000042224 | Functional | Others
42937 | Bagwara Phc | Labour Table | Model Not Available | 3000085712 | Functional | Others
42938 | Alod Chc | Labour Table | Model Not Available | 3000055715 | Functional | Others
42939 | Bawadi Chc | Ice lined refrigerator | HBD-116 | B287MO693 | Functional | Others
42940 | Seruna Phc | Labour Table | Model Not Available | 3000042223 | Functional | Others
42941 | Seruna Phc | Labour Table | Model Not Available | 3000042228 | Functional | Others
42942 | Bagwara Phc | Baby Weighing Machine | Model Not Available | 3000085713 | Functional | Others
42943 | Chandpur Phc | Baby Weighing Machine | Model Not Available | 3000280407 | Functional | Others
42944 | Bawadi Chc | Ice lined refrigerator | MK - 142 | 44713338 | Functional | Others
42945 | Matunda Phc | Glucometer | Model not available | 3000046140 | Functional | Others
42946 | District Hospital Baran Dh | Multi-Para Monitor | Star 50 ( L and T ) | 3000129887 | Functional | Others
42947 | District Hospital Baran Dh | Multi-Para Monitor | Star 50 ( L and T ) | 3000129824 | Functional | Others
42948 | District Hospital Baran Dh | Multi-Para Monitor | Star 50 ( L and T ) | 3000129828 | Functional | Others
42949 | District Hospital Baran Dh | Multi-Para Monitor | Star 50 ( L and T ) | 3000129840 | Functional | Others
42950 | Guta Shahpur Phc | Baby Weighing Machine | Model Not Available | 3000280991 | Functional | Others
42951 | Kharchi Chc | Instrument Sterilizer | Model Not Available | 3000202268 | Functional | Others
42952 | Kharchi Chc | Baby Weighing Machine | Model Not Available | 3000202269 | Functional | Others
42953 | Bhadra Chc | Blood Bank Refrigerator | Model not available | 2000037828 | Functional | Others
42954 | Kharchi Chc | Suction Machine | Model Not Available | 3000202270 | Functional | Others
42955 | Harsora Phc | Syringe Needle Destroyer | Model not available | 3000280484 | Functional | Others
42956 | Manana Phc | SPHYGMOMANOMETER(BP APPRATUS) | MODEL NOT AVAILABLE | 2000028254 | Functional | Others
42957 | Manana Phc | SPHYGMOMANOMETER(BP APPRATUS) | MODEL NOT AVAILABLE | 2000028255 | Functional | Others
42958 | Manana Phc | SPHYGMOMANOMETER(BP APPRATUS) | MODEL NOT AVAILABLE | 2000028256 | Functional | Others
42959 | Manana Phc | SPHYGMOMANOMETER(BP APPRATUS) | MODEL NOT AVAILABLE | 2000028257 | Functional | Others
42960 | Manana Phc | Baby Weighing Machine | Model Not Available | 2000028258 | Functional | Others
42961 | Manana Phc | Baby Weighing Machine | Model Not Available | 2000028259 | Functional | Others
42962 | Manana Phc | Baby Weighing Machine | Model Not Available | 2000028260 | Functional | Others
42963 | Manana Phc | Baby Weighing Machine | Model Not Available | 2000028261 | Functional | Others
42964 | Manana Phc | Baby Weighing Machine | Model Not Available | 2000028262 | Functional | Others
42965 | Sudrasan Phc | Baby Weighing Machine | Crown | NA1 | Functional | Others
42966 | Sudrasan Phc | Baby Weighing Machine | Crown | NA2 | Functional | Others
42967 | Sudrasan Phc | Baby Weighing Machine | Crown | NA3 | Functional | Others
42968 | Sahnali Phc | Binocular Microscope | PZB 22 | 3000053601 | Functional | Others
42969 | Sahnali Phc | Centrifuge Machine ( 8 Tube) | Model Not Available | 3000053602 | Functional | Others
42970 | Harsora Phc | Hemoglobin meter | Model Not Available | 3000280488 | Functional | Cmho Supply
42971 | Kharchi Chc | Hot Air Oven | Model not available | 3000202278 | Functional | Others
42972 | Sahnali Phc | Syringe Needle Destroyer | Model not available | 3000053603 | Functional | Others
42973 | Baggad Phc Nagaur | SPHYGMOMANOMETER(BP APPRATUS) | MODEL NOT AVAILABLE | 2000036327 | Functional | Others
42974 | Baggad Phc Nagaur | SPHYGMOMANOMETER(BP APPRATUS) | MODEL NOT AVAILABLE | 2000036328 | Functional | Others
42975 | Baggad Phc Nagaur | SPHYGMOMANOMETER(BP APPRATUS) | MODEL NOT AVAILABLE | 20000363229 | Functional | Others
42976 | Baggad Phc Nagaur | Syringe Needle Destroyer | Model not available | 2000036324 | Functional | Others
42977 | Baggad Phc Nagaur | Syringe Needle Destroyer | Model not available | 2000036325 | Functional | Others
42978 | Baggad Phc Nagaur | Syringe Needle Destroyer | Model not available | 2000036326 | Functional | Others
42979 | Baggad Phc Nagaur | Syringe Needle Destroyer | Model not available | 2000036319 | Functional | Others
42980 | Baggad Phc Nagaur | Syringe Needle Destroyer | Model not available | 2000036320 | Functional | Others
42981 | Baggad Phc Nagaur | Syringe Needle Destroyer | Model not available | 2000036321 | Functional | Others
42982 | Baggad Phc Nagaur | Syringe Needle Destroyer | Model not available | 2000036322 | Functional | Others
42983 | Baggad Phc Nagaur | Syringe Needle Destroyer | Model not available | 2000036323 | Functional | Others
42984 | Kurada Phc | Glucometer | Model not available | 2000028729 | Functional | Others
42985 | Kurada Phc | Glucometer | Model not available | 2000028730 | Functional | Others
42986 | Kurada Phc | Glucometer | Model not available | 2000028731 | Functional | Others
42987 | Kurada Phc | Glucometer | Model not available | 2000028733 | Functional | Others
42988 | Kurada Phc | Glucometer | Model not available | 2000028732 | Functional | Others
42989 | Kurada Phc | SPHYGMOMANOMETER(BP APPRATUS) | MODEL NOT AVAILABLE | 2000036164 | Functional | Others
42990 | Kurada Phc | SPHYGMOMANOMETER(BP APPRATUS) | MODEL NOT AVAILABLE | 2000036165 | Functional | Others
42991 | Kurada Phc | SPHYGMOMANOMETER(BP APPRATUS) | MODEL NOT AVAILABLE | 2000036166 | Functional | Others
42992 | Kurada Phc | SPHYGMOMANOMETER(BP APPRATUS) | MODEL NOT AVAILABLE | 2000036167 | Functional | Others
42993 | Kurada Phc | SPHYGMOMANOMETER(BP APPRATUS) | MODEL NOT AVAILABLE | 2000028734 | Functional | Others
42994 | Lunsara Phc | SPHYGMOMANOMETER(BP APPRATUS) | MODEL NOT AVAILABLE | 2000036567 | Functional | Others
42995 | Lunsara Phc | SPHYGMOMANOMETER(BP APPRATUS) | MODEL NOT AVAILABLE | 2000036568 | Functional | Others
42996 | Lunsara Phc | SPHYGMOMANOMETER(BP APPRATUS) | MODEL NOT AVAILABLE | 2000036569 | Functional | Others
42997 | Lunsara Phc | SPHYGMOMANOMETER(BP APPRATUS) | MODEL NOT AVAILABLE | 2000036570 | Functional | Others
42998 | Lunsara Phc | SPHYGMOMANOMETER(BP APPRATUS) | MODEL NOT AVAILABLE | 2000036571 | Functional | Others
42999 | Lunsara Phc | Radiant Heat Warmer | Model Not Available | 2000036572 | Functional | Others
43000 | Shivtalab Phc | Incubator | MODEL NOT AVAILABLE | 3000197377 | Functional | Others
43001 | Dispensary Sardar Patel City | Syringe Needle Destroyer | Microsil ND-60 | 595900 | Functional | Others
43002 | Dispensary Sardar Patel City | Syringe Needle Destroyer | Model not available | 2000024150 | Functional | Others
43003 | Deikhera Chc | Hot Air Oven | Model not available | 3000046393 | Functional | Universal Medicalinstruments
43004 | Phalodi Chc | Radiant Heat Warmer | Zeal - RHW 2101A | 3000120102 | Functional | Others
43005 | Toparia Phc | Centrifuge Machine ( 8 Tube) | Model Not Available | 3000043485 | Functional | Others
43006 | Phalodi Chc | Radiant Heat Warmer | Zeal - RHW 2101A | 3000120103 | Functional | Others
43007 | Pachpadara Chc | Spot Light ( Portable ) | Model Not Available | 3000122438 | Functional | Others
43008 | Pachpadara Chc | Spot Light ( Portable ) | Model Not Available | 3000122432 | Functional | Others
43009 | Bigga Phc | Radiant Heat Warmer | Meditrin - Heat Warmer | 2000030858 | Functional | Others
43010 | Bigga Phc | Radiant Heat Warmer | Meditrin - Heat Warmer | 2000030859 | Functional | Others
43011 | Deikhera Chc | Blood Bank Refrigerator | Model not available | 3000046384 | Functional | Remi Electrotechnik Ltd
43012 | Deikhera Chc | Instrument Sterilizer | Model Not Available | 3000046280 | Functional | Atlas Surgical Company
43013 | Badanaya Gaon Phc | Centrifuge Machine ( 8 Tube) | Model Not Available | 3000046529 | Functional | Others
43014 | Dispensary Jhotwara City | Syringe Needle Destroyer | Model not available | 2000024090 | Functional | Others
43015 | Mayaja Phc Bundi | Syringe Needle Destroyer | Nulife - Dots | NBSD0726705 | Functional | Others
43016 | Dispensary Jhotwara City | SPHYGMOMANOMETER(BP APPRATUS) | MODEL NOT AVAILABLE | 2000024092 | Functional | Others
43017 | Deikhera Chc | Autoclave | Model not available | 3000046283 | Functional | Others
43018 | City Dispensary Pratapnagar | Glucometer | Model not available | 3000044653 | Functional | Cmho Supply
43019 | City Dispensary Pratapnagar | Glucometer | Model not available | 3000044654 | Functional | Cmho Supply
43020 | Kishangarhbas Chc | Semi Automated Chemistry Analyzer | Ark - CKK 24 | 3000281148 | Functional | Ark Diagnostics Bangalore
43021 | Goverdhan Vilas Devali Phc | Freezes | MODEL NOT AVAILABLE | 3000204269 | Functional | Others
43022 | Goverdhan Vilas Devali Phc | Freezes | MODEL NOT AVAILABLE | 3000204270 | Functional | Others
43023 | Suratgarh Chc | O.T. Light Single Dome | MODEL NOT AVAILABLE | 3000041722 | Functional | Others
43024 | Suratgarh Chc | O.T. Light Single Dome | MODEL NOT AVAILABLE | 3000041724 | Functional | Others
43025 | Suratgarh Chc | O.T. Light Single Dome | MODEL NOT AVAILABLE | 3000041739 | Functional | Others
43026 | Suratgarh Chc | O.T. Light Single Dome | MODEL NOT AVAILABLE | 3000041740 | Functional | Others
43027 | Nadol Chc | Baby Weighing Machine | Crown | 3000197513 | Functional | Others
43028 | V Bsf Dispensary Jaisalmer | Centrifuge Machine ( 8 Tube) | REMI - R4C | JNL-C6892 | Functional | Others
43029 | Hindoli Chc | Monocular Microscope | Model not available | 3000046569 | Functional | Others
43030 | Ajeet Phc | Binocular Microscope | Labomed - Vision 2000 | 3726 | Functional | Others
43031 | Nadol Chc | Spot Light ( Portable ) | Model Not Available | 3000197517 | Functional | Others
43032 | Hindoli Chc | VDRL Rotator (Rotor and Shaker) | Model Not Available | 3000046570 | Functional | Others
43033 | Alod Chc | Fetal Doppler | MODEL NOT AVAILABLE | 3000055712 | Functional | Others
43034 | Dakha Phc | Radiant Heat Warmer | Zeal - RHW 2101A | 1540 | Functional | Others
43035 | Dantaramgarh Phc Sikar | Ice lined refrigerator | Model Not Available | 25116457 | Functional | Others
43036 | Dantaramgarh Phc Sikar | Ice lined refrigerator | Model Not Available | 31612025 | Functional | Others
43037 | Bagwara Phc | FOOT OPERATED SUCTION MACHINE | MODEL NOT AVAILABLE | 3000085716 | Functional | Others
43038 | Nadol Chc | Autoclave | Model not available | 3000197519 | Functional | Others
43039 | Dakha Phc | Autoclave | Model not available | 13 | Functional | Others
43040 | Dakha Phc | Autoclave | Model not available | 9831 | Functional | Others
43041 | Jakhri Phc | Blood Bank Refrigerator | Model not available | 3000119882 | Functional | Others
43042 | Jakhri Phc | Blood Bank Refrigerator | Model not available | 3000119883 | Functional | Others
43043 | Dakha Phc | Syringe Needle Destroyer | Model not available | 3000134723 | Functional | Others
43044 | Sarnu Phc | Baby Weighing Machine | SUVARANA | 3000117623 | Functional | Others
43045 | Jhalarapatan Chc | Binocular Microscope | Model Not Available | 70825 | Functional | Others
43046 | Bamnor Ameershah Phc | Centrifuge Machine ( 8 Tube) | REMI - R4C | 3000134826 | Functional | Others
43047 | Bamnor Ameershah Phc | SPHYGMOMANOMETER(BP APPRATUS) | MODEL NOT AVAILABLE | 3000134828 | Functional | Others
43048 | Jhalarapatan Chc | Glucometer | Model not available | 3000206089 | Functional | Others
43049 | Alod Chc | SPHYGMOMANOMETER(BP APPRATUS) | MODEL NOT AVAILABLE | 3000055706 | Functional | Others
43050 | Kamrania Phc | Centrifuge Machine ( 4 Tube ) | Model not available | 3000041133 | Functional | Others
43051 | Bhorda Phc | SPHYGMOMANOMETER(BP APPRATUS) | MODEL NOT AVAILABLE | 1500493 | Functional | Others
43052 | Nadol Chc | Suction Machine | Model Not Available | 3000197522 | Functional | Others
43053 | Bareh Phc | Suction Machine | Model Not Available | 3000259097 | Functional | Others
43054 | Bareh Phc | Instrument Sterilizer | Model Not Available | 3000259098 | Functional | Others
43055 | Marena Phc | Centrifuge Machine ( 8 Tube) | Model Not Available | 3000259102 | Functional | Others
43056 | Jhareda Phc | ESR Stand | Model not available | 3000138884 | Functional | Others
43057 | Jhareda Phc | ESR Stand | Model not available | 3000138885 | Functional | Others
43058 | Pachpahar Phc | Ice lined refrigerator | MF - 144 | 91010456 | Functional | Others
43059 | Mahuibrahimpur Phc | Radiant Heat Warmer | Meditrin - Heat Warmer | NRHM/WMII/318 | Functional | Others
43060 | Mahuibrahimpur Phc | Spot Light ( Portable ) | Model Not Available | 3000138816 | Functional | Others
43061 | Jhalarapatan Chc | Hot Air Oven | Model not available | 3000206491 | Functional | Others
43062 | Karsouli Phc | Glucometer | SD Check Gold | MOIEO8AA2528 | Functional | Sd Bio Standard Diagnostic Pvt Ltd
43063 | Karsouli Phc | Weighing Machine | Victoria DX | 3000138835 | Functional | Others
43064 | Jhalarapatan Chc | Blood Cell Counter - 3 part | Horiba - ABX Micros ES 60 | 306ESOH05796 | Functional | Horiba India Pvt Ltd
43065 | Karirigajipur Phc | Centrifuge Machine ( 8 Tube) | Model Not Available | 3000138942 | Functional | Others
43066 | Karirigajipur Phc | Ice lined refrigerator | Model Not Available | 3000138943 | Functional | Haier Appliances India Pvt
43067 | Virondha Phc | Hemoglobin meter | Model Not Available | 3000259053 | Functional | Others
43068 | Virondha Phc | Blood Cell Counter - 3 part | Model not available | 3000259057 | Functional | Others
43069 | Garnawad Phc | Glucometer | Model not available | 6314756 | Functional | Others
43070 | Karirigajipur Phc | Hemoglobin meter | Model Not Available | 3000138946 | Functional | Others
43071 | Virondha Phc | Instrument Sterilizer | Model Not Available | 3000259064 | Functional | Others
43072 | Karirigajipur Phc | Glucometer | SD Check Gold | 88013390003 | Functional | Others
43073 | Virondha Phc | Syringe Infusion Pump | Model not available | 3000259065 | Functional | Others
43074 | Garnawad Phc | Colorimeter | MODEL NOT AVAILABLE | 3000206049 | Functional | Others
43075 | Garnawad Phc | Suction Machine | Model Not Available | 3000206051 | Functional | Others
43076 | Jhotoli Phc | Centrifuge Machine ( 8 Tube) | Model Not Available | 3000259041 | Functional | Others
43077 | Jhotoli Phc | Glucometer | Model not available | 103a02a42b0 | Functional | Others
43078 | City Dispensary Mandalgarh | Weighing Machine | MODEL NOT AVAILABLE | 3000125411 | Functional | Others
43079 | Lunsara Phc | Radiant Heat Warmer | Model Not Available | 2000036573 | Functional | Others
43080 | Lunsara Phc | Radiant Heat Warmer | Model Not Available | 2000036574 | Functional | Others
43081 | Lunsara Phc | Radiant Heat Warmer | Model Not Available | 2000036575 | Functional | Others
43082 | Lunsara Phc | Radiant Heat Warmer | Model Not Available | 2000036576 | Functional | Others
43083 | Lunsara Phc | Syringe Needle Destroyer | Model not available | 2000036577 | Functional | Others
43084 | Lunsara Phc | Syringe Needle Destroyer | Model not available | 2000036578 | Functional | Others
43085 | Lunsara Phc | Syringe Needle Destroyer | Model not available | 2000036580 | Functional | Others
43086 | Lunsara Phc | Syringe Needle Destroyer | Model not available | 2000036579 | Functional | Others
43087 | Lunsara Phc | Syringe Needle Destroyer | Model not available | 2000036581 | Functional | Others
43088 | Lunsara Phc | Syringe Needle Destroyer | Model not available | 2000036582 | Functional | Others
43089 | Lunsara Phc | Syringe Needle Destroyer | Model not available | 2000036583 | Functional | Others
43090 | Sahnali Phc | Incubator | MODEL NOT AVAILABLE | 3000053604 | Functional | Others
43091 | Kharchi Chc | Spot Light ( Portable ) | Model Not Available | 3000202296 | Functional | Others
43092 | Kharchi Chc | FOGGING MACHINE | MODEL NOT AVAILABLE | 3000202297 | Functional | Others
43093 | Gudhachurani Phc | Ice lined refrigerator | MF - 144 | 3000281381 | Functional | Others
43094 | Kharchi Chc | Freezes | MODEL NOT AVAILABLE | 3000202281 | Functional | Others
43095 | Gudhachurani Phc | Ice lined refrigerator | MK - 142 | 3000281382 | Functional | Others
43096 | Kharchi Chc | Centrifuge Machine ( 4 Tube ) | Model not available | 9047 | Functional | Others
43097 | Lalas Phc | Blood Bank Refrigerator | Model not available | 2000028057 | Functional | Others
43098 | Lalas Phc | Blood Bank Refrigerator | Model not available | 2000028058 | Functional | Others
43099 | Lalas Phc | Blood Bank Refrigerator | Model not available | 2000028059 | Functional | Others
43100 | Lalas Phc | Blood Bank Refrigerator | Model not available | 2000028060 | Functional | Others
43101 | Lalas Phc | Blood Bank Refrigerator | Model not available | 2000028061 | Functional | Others
43102 | Sahnali Phc | Baby Weighing Machine | Model Not Available | 3000053610 | Functional | Others
43103 | Lalas Phc | Syringe Needle Destroyer | Model not available | 2000028063 | Functional | Others
43104 | Lalas Phc | Syringe Needle Destroyer | Model not available | 2000028067 | Functional | Others
43105 | Lalas Phc | Syringe Needle Destroyer | Model not available | 2000028068 | Functional | Others
43106 | Suratgarh Chc | O.T. Light Single Dome | MODEL NOT AVAILABLE | 3000041737 | Functional | Others
43107 | Mayaja Phc Bundi | FOOT OPERATED SUCTION MACHINE | SU-101 | 10775 | Functional | Niscomed Electro Medical Devices
43108 | Phalodi Chc | Freezes | MODEL NOT AVAILABLE | 3000120105 | Functional | Others
43109 | Goverdhan Vilas Devali Phc | Ice lined refrigerator | Model Not Available | 2003152128 | Functional | Vestfrost Solutions
43110 | Sewri Phc | SPHYGMOMANOMETER(BP APPRATUS) | MODEL NOT AVAILABLE | 197 | Functional | Others
43111 | Goverdhan Vilas Devali Phc | Blood Bank Refrigerator | Model not available | 91307954 | Functional | Others
43112 | Mayaja Phc Bundi | Labour Table | Model Not Available | 3000046164 | Functional | Others
43113 | Badanaya Gaon Phc | Syringe Needle Destroyer | Nulife - Dots | 3000046531 | Functional | Others
43114 | Kusalpura Chc | Freezes | VKE204 | 3000214251 | Functional | Others
43115 | City Dispensary Pratapnagar | SPHYGMOMANOMETER(BP APPRATUS) | MODEL NOT AVAILABLE | 3000044659 | Functional | Others
43116 | Suratgarh Chc | Suction Machine | Model Not Available | 3000041725 | Functional | Others
43117 | Suratgarh Chc | Suction Machine | Model Not Available | 3000041728 | Functional | Others
43118 | Suratgarh Chc | Suction Machine | Model Not Available | 3000041731 | Functional | Others
43119 | Suratgarh Chc | Suction Machine | Model Not Available | 3000041734 | Functional | Others
43120 | Satellite Chb Jodhpur | Ice lined refrigerator | Model Not Available | 3000049172 | Functional | Others
43121 | Sewri Phc | Weighing Machine | MODEL NOT AVAILABLE | 3000119699 | Functional | Others
43122 | Suratgarh Chc | Blood Bank Refrigerator | Model not available | 3000041732 | Functional | Others
43123 | Suratgarh Chc | Blood Bank Refrigerator | Model not available | 3000041749 | Functional | Others
43124 | Suratgarh Chc | Blood Bank Refrigerator | Model not available | 3000041750 | Functional | Others
43125 | Suratgarh Chc | Blood Bank Refrigerator | Model not available | 30000041762 | Functional | Others
43126 | Suratgarh Chc | Blood Bank Refrigerator | Model not available | 3000041769 | Functional | Others
43127 | Bala Phc | Freezes | Kelvinator KGE 193 | 3909/126133/6939199 | Functional | Videocon Industries Ltd
43128 | Dokan Phc | Centrifuge Machine ( 8 Tube) | REMI - R 8C | HGLC-9305 | Functional | Remi Electrotechnik Ltd
43129 | Surnana Phc | Syringe Needle Destroyer | Model not available | 3000042229 | Functional | Others
43130 | Surnana Phc | Syringe Needle Destroyer | Model not available | 3000042236 | Functional | Others
43131 | Mayaja Phc Bundi | Spot Light ( Portable ) | Model Not Available | 3000046166 | Functional | Others
43132 | Kishangarhbas Chc | Incubator | PLT 136 Series | 3000281152 | Functional | Tanco -P L Tondon Company
43133 | Bawadi Chc | Baby Weighing Machine | Model Not Available | 3000054015 | Non Functional Not Repairable | Others
43134 | District Hospital Baran Dh | SPHYGMOMANOMETER(BP APPRATUS) | MODEL NOT AVAILABLE | 3000129935 | Functional | Others
43135 | Bhorda Phc | Sahlis HB Meter | Model not available | 3000119154 | Functional | Others
43136 | Mahendragarh Phc | Blood Bank Refrigerator | Model not available | 24617544 | Functional | Others
43137 | Bhorda Phc | Centrifuge Machine ( 6 Tube ) | Model Not Available | 3000119155 | Functional | Others
43138 | Modunagar Phc | Fetal Doppler | MODEL NOT AVAILABLE | 3000043417 | Functional | Others
43139 | Modunagar Phc | Fetal Doppler | MODEL NOT AVAILABLE | 3000043418 | Functional | Others
43140 | Modunagar Phc | Fetal Doppler | MODEL NOT AVAILABLE | 3000043420 | Functional | Others
43141 | Mahendragarh Phc | Syringe Needle Destroyer | Nulife - Dots | 25333 | Functional | Others
43142 | Aamli Garh Phc | Ice lined refrigerator | HBC-70 | 3000262372 | Functional | Others
43143 | Hodu Phc | Syringe Needle Destroyer | Model not available | 29774 | Functional | Others
43144 | Hodu Phc | Syringe Needle Destroyer | Model not available | 3000134677 | Functional | Others
43145 | Sagatra Phc | SPHYGMOMANOMETER(BP APPRATUS) | MODEL NOT AVAILABLE | 3000198248 | Functional | Others
43146 | Sagatra Phc | SPHYGMOMANOMETER(BP APPRATUS) | MODEL NOT AVAILABLE | 3000198249 | Functional | Others
43147 | Nadol Chc | Ice lined refrigerator | MK - 142 | 44713388 | Functional | Others
43148 | Devla Phc | SPHYGMOMANOMETER(BP APPRATUS) | MODEL NOT AVAILABLE | 3000205644 | Functional | Omron Health Care
43149 | District Hospital Baran Dh | Bone Drill System | Model Not Available | 3000129937 | Functional | Others
43150 | Sagatra Phc | Radiant Heat Warmer | Model Not Available | 3000198245 | Functional | Meditrin Instruments
43151 | Devla Phc | Freezes | MODEL NOT AVAILABLE | 3000205645 | Functional | Others
43152 | Bagwara Phc | Ice lined refrigerator | MK-144 | 91202994 | Functional | Others
43153 | Sagatra Phc | Fetal Doppler | MODEL NOT AVAILABLE | 2012FQ376 | Functional | Others
43154 | Satellite Hospital Mandor, Jodhpur | Suction Machine | Model Not Available | 3000047667 | Functional | Others
43155 | Bagwara Phc | Instrument Sterilizer | Model Not Available | 56322009 | Functional | Others
43156 | Nadol Chc | Ice lined refrigerator | Model Not Available | 3000197529 | Functional | Others
43157 | Sagatra Phc | Baby Weighing Machine | Model Not Available | 3000198247 | Functional | Cmho Supply
43158 | Chandpur Phc | Hemoglobin meter | HB 301 | 30000280403 | Functional | Hemocue India
43159 | Nadol Chc | Centrifuge Machine ( 8 Tube) | Model Not Available | 3000197501 | Functional | Others
43160 | Mahuibrahimpur Phc | Ice lined refrigerator | Model Not Available | 3000138822 | Functional | Others
43161 | Viparpur Phc | Centrifuge Machine ( 8 Tube) | Model Not Available | 3000259069 | Functional | Remi Electrotechnik Ltd
43162 | Viparpur Phc | Glucometer | Model not available | 3000259072 | Functional | Others
43163 | Mahuibrahimpur Phc | Neubaurs Chamber | Model not available | 3000138810 | Functional | Others
43164 | Viparpur Phc | Glucometer | Model not available | 103A025FD5 | Functional | Others
43165 | Jhalarapatan Chc | Freezes | MODEL NOT AVAILABLE | R5654PAD30407200 | Functional | Others
43166 | Jhalarapatan Chc | Centrifuge Machine ( 8 Tube) | REMI - R4C | BDLC4749 | Functional | Remi Electrotechnik Ltd
43167 | Karsouli Phc | ESR Stand | Model not available | 3000138823 | Functional | Others
43168 | Jhalarapatan Chc | ECG Machine (Single Channel) | Medicaid - Cardio Fax | C613425 | Functional | Medicaid Systems
43169 | Garnawad Phc | Binocular Microscope | AMT 5A | 3000206045 | Functional | Rohilla Industries Jaipur
43170 | Karirigajipur Phc | Spot Light ( Portable ) | Model Not Available | 3000138927 | Non Functional Not Repairable | Others
43171 | Karirigajipur Phc | Spot Light ( Portable ) | Model Not Available | 3000138928 | Non Functional Not Repairable | Others
43172 | Virondha Phc | Hemoglobin meter | Model Not Available | 3000259055 | Functional | Others
43173 | Virondha Phc | Hemoglobin meter | Model Not Available | 3000259056 | Functional | Others
43174 | Virondha Phc | Hemoglobin meter | Model Not Available | 3000259058 | Functional | Others
43175 | Virondha Phc | Hemoglobin meter | Model Not Available | 3000259054 | Functional | Others
43176 | Karirigajipur Phc | SPHYGMOMANOMETER(BP APPRATUS) | MODEL NOT AVAILABLE | 98133422 | Functional | Others
43177 | Garnawad Phc | Ice lined refrigerator | MF - 144 | 14420013806627 | Functional | Others
43178 | Garnawad Phc | Ice lined refrigerator | MK - 142 | 25000434 | Functional | Others
43179 | Nadauti Chc | Monocular Microscope | Model not available | 3000138978 | Functional | Others
43180 | Nadauti Chc | Monocular Microscope | Model not available | 3000138982 | Functional | Others
43181 | Panchgaon Phc | Centrifuge Machine ( 8 Tube) | Model Not Available | 3000259002 | Functional | Others
43182 | Kosithal Chc Bhilwara | Freezes | MODEL NOT AVAILABLE | 3000262099 | Functional | Others
43183 | Panchgaon Phc | Hemoglobin meter | Model Not Available | 3000259005 | Functional | Others
43184 | Panchgaon Phc | Glucometer | Model not available | 103a0259bf1 | Functional | Others
43185 | Nadauti Chc | 300mA X-Ray Machine | Model not available | 10430434 | Functional | Others
43186 | Kakku Phc | SPHYGMOMANOMETER(BP APPRATUS) | MODEL NOT AVAILABLE | 2000030944 | Functional | 3m India Limited
43187 | Kharchi Chc | Suction Machine | Model Not Available | 33 | Functional | Others
43188 | Kakku Phc | Ice lined refrigerator | Model Not Available | 2000030947 | Functional | 3m India Limited
43189 | Kharchi Chc | Glucometer | SD Check Gold | MOIE08AA2745 | Functional | Others
43190 | Tijara Chc | Centrifuge Machine ( 8 Tube) | REMI - C 854/8 | 3000281496 | Functional | Cmho Supply
43191 | Kakku Phc | Baby Weighing Machine | Model Not Available | 2000030948 | Functional | Anand Medicaids Pvt Ltd
43192 | Kharchi Chc | Freezes | MODEL NOT AVAILABLE | 3k11549 | Functional | Others
43193 | Phephana Chc | Centrifuge Machine ( 8 Tube) | Model Not Available | 3000043444 | Functional | Others
43194 | Kharchi Chc | Hemoglobin meter | HB 301 | 1342813043 | Functional | Others
43195 | Tijara Chc | Freezes | MODEL NOT AVAILABLE | 3000281497 | Functional | Others
43196 | Phephana Chc | Blood Bank Refrigerator | Model not available | 3000043447 | Functional | Others
43197 | Ashawari Phc | Baby Weighing Machine | Model Not Available | 2000036919 | Functional | Others
43198 | Ashawari Phc | Baby Weighing Machine | Model Not Available | 2000036920 | Functional | Others
43199 | Ashawari Phc | Baby Weighing Machine | Model Not Available | 2000036921 | Functional | Others
43200 | Ashawari Phc | Baby Weighing Machine | Model Not Available | 2000036927 | Functional | Others
43201 | Ashawari Phc | Baby Weighing Machine | Model Not Available | 2000036928 | Functional | Others
43202 | Indergarh Chc | Binocular Microscope | Model Not Available | 3000041906 | Functional | 3m India Limited
43203 | Ashawari Phc | Glucometer | Model not available | 2000036929 | Functional | Others
43204 | Ashawari Phc | Glucometer | Model not available | 2000036930 | Functional | Others
43205 | Ashawari Phc | Glucometer | Model not available | 2000030926 | Functional | Others
43206 | Tijara Chc | 100mA X-Ray Machine | Model not available | 3000281471 | Functional | Others
43207 | Tijara Chc | Oxygen Concentrator | BPL - OG 4203 | 3000281494 | Functional | Others
43208 | Indergarh Chc | Freezes | MODEL NOT AVAILABLE | 300041911 | Functional | Anand Medicaids Pvt Ltd
43209 | Indergarh Chc | Sahlis HB Meter | Model not available | 3000041912 | Functional | Anand Medicaids Pvt Ltd
43210 | Sardarsamand Phc | SPHYGMOMANOMETER(BP APPRATUS) | MODEL NOT AVAILABLE | 98132639 | Functional | Others
43211 | Indergarh Chc | Glucometer | Model not available | 3000041913 | Functional | Anand Medicaids Pvt Ltd
43212 | Gong Phc | Syringe Needle Destroyer | Model not available | 3000197127 | Functional | Others
43213 | Gong Phc | Baby Weighing Machine | Crown | 3000197128 | Functional | Others
43214 | Gong Phc | Baby Weighing Machine | Crown | 3000197129 | Functional | Others
43215 | Badanaya Gaon Phc | Suction Machine | Model Not Available | 3000046535 | Functional | Others
43216 | Sindhari Chc | Semi Automated Chemistry Analyzer | CPC - STAT FAX 3300 | 3000122091 | Functional | Others
43217 | Mayaja Phc Bundi | Ice lined refrigerator | HBC-70 | 3000046167 | Functional | Haier Appliances India Pvt
43218 | Dokan Phc | Pulse Oxymeter | Model Not Available | EL1308102115-08013 | Functional | Others
43219 | Sindhari Chc | Binocular Microscope | Model Not Available | 320008 | Functional | Others
43220 | Bala Phc | SPHYGMOMANOMETER(BP APPRATUS) | MODEL NOT AVAILABLE | 3000054117 | Functional | Others
43221 | Badanaya Gaon Phc | Labour Table | Model Not Available | 3000046537 | Functional | Others
43222 | Kusalpura Chc | Centrifuge Machine ( 8 Tube) | Model Not Available | 3000214250 | Functional | Others
43223 | Baaru Chc | Ice lined refrigerator | HBC-70 | 29770007 | Functional | Others
43224 | Kusalpura Chc | Baby Weighing Machine | Model Not Available | 30722714 | Functional | Others
43225 | Lakhasar Phc | Labour Table | Model Not Available | 3000042191 | Functional | Others
43226 | Lakhasar Phc | Labour Table | Model Not Available | 3000042192 | Functional | Others
43227 | Surewala Phc | Radiant Heat Warmer | Model Not Available | 2000037781 | Functional | Others
43228 | Joradar Phc Jalore | SPHYGMOMANOMETER(BP APPRATUS) | MODEL NOT AVAILABLE | 3000197122 | Functional | Others
43229 | Baaru Chc | Pulse Oxymeter | Model Not Available | 3000120283 | Functional | Cmho Supply
43230 | Sayara Phc | FOOT OPERATED SUCTION MACHINE | MODEL NOT AVAILABLE | 3000198081 | Functional | Others
43231 | Surewala Phc | Centrifuge Machine ( 6 Tube ) | Model Not Available | 2000037789 | Functional | Others
43232 | Ghana Phc | Binocular Microscope | Labomed - Vision 2000 | 3000119188 | Functional | Others
43233 | Ghana Phc | Baby Weighing Machine | Crown | 3000119189 | Functional | Others
43234 | City Dispensary Jagdish Chowk | Centrifuge Machine ( 8 Tube) | Model Not Available | 3000040110 | Functional | Others
43235 | Phalodi Chc | Binocular Microscope | Labomed - Vision 2000 | 3000120186 | Functional | Others
43236 | Dispensary Jhotwara City | Syringe Needle Destroyer | Model not available | 2000024101 | Functional | Others
43237 | Asara Phc | Blood Bank Refrigerator | Model not available | 3000134404 | Functional | Others
43238 | Sagatra Phc | Glucometer | Model not available | M20N0002021 | Functional | Others
43239 | Dhidhora Phc Karauli | Hemoglobin meter | Model Not Available | 3000138859 | Functional | Others
43240 | Angai Phc | Blood Cell Counter - 3 part | Model not available | 3000242277 | Functional | Others
43241 | Keshwana Phc | Sahlis HB Meter | Model not available | 3000119494 | Functional | Others
43242 | Dhidhora Phc Karauli | SPHYGMOMANOMETER(BP APPRATUS) | MODEL NOT AVAILABLE | 98134317 | Functional | Others
43243 | Aagucha Phc | FOOT OPERATED SUCTION MACHINE | MODEL NOT AVAILABLE | 3000126093 | Functional | Others
43244 | Adinda Phc Udaipur | SPHYGMOMANOMETER(BP APPRATUS) | MODEL NOT AVAILABLE | 3000204223 | Functional | Others
43245 | Jangloo Phc | Binocular Microscope | Model Not Available | 2000030978 | Functional | Others
43246 | Jangloo Phc | Binocular Microscope | Model Not Available | 2000030984 | Functional | Others
43247 | Pathena Phc | Binocular Microscope | Model Not Available | 3000242306 | Functional | Others
43248 | Gandhav Khurd Phc | Suction Machine | Model Not Available | 3000134745 | Functional | Others
43249 | Deesnaoun Phc | FOOT OPERATED SUCTION MACHINE | MODEL NOT AVAILABLE | 2000037556 | Functional | Others
43250 | Maalwara Phc | Baby Weighing Machine | Crown | 3000119810 | Functional | Others
43251 | Gandhav Khurd Phc | Blood Bank Refrigerator | Model not available | 3000134747 | Functional | Others
43252 | Maalwara Phc | SPHYGMOMANOMETER(BP APPRATUS) | MODEL NOT AVAILABLE | 3000119809 | Functional | Others
43253 | Makkasar Phc | Syringe Needle Destroyer | Model not available | 3000044138 | Functional | Others
43254 | Makkasar Phc | Syringe Needle Destroyer | Model not available | 3000044148 | Functional | Others
43255 | Padrada Phc | Freezes | MODEL NOT AVAILABLE | 110931899 | Functional | Others
43256 | V Bsf Dispensary Jaisalmer | Freezes | MODEL NOT AVAILABLE | 3000056964 | Functional | Videocon Industries Ltd
43257 | Hurda Phc | Freezes | MODEL NOT AVAILABLE | 3000126084 | Functional | Others
43258 | Hurda Phc | Ice lined refrigerator | Model Not Available | 3000126084 | Functional | Others
43259 | Maalwara Phc | Labour Table | Model Not Available | 3000119812 | Functional | Others
43260 | Makkasar Phc | Radiant Heat Warmer | Model Not Available | 3000044141 | Functional | Others
43261 | Somasar Phc | Radiant Heat Warmer | Model Not Available | 3000046031 | Functional | Others
43262 | Somasar Phc | Radiant Heat Warmer | Model Not Available | 3000046032 | Functional | Others
43263 | Satellite Hospital Mandor, Jodhpur | Fetal Monitor | MODEL NOT AVAILABLE | 3000047672 | Functional | Cmho Supply
43264 | Alsigarh Phc Udaipur | Syringe Needle Destroyer | Model not available | 3000204408 | Functional | Others
43265 | Dispensary Sardar Patel City | Syringe Needle Destroyer | Model not available | 2000024143 | Functional | Others
43266 | Baaru Chc | Syringe Needle Destroyer | Model not available | NBSD0715526 | Functional | Others
43267 | Mandhan Chc | Blood Gas Analyzer (ABG Machine) | Cobas b 121 | 3000284232 | Functional | Roche Digital Pvt Ltd
43268 | Dispensary Sardar Patel City | Syringe Needle Destroyer | Model not available | NBSD0724868 | Functional | Others
43269 | Dhelana Chc | Weighing Machine | MODEL NOT AVAILABLE | 3000205459 | Functional | Others
43270 | Bamnera Phc | Ice lined refrigerator | HBD-116 | BE04GUE2600BLA7U0198 | Functional | Others
43271 | Bamnera Phc | Radiant Heat Warmer | Meditrin - Heat Warmer | NRHM/WM/11/253 | Functional | Others
43272 | Bambora Phc | Freezes | MODEL NOT AVAILABLE | 3000204232 | Functional | Others
43273 | Deikhera Chc | Binocular Microscope | Model Not Available | 3000046392 | Functional | Others
43274 | Badanaya Gaon Phc | Freezes | MODEL NOT AVAILABLE | 3000046528 | Functional | Videocon Industries Ltd
43275 | Toparia Phc | Syringe Needle Destroyer | Model not available | 3000043490 | Functional | Others
43276 | Deikhera Chc | Incubator | MODEL NOT AVAILABLE | 3000046383 | Functional | Lafco India Scientific Industries
43277 | Pachpadara Chc | Baby Weighing Machine | Model Not Available | 3000122431 | Functional | Others
43278 | Pachpadara Chc | Baby Weighing Machine | Model Not Available | 3000122430 | Functional | Others
43279 | Toparia Phc | Radiant Heat Warmer | Model Not Available | 3000043491 | Functional | Others
43280 | Mayaja Phc Bundi | Baby Weighing Machine | Crown | 3000046159 | Functional | Others
43281 | Jhiwana Phc | Radiant Heat Warmer | Zeal - RHW 2101A | 3000119632 | Functional | Others
43282 | Dispensary Jhotwara City | SPHYGMOMANOMETER(BP APPRATUS) | MODEL NOT AVAILABLE | 6215711-09 | Functional | Others
43283 | City Dispensary Pratapnagar | Freezes | MODEL NOT AVAILABLE | 3000044649 | Functional | Others
43284 | City Dispensary Pratapnagar | Freezes | MODEL NOT AVAILABLE | 3000044658 | Functional | Others
43285 | Mayaja Phc Bundi | Instrument Sterilizer | Model Not Available | 3000046160 | Functional | Others
43286 | Toparia Phc | Blood Bank Refrigerator | Model not available | 3000043502 | Functional | Others
43287 | Dispensary Jhotwara City | Instrument Sterilizer | Model Not Available | 3000024091 | Functional | Others
43288 | Dispensary Jhotwara City | SPHYGMOMANOMETER(BP APPRATUS) | MODEL NOT AVAILABLE | 6215311-09 | Functional | Others
43289 | Pachpadara Chc | Phototherepy Unit | MODEL NOT AVAILABLE | 5006 | Functional | Others
43290 | Kilchu Phc | SPHYGMOMANOMETER(BP APPRATUS) | MODEL NOT AVAILABLE | 2000030829 | Functional | Others
43291 | Kilchu Phc | SPHYGMOMANOMETER(BP APPRATUS) | MODEL NOT AVAILABLE | 2000030830 | Functional | Others
43292 | Indergarh Chc | 100mA X-Ray Machine | Model not available | 3000041914 | Functional | Ambica Surgicare
43293 | Tijara Chc | Dental X-ray unit | Model Not Available | 3000281474 | Functional | Others
43294 | Indergarh Chc | ECG Machine (Single Channel) | Model Not Available | 3000041915 | Functional | Anand Medicaids Pvt Ltd
43295 | Sardarsamand Phc | SPHYGMOMANOMETER(BP APPRATUS) | MODEL NOT AVAILABLE | 98132655 | Functional | Others
43296 | Kundla Phc | Ice lined refrigerator | HBC-70 | BEO7F4E0N00B2A9 | Functional | Others
43297 | Kundla Phc | Ice lined refrigerator | HBD-116 | BEO4G4E2600B2A7S0072 | Functional | Others
43298 | Kundla Phc | Fetal Doppler | MODEL NOT AVAILABLE | 3000206777 | Functional | Others
43299 | Dag Chc | Semi Automated Chemistry Analyzer | CPC - STAT FAX 3300 | 3300-670 | Functional | Others
43300 | Dag Chc | Centrifuge Machine ( 8 Tube) | REMI - R4C | DPLC4132 | Functional | Others
43301 | Dag Chc | Hot Air Oven | Model not available | 3000206698 | Functional | Others
43302 | Dag Chc | Incubator | MODEL NOT AVAILABLE | 3000206699 | Functional | Others
43303 | Tena Phc | Binocular Microscope | Model Not Available | 3762 | Functional | Others
43304 | Dag Chc | Binocular Microscope | Model Not Available | 3000206700 | Functional | Others
43305 | Roopawas Phc | Instrument Sterilizer | Model Not Available | 3000214862 | Functional | Others
43306 | Roopawas Phc | Instrument Sterilizer | Model Not Available | 3000214869 | Functional | Others
43307 | Roopawas Phc | Autoclave | Model not available | 3000214863 | Functional | Others
43308 | Sarolaklan Chc | Binocular Microscope | AMT 5A | 3000206370 | Functional | Others
43309 | Sarolaklan Chc | Freezes | MODEL NOT AVAILABLE | 3000206366 | Functional | Others
43310 | Patan Chc | Blood Cell Counter - 5 part | Horiba - Pentra 120 | 30ES0M05811 | Functional | Others
43311 | Patan Chc | Semi Automated Chemistry Analyzer | Model not Available | 3300-6606 | Functional | Others
43312 | Jamba Phc | Baby Weighing Machine | Model Not Available | 3000120224 | Functional | Others
43313 | Patan Chc | Glucometer | Model not available | RMDB020756 | Functional | Others
43314 | Jamba Phc | Suction Machine | Model Not Available | 3000120225 | Functional | Atlas Surgical Company
43315 | Pidawa Chc | Binocular Microscope | Model Not Available | 3000206624 | Functional | Others
43316 | Patan Chc | Hemoglobin meter | HB 301 | 1344813001 | Functional | Hemocue India
43317 | Jamba Phc | Weighing Machine | MODEL NOT AVAILABLE | 3000120226 | Functional | Others
43318 | Marena Phc | Glucometer | Model not available | 3000259106 | Non Functional Not Repairable | Others
43319 | Jhareda Phc | SPHYGMOMANOMETER(BP APPRATUS) | MODEL NOT AVAILABLE | 3000138895 | Functional | Others
43320 | Marena Phc | Instrument Sterilizer | Model Not Available | 3000259109 | Functional | Others
43321 | Marena Phc | Autoclave | Model not available | 3000259112 | Functional | Others
43322 | Marena Phc | Autoclave | Model not available | 3000259113 | Functional | Others
43323 | Pachpahar Phc | FOOT OPERATED SUCTION MACHINE | SU-101 | 3000206068 | Functional | Others
43324 | Mahuibrahimpur Phc | Centrifuge Machine ( 6 Tube ) | Model Not Available | 3000138808 | Functional | Others
43325 | Pachpahar Phc | Ice lined refrigerator | MK - 142 | 25116361 | Functional | Others
43326 | Mahuibrahimpur Phc | Ice lined refrigerator | Model Not Available | 3000138820 | Functional | Haier Appliances India Pvt
43327 | Mahuibrahimpur Phc | Ice lined refrigerator | Model Not Available | 3000138821 | Functional | Haier Appliances India Pvt
43328 | Aama Phc | Blood Bank Refrigerator | Model not available | 20013900980 | Functional | Others
43329 | Viparpur Phc | Syringe Needle Destroyer | Model not available | 3000259082 | Functional | Others
43330 | Viparpur Phc | Syringe Needle Destroyer | Model not available | 3000259083 | Functional | Others
43331 | Viparpur Phc | Syringe Needle Destroyer | Model not available | 3000259084 | Functional | Others
43332 | Viparpur Phc | Syringe Needle Destroyer | Model not available | 3000259085 | Functional | Others
43333 | Karsouli Phc | Centrifuge Machine ( 6 Tube ) | Model Not Available | 3000138825 | Functional | Others
43334 | Jhalarapatan Chc | Binocular Microscope | Labomed - Vision 2000 | 983320 | Functional | Others
43335 | City Dispensary Jagdish Chowk | Hemoglobin meter | Model Not Available | 3000040111 | Functional | Others
43336 | Karsouli Phc | Binocular Microscope | AMT 5A | 3000138832 | Functional | Rohilla Industries Jaipur
43337 | Karsouli Phc | Binocular Microscope | AMT 5A | 3000138831 | Functional | Rohilla Industries Jaipur
43338 | Virondha Phc | Binocular Microscope | Model Not Available | 3000259050 | Functional | Others
43339 | City Dispensary Jagdish Chowk | Syringe Needle Destroyer | Model not available | 3000040113 | Functional | Mico
43340 | Mayaja Phc Bundi | Weighing Machine | Victoria DX | 3000046173 | Functional | Others
43341 | Suratgarh Chc | Centrifuge Machine ( 4 Tube ) | Model not available | 3000041754 | Functional | Others
43342 | Suratgarh Chc | Centrifuge Machine ( 4 Tube ) | Model not available | 3000041756 | Functional | Others
43343 | Suratgarh Chc | Centrifuge Machine ( 4 Tube ) | Model not available | 3000041775 | Functional | Others
43344 | Padrada Phc | Semi Automated Chemistry Analyzer | CPC - STAT FAX 3300 | 3300-7578 | Functional | Awarness Technologies
43345 | Maalwara Phc | Binocular Microscope | Labomed - Vision 2000 | 3000119813 | Functional | Others
43346 | Payalakalan Phc | Freezes | MODEL NOT AVAILABLE | 3000134709 | Functional | Others
43347 | Badhnu Phc | Blood Bank Refrigerator | Model not available | 3000042302 | Functional | Others
43348 | Badhnu Phc | Blood Bank Refrigerator | Model not available | 3000042313 | Functional | Others
43349 | Makkasar Phc | Suction Machine | Model Not Available | 3000044147 | Functional | Others
43350 | Satellite Hospital Mandor, Jodhpur | Fetal Monitor | MODEL NOT AVAILABLE | 3000047669 | Functional | Cmho Supply
43351 | V Bsf Dispensary Jaisalmer | SPHYGMOMANOMETER(BP APPRATUS) | MODEL NOT AVAILABLE | 3000056966 | Functional | Others
43352 | Mahuaa Phc | Freezes | MODEL NOT AVAILABLE | 3000262009 | Functional | Others
43353 | Somasar Phc | Blood Bank Refrigerator | Model not available | 3000046038 | Functional | Others
43354 | Somasar Phc | Blood Bank Refrigerator | Model not available | 3000046039 | Functional | Others
43355 | Somasar Phc | Blood Bank Refrigerator | Model not available | 3000046040 | Functional | Others
43356 | Somasar Phc | Blood Bank Refrigerator | Model not available | 3000046042 | Functional | Others
43357 | Mahuaa Phc | Autoclave | Model not available | 3000262020 | Functional | Others
43358 | Padrada Phc | SPHYGMOMANOMETER(BP APPRATUS) | MODEL NOT AVAILABLE | 14K7878 | Functional | Medicaid Systems
43359 | V Bsf Dispensary Jaisalmer | Oxygen Concentrator | BPL - OG 4203 | 3000056968 | Functional | Bpl Medical Technologies
43360 | Tasimo Phc | Monocular Microscope | Model not available | 3000242083 | Functional | Others
43361 | Tidi Phc | Radiant Heat Warmer | Zeal - RHW 2101A | 3000204126 | Functional | Zeal Medical Pvt Ltd
43362 | Shivkar Phc | Instrument Sterilizer | Model Not Available | 3000117644 | Functional | Others
43363 | Padrada Phc | Radiant Heat Warmer | Meditrin - Heat Warmer | NRHM/WM11/128 | Functional | Meditrin Instruments
43364 | Somasar Phc | Baby Weighing Machine | Model Not Available | 3000046035 | Functional | Others
43365 | Somasar Phc | Baby Weighing Machine | Model Not Available | 3000046050 | Functional | Others
43366 | Tidi Phc | Radiant Heat Warmer | Model Not Available | 3000204127 | Non Functional Not Repairable | Zeal Medical Pvt Ltd
43367 | Padrada Phc | Baby Weighing Machine | Model Not Available | 3000198069 | Functional | Others
43368 | Shivkar Phc | Blood Bank Refrigerator | Model not available | 3000117645 | Functional | Others
43369 | Punasa Phc | Freezes | MODEL NOT AVAILABLE | 3000119763 | Functional | Others
43370 | Bareh Phc | Glucometer | Model not available | 103a0259d45 | Functional | Others
43371 | Narolidang Phc | Ice lined refrigerator | HBC-70 | 2A800094 | Functional | Haier Appliances India Pvt
43372 | Haroti Chc | 100mA X-Ray Machine | Model not available | 3000137133 | Non Functional Not Repairable | Cmho Supply
43373 | Haroti Chc | Hemoglobin meter | Model Not Available | 3000137123 | Non Functional Not Repairable | Others
43374 | Haroti Chc | Hemoglobin meter | Model Not Available | 3000137124 | Non Functional Not Repairable | Others
43375 | Pachpahar Phc | Instrument Sterilizer | Model Not Available | 3000206059 | Functional | Others
43376 | Marena Phc | Autoclave | Model not available | 3000259110 | Functional | Others
43377 | Marena Phc | Autoclave | Model not available | 3000259111 | Functional | Others
43378 | Pachpahar Phc | Freezes | MODEL NOT AVAILABLE | 3000206061 | Functional | Videocon Industries Ltd
43379 | Mahuibrahimpur Phc | Glucometer | SD Check Gold | MOIEO8A42524 | Functional | Sd Bio Standard Diagnostic Pvt Ltd
43380 | Pachpadara Chc | Suction Machine | Model Not Available | 30001221428 | Functional | Others
43381 | Pachpadara Chc | Suction Machine | Model Not Available | 3000122427 | Functional | Others
43382 | Dispensary Jhotwara City | Binocular Microscope | Model Not Available | 2000024099 | Functional | Others
43383 | Toparia Phc | Ice lined refrigerator | Model Not Available | 3000043504 | Functional | Others
43384 | Dispensary Jhotwara City | Glucometer | Model not available | m03d18aa7252 | Functional | Others
43385 | Goverdhan Vilas Devali Phc | Instrument Sterilizer | Model Not Available | 3000204276 | Functional | Others
43386 | Dispensary Jhotwara City | Weighing Machine | MODEL NOT AVAILABLE | 2000024095 | Functional | Others
43387 | Badanaya Gaon Phc | Monocular Microscope | Model not available | 3000046532 | Functional | Others
43388 | Sewri Phc | Blood Bank Refrigerator | Model not available | 3000119700 | Functional | Others
43389 | Mayaja Phc Bundi | Baby Weighing Machine | SUVARANA | 3000046165 | Functional | Others
43390 | Sewri Phc | Ice lined refrigerator | HBC-70 | 3000119701 | Functional | Others
43391 | Machla Magara Urban Phc | Centrifuge Machine ( 8 Tube) | Model Not Available | 3000040098 | Functional | Others
43392 | Mahuibrahimpur Phc | SPHYGMOMANOMETER(BP APPRATUS) | MODEL NOT AVAILABLE | 3000138817 | Functional | Others
43393 | Mahuibrahimpur Phc | Binocular Microscope | AMT 5A | 3000138802 | Non Functional Not Repairable | Others
43394 | Mahuibrahimpur Phc | Binocular Microscope | AMT 5A | 3000138803 | Non Functional Not Repairable | Others
43395 | Kusalpura Chc | Incubator | Elite - Incubator | 3000214255 | Functional | Others
43396 | Pidawa Chc | Semi Automated Chemistry Analyzer | Model not Available | 196350 | Functional | Others
43397 | Pidawa Chc | Centrifuge Machine ( 4 Tube ) | Model not available | DDLC1913 | Functional | Others
43398 | Pidawa Chc | Freezes | MODEL NOT AVAILABLE | 3000206630 | Functional | Others
43399 | Khejdla Phc | Blood Bank Refrigerator | Model not available | 3000047367 | Functional | Others
43400 | Roopawas Phc | Instrument Sterilizer | Model Not Available | RH0101229 | Functional | Others
43401 | Panchalakhurd Phc | Syringe Needle Destroyer | Model not available | 3000049495 | Functional | Others
43402 | Akalera Chc | Labour Table | Model Not Available | 3000206273 | Functional | Others
43403 | Panchalakhurd Phc | Ice lined refrigerator | MK-144 | 20032300299 | Functional | Others
43404 | Khara Phc | Syringe Needle Destroyer | Microsil - ND350 | 3000120046 | Functional | Others
43405 | Akalera Chc | FOOT OPERATED SUCTION MACHINE | MODEL NOT AVAILABLE | 3000206274 | Functional | Others
43406 | Akalera Chc | Phototherepy Unit | Meditrin - Digital Bilitimer Phototherapy | 3000206278 | Functional | Others
43407 | Panchalakhurd Phc | Syringe Needle Destroyer | Microsil - ND350 | 2000034993 | Functional | Others
43408 | Akalera Chc | Labour Table | Model Not Available | 3000206286 | Functional | Others
43409 | Jojawarnagar Phc | Ice lined refrigerator | HBC-70 | 2000029156 | Functional | Haier Appliances India Pvt
43410 | Khara Phc | Ice lined refrigerator | HBC-70 | 3000120048 | Functional | Haier Appliances India Pvt
43411 | Panchalakhurd Phc | Monocular Microscope | Model not available | 50066 | Functional | Others
43412 | Khara Phc | Blood Bank Refrigerator | Model not available | 3000120047 | Functional | Others
43413 | Panchalakhurd Phc | SPHYGMOMANOMETER(BP APPRATUS) | MODEL NOT AVAILABLE | 3000054054 | Functional | Others
43414 | Panchalakhurd Phc | Centrifuge Machine ( 4 Tube ) | Model not available | E1LC3272 | Functional | Others
43415 | Jojawarnagar Phc | Radiant Heat Warmer | Zeal - RHW 2101A | 2000029153 | Functional | Zeal Medical Pvt Ltd
43416 | Rajola Kalan Phc | Centrifuge Machine ( 8 Tube) | Model Not Available | 3000214884 | Functional | Others
43417 | Panchalakhurd Phc | Syringe Needle Destroyer | Model not available | 3000049496 | Functional | Others
43418 | Rajola Kalan Phc | Glucometer | Model not available | 423111313000052A | Functional | Others
43419 | Raipur Chc | Blood Cell Counter - 3 part | Horiba - ABX Micros ES 60 | 306ESOHo5787 | Functional | Others
43420 | Jojawarnagar Phc | Freezes | MODEL NOT AVAILABLE | 2000029174 | Functional | Videocon Industries Ltd
43421 | Rajola Kalan Phc | Suction Machine | Model Not Available | 3000214888 | Functional | Others
43422 | Raipur Chc | Semi Automated Chemistry Analyzer | Model not Available | ES100/306P012 | Functional | Others
43423 | City Dispensary Jagdish Chowk | Ice lined refrigerator | HBC-70 | 3000040115 | Functional | Haier Appliances India Pvt
43424 | Chak Hirasinghwala Phc Hanumangarh | Weighing Machine | MODEL NOT AVAILABLE | 3000044022 | Functional | Others
43425 | Deikhera Chc | 100mA X-Ray Machine | Model not available | SR2K0514XRH122 | Functional | G E Medical Systems
43426 | Sarat Phc | SPHYGMOMANOMETER(BP APPRATUS) | MODEL NOT AVAILABLE | 3000119253 | Functional | Others
43427 | Sarat Phc | SPHYGMOMANOMETER(BP APPRATUS) | MODEL NOT AVAILABLE | 3000119252 | Functional | Others
43428 | Phalodi Chc | Photoelectric Calorimeter | Calorimeter - 1312 | 3000120190 | Functional | Others
43429 | Dudhwa Phc | SPHYGMOMANOMETER(BP APPRATUS) | MODEL NOT AVAILABLE | 72218 | Functional | Others
43430 | Samdari Chc | Semi Automated Chemistry Analyzer | Model not Available | 6679 | Functional | Others
43431 | Karsouli Phc | Stethoscope | Model Not Available | 3000138834 | Functional | Others
43432 | Jhalarapatan Chc | Semi Automated Chemistry Analyzer | Model not Available | 3000206496 | Functional | Others
43433 | Kharkhada Phc | Freezes | MODEL NOT AVAILABLE | 3000140656 | Functional | Others
43434 | Dudhwa Phc | Centrifuge Machine ( 8 Tube) | REMI - R4C | 3000134529 | Functional | Others
43435 | Nourangdesar Phc | Ice lined refrigerator | Model Not Available | 3000044320 | Functional | Others
43436 | Gudha Bhopji Phc | Weighing Machine | MODEL NOT AVAILABLE | 606 | Functional | Others
43437 | Sadulsahar Chc | Sahlis HB Meter | Model not available | 3000048603 | Functional | Others
43438 | Sadulsahar Chc | Sahlis HB Meter | Model not available | 3000048607 | Functional | Others
43439 | Samdari Chc | Radiant Heat Warmer | Meditrin - Heat Warmer | 11024 | Functional | Others
43440 | Samdari Chc | Radiant Heat Warmer | Meditrin - Heat Warmer | 3000134612 | Functional | Others
43441 | Bhavrani Phc | SPHYGMOMANOMETER(BP APPRATUS) | MODEL NOT AVAILABLE | 1314110 | Functional | Others
43442 | Nourangdesar Phc | Blood Bank Refrigerator | Model not available | 3000044321 | Functional | Others
43443 | City Dispensary Surajpole | Freezes | MODEL NOT AVAILABLE | 3000044637 | Functional | Others
43444 | Kansing Ji Ki Seed Phc | Radiant Heat Warmer | Model Not Available | 3000120264 | Functional | Others
43445 | Nourangdesar Phc | Blood Bank Refrigerator | Model not available | 3000044322 | Functional | Others
43446 | Bhavrani Phc | Labour Table | Model Not Available | 3000119184 | Functional | Others
43447 | Asind Chc | Hot Air Oven | Model not available | 3000209180 | Functional | Others
43448 | Dechu Chc | Blood Mixer ( Roller Mixer ) | Model not available | 49793 | Non Functional Repairable | Others
43449 | Kansing Ji Ki Seed Phc | Ice lined refrigerator | HBC-70 | BE07F4E04EONOOB2A600 | Functional | Others
43450 | Bhakharpura Phc | Blood Bank Refrigerator | Model not available | 3000134809 | Functional | Others
43451 | Bhakharpura Phc | Blood Bank Refrigerator | Model not available | 3000134810 | Functional | Others
43452 | Shivkar Phc | Ice lined refrigerator | HBC-70 | 3000117646 | Functional | Others
43453 | Padrada Phc | FOOT OPERATED SUCTION MACHINE | MODEL NOT AVAILABLE | 11859 | Functional | Niscomed Electro Medical Devices
43454 | Punasa Phc | SPHYGMOMANOMETER(BP APPRATUS) | MODEL NOT AVAILABLE | 3000119764 | Functional | Others
43455 | Tidi Phc | Autoclave | Model not available | 3000204128 | Functional | Others
43456 | Bhakharpura Phc | Radiant Heat Warmer | Zeal - RHW 2101A | 1565 | Functional | Others
43457 | Bhakharpura Phc | Radiant Heat Warmer | Zeal - RHW 2101A | 3000134812 | Functional | Others
43458 | Somasar Phc | Spot Light ( Portable ) | Model Not Available | 3000046034 | Functional | Others
43459 | Somasar Phc | Spot Light ( Portable ) | Model Not Available | 3000046051 | Functional | Others
43460 | Padrada Phc | Syringe Needle Destroyer | Model not available | 3000198076 | Functional | Others
43461 | Satellite Hospital Mandor, Jodhpur | ELECTRIC OT TABLE | MODEL NOT AVAILABLE | 3000047676 | Functional | Cmho Supply
43462 | Punasa Phc | FOOT OPERATED SUCTION MACHINE | MODEL NOT AVAILABLE | 3000119767 | Functional | Others
43463 | Dhaadhan Phc | Radiant Heat Warmer | Model Not Available | B14/RW103/1415/1181 | Functional | Others
43464 | Sauroth Phc | SPHYGMOMANOMETER(BP APPRATUS) | Pagoda | 3000138848 | Functional | Others
43465 | Tasimo Phc | Binocular Microscope | Model Not Available | 3000242085 | Functional | Others
43466 | Gangapur Chc | Semi Automated Chemistry Analyzer | Model not Available | 61044 | Functional | Others
43467 | Bakani Chc | Glucometer | Nipro | MO4270828 | Functional | Nipro Diagnostics
43468 | Bhagwanpura Phc Bhilwara | Blood Bank Refrigerator | Model not available | 3000125363 | Functional | Others
43469 | Dugari Phc | Centrifuge Machine ( 4 Tube ) | Model not available | 30000055613 | Functional | Others
43470 | Principal And Controller S N Medical Collage Jodhpur | Blood Gas Analyzer (ABG Machine) | Model not available | 3000117828 | Functional | Others
43471 | Satellite Hospital Mandor, Jodhpur | Ventilator | Model Not Available | 130710251081A1V | Functional | Schiller Healthcare India Pvt Ltd
43472 | Sauroth Phc | Hydraulic Operation Table | MODEL NOT AVAILABLE | 3000138846 | Functional | Others
43473 | Sauroth Phc | Hydraulic Operation Table | MODEL NOT AVAILABLE | 3000138847 | Functional | Others
43474 | Sauroth Phc | Hydraulic Operation Table | MODEL NOT AVAILABLE | 3000138849 | Functional | Others
43475 | Barwara Phc Udaipur | SPHYGMOMANOMETER(BP APPRATUS) | MODEL NOT AVAILABLE | 3000198111 | Functional | Others
43476 | Dugari Phc | Hemoglobin meter | Model Not Available | 3000055612 | Functional | Others
43477 | Phalodi Chc | Ice lined refrigerator | HBC-70 | 3000120106 | Functional | Others
43478 | Sindhari Chc | Centrifuge Machine ( 8 Tube) | REMI - R4C | 2918 | Functional | Others
43479 | Sindhari Chc | Centrifuge Machine ( 8 Tube) | REMI - R4C | 3000122093 | Functional | Others
43480 | Sindhari Chc | Centrifuge Machine ( 8 Tube) | REMI - R4C | 3000122094 | Functional | Others
43481 | Sindhari Chc | Centrifuge Machine ( 8 Tube) | REMI - R4C | 3000122108 | Functional | Others
43482 | Sindhari Chc | Centrifuge Machine ( 8 Tube) | REMI - R4C | 3000122109 | Functional | Others
43483 | Viparpur Phc | Suction Machine | Model Not Available | 3000259078 | Functional | Others
43484 | Phalodi Chc | Ice lined refrigerator | HBD-116 | 3000120184 | Functional | Others
43485 | Sindhari Chc | Freezes | MODEL NOT AVAILABLE | 3000122095 | Functional | Others
43486 | Sindhari Chc | Freezes | MODEL NOT AVAILABLE | 3000122098 | Functional | Others
43487 | Sindhari Chc | Freezes | MODEL NOT AVAILABLE | 3000122105 | Functional | Others
43488 | Sindhari Chc | Freezes | MODEL NOT AVAILABLE | 3000122106 | Functional | Others
43489 | Sindhari Chc | Freezes | MODEL NOT AVAILABLE | 3000122112 | Functional | Others
43490 | Sindhari Chc | Freezes | MODEL NOT AVAILABLE | 31431 | Functional | Others
43491 | Lakhasar Phc | Syringe Needle Destroyer | Model not available | 3000042199 | Functional | Others
43492 | Lakhasar Phc | Syringe Needle Destroyer | Model not available | 3000042205 | Functional | Others
43493 | Lakhasar Phc | Syringe Needle Destroyer | Model not available | 3000042189 | Functional | Others
43494 | Mayaja Phc Bundi | Blood Bank Refrigerator | Model not available | BE0G0E0100B28810559 | Functional | Others
43495 | Surewala Phc | Blood Cell Counter - 3 part | Model not available | 2000037730 | Functional | Others
43496 | Phalodi Chc | ECG Machine (Single Channel) | Cardiart 6108 T | 3000120189 | Functional | Others
43497 | Mayaja Phc Bundi | Binocular Microscope | Model Not Available | 150176655 | Functional | Others
43498 | Badanaya Gaon Phc | Syringe Needle Destroyer | Microsil - ND350 | 8278 | Functional | Others
43499 | Kusalpura Chc | X-Ray Viewer Box | Model Not Available | 3000214244 | Functional | Others
43500 | Dispensary Jhotwara City | Syringe Needle Destroyer | Microsil - ND350 | 9839 | Functional | Others
43501 | Surewala Phc | Blood Bank Refrigerator | Model not available | 2000037794 | Functional | Others
43502 | Somasi Phc | Binocular Microscope | Model Not Available | 3000053788 | Functional | Others
43503 | Raipur Chc | Binocular Microscope | AMT 5A | 3000206549 | Functional | Others
43504 | Raipur Chc | Freezes | MODEL NOT AVAILABLE | 3000206552 | Functional | Others
43505 | Sunel Chc | Freezes | MODEL NOT AVAILABLE | 3.9051e+17 | Functional | Others
43506 | Sunel Chc | Incubator | MODEL NOT AVAILABLE | 3000206574 | Functional | Others
43507 | Sunel Chc | Blood Cell Counter - 3 part | Horiba - ABX Micros ES 60 | 303ESOHO5343 | Functional | Horiba India Pvt Ltd
43508 | Sunel Chc | Semi Automated Chemistry Analyzer | CPC - STAT FAX 3300 | 33006724 | Functional | Others
43509 | Kudi Phc | SPHYGMOMANOMETER(BP APPRATUS) | MODEL NOT AVAILABLE | 3000054333 | Functional | Others
43510 | Hariyamali Phc | Spot Light ( Portable ) | Model Not Available | 3000214985 | Functional | Others
43511 | Bachhrein Phc | Baby Weighing Machine | Model Not Available | 3000242365 | Functional | Others
43512 | Bachhrein Phc | Baby Weighing Machine | Model Not Available | 3000242368 | Functional | Others
43513 | Hariyamali Phc | Instrument Sterilizer | Model Not Available | 3000214987 | Functional | Others
43514 | Kudi Phc | Ice lined refrigerator | MK - 142 | 25118448 | Non Functional Repairable | Haier Appliances India Pvt
43515 | Hariyamali Phc | Freezes | MODEL NOT AVAILABLE | 111111545 | Functional | Others
43516 | Manoharthana Chc | Centrifuge Machine ( 8 Tube) | REMI - R4C | 10LC3305 | Functional | Others
43517 | Manoharthana Chc | Incubator | MODEL NOT AVAILABLE | 3000206822 | Functional | Others
43518 | Kosana Phc | Ice lined refrigerator | MK - 142 | 44623070 | Functional | Others
43519 | Kosana Phc | Ice lined refrigerator | MK - 142 | 44713337 | Functional | Others
43520 | Manoharthana Chc | Blood Cell Counter - 3 part | Horiba - ABX Micros ES 60 | 303ES0H0 | Functional | Horiba India Pvt Ltd
43521 | Kosana Phc | Baby Weighing Machine | Model Not Available | 3000054246 | Functional | Others
43522 | Hariyamali Phc | Syringe Needle Destroyer | Model not available | NBSD0713865 | Functional | Others
43523 | Khirwa Phc | Freezes | MODEL NOT AVAILABLE | 2000029359 | Functional | Others
43524 | Poochhri Chc | SPHYGMOMANOMETER(BP APPRATUS) | MODEL NOT AVAILABLE | 3000236202 | Functional | Others
43525 | Poochhri Chc | SPHYGMOMANOMETER(BP APPRATUS) | MODEL NOT AVAILABLE | 3000236201 | Functional | Others
43526 | Poochhri Chc | SPHYGMOMANOMETER(BP APPRATUS) | MODEL NOT AVAILABLE | 3000236200 | Functional | Others
43527 | Poochhri Chc | SPHYGMOMANOMETER(BP APPRATUS) | MODEL NOT AVAILABLE | 3000236199 | Functional | Others
43528 | Poochhri Chc | SPHYGMOMANOMETER(BP APPRATUS) | MODEL NOT AVAILABLE | 3000236198 | Functional | Others
43529 | Poochhri Chc | SPHYGMOMANOMETER(BP APPRATUS) | MODEL NOT AVAILABLE | 3000236197 | Functional | Others
43530 | Satellite Hospital Mandor, Jodhpur | Synoptophore | MODEL NOT AVAILABLE | 3000049143 | Functional | Others
43531 | Gudha Bhopji Phc | Sahlis HB Meter | Model not available | 2000037239 | Functional | Others
43532 | Gudha Bhopji Phc | Sahlis HB Meter | Model not available | 10370 | Functional | Others
43533 | Bhavrani Phc | FOOT OPERATED SUCTION MACHINE | MODEL NOT AVAILABLE | 3000119186 | Functional | Others
43534 | Dechu Chc | Incubator | MODEL NOT AVAILABLE | 49795 | Functional | Others
43535 | Samdari Chc | Spot Light ( Portable ) | Model Not Available | 3000134613 | Functional | Others
43536 | Samdari Chc | Spot Light ( Portable ) | Model Not Available | 3000134628 | Functional | Others
43537 | Samdari Chc | Spot Light ( Portable ) | Model Not Available | 3000134629 | Functional | Others
43538 | Samdari Chc | Spot Light ( Portable ) | Model Not Available | 3000134631 | Functional | Others
43539 | Samdari Chc | Spot Light ( Portable ) | Model Not Available | 3000134632 | Functional | Others
43540 | City Dispensary Surajpole | Autoclave | Model not available | 3000044642 | Functional | Others
43541 | Jhalarapatan Chc | Nebulizer | MODEL NOT AVAILABLE | NEC25ENL | Functional | Others
43542 | Phalodi Chc | Incubator | MODEL NOT AVAILABLE | 3000120194 | Functional | Others
43543 | Jhalarapatan Chc | Syringe Infusion Pump | SIMTEK - Infutek 405 | 6CI45SS12 | Functional | Others
43544 | Padrali Phc | Binocular Microscope | Model Not Available | 12649 | Functional | Others
43545 | Asind Chc | Water Bath | Yorco - YSI-413D | 3000209181 | Functional | Others
43546 | Alod Chc | Weighing Machine | Crown | 3000055727 | Functional | Others
43547 | Padrali Phc | Centrifuge Machine ( 4 Tube ) | Model not available | 3000119211 | Functional | Others
43548 | Padrali Phc | Sahlis HB Meter | Model not available | 3000119212 | Functional | Others
43549 | Padrali Phc | Sahlis HB Meter | Model not available | 3000119213 | Functional | Others
43550 | Padrali Phc | Micropipettes | MODEL NOT AVAILABLE | 61389120 | Functional | Others
43551 | Daawara Phc | Syringe Needle Destroyer | BS-949 | 3000047356 | Functional | Bhasin Sons Private Limited
43552 | Phalodi Chc | Freezes | MODEL NOT AVAILABLE | 3000120197 | Functional | Others
43553 | Nourangdesar Phc | Centrifuge Machine ( 4 Tube ) | Model not available | 3000044312 | Functional | Others
43554 | Daawara Phc | Radiant Heat Warmer | Tiana | 3000047354 | Functional | Others
43555 | Phalodi Chc | 300mA X-Ray Machine | GE Elpro - DX-300 | 3000120198 | Functional | Others
43556 | Dechu Chc | 150 mA X-Ray Machine | MARS 6R | 49798 | Functional | Bhaseen Health Products Pvt Ltd
43557 | Sauroth Phc | Glucometer | SD Check Gold | MOIEO8AA2527 | Functional | Others
43558 | Barwara Phc Udaipur | Syringe Needle Destroyer | Model not available | 3000198113 | Functional | Mrk Healthcare Pvt Ltd Delhi
43559 | Bhikodai Phc Jaisalmer | Baby Weighing Machine | Model Not Available | 3000056632 | Functional | Others
43560 | Jaitaran Chc | Incubator | Yorco - YSI - 438D | 13F4242 | Functional | Others
43561 | Sauroth Phc | Neubaurs Chamber | Model not available | 3000138841 | Functional | Marienfeld
43562 | Gadoli Phc Udaipur | Radiant Heat Warmer | Meditrin - Heat Warmer | 3000205290 | Functional | Others
43563 | Neem Ka Kheda Phc | Binocular Microscope | Model Not Available | 3000046496 | Functional | Others
43564 | Kasyan Phc Bhilwara | Binocular Microscope | Model Not Available | 3000042978 | Functional | Others
43565 | Neem Ka Kheda Phc | Freezes | MODEL NOT AVAILABLE | 3000046497 | Functional | Others
43566 | Kasyan Phc Bhilwara | Glucometer | Model not available | 3000042979 | Functional | Others
43567 | Jaitaran Chc | Centrifuge Machine ( 16 Tube ) | Model not available | AMLC-4887 | Functional | Others
43568 | Kushalpura Phc | SPHYGMOMANOMETER(BP APPRATUS) | MODEL NOT AVAILABLE | 286106 | Functional | Others
43569 | Bhalta Phc | Radiant Heat Warmer | Zeal - RHW 2101A | RHW2101A/0813/1660 | Functional | Zeal Medical Pvt Ltd
43570 | Neem Ka Kheda Phc | Instrument Sterilizer | Model Not Available | 3000046498 | Functional | Others
43571 | Mundanwada Phc | Blood Cell Counter - 3 part | Adonis - Axion 19 Plus | 3000280412 | Functional | Anand Surgical Industries (India)
43572 | Satellite Hospital Mandor, Jodhpur | Multi-Para Monitor | Model not available | M014E004165 | Functional | Schiller Healthcare India Pvt Ltd
43573 | Barliyas Phc | Centrifuge Machine ( 8 Tube) | Model Not Available | 3000042930 | Functional | Others
43574 | Padru Phc | Baby Weighing Machine | SUVARANA | 3000134656 | Functional | Others
43575 | Garoda Phc | Syringe Needle Destroyer | Model not available | 2000029289 | Functional | Others
43576 | Garoda Phc | Syringe Needle Destroyer | Model not available | 2000029290 | Functional | Others
43577 | Garoda Phc | Syringe Needle Destroyer | Model not available | 2000029291 | Functional | Others
43578 | Garoda Phc | Syringe Needle Destroyer | Model not available | 2000029292 | Functional | Others
43579 | Garoda Phc | Syringe Needle Destroyer | Model not available | 2000029293 | Functional | Others
43580 | Garoda Phc | Syringe Needle Destroyer | Model not available | 2000029275 | Functional | Others
43581 | Garoda Phc | Syringe Needle Destroyer | Model not available | 2000029294 | Functional | Others
43582 | Garoda Phc | Syringe Needle Destroyer | Model not available | 2000029295 | Functional | Others
43583 | Garoda Phc | Syringe Needle Destroyer | Model not available | 2000029296 | Functional | Others
43584 | Somasi Phc | Binocular Microscope | Model Not Available | 3000053789 | Functional | Others
43585 | Hindoli Chc | Syringe Needle Destroyer | Microsil - ND350 | 8439 | Functional | Others
43586 | Karsouli Phc | Hemoglobin meter | Model Not Available | 3000138824 | Functional | Others
43587 | Bala Phc | Instrument Sterilizer | Model Not Available | 3000054111 | Functional | Others
43588 | Surewala Phc | Ice lined refrigerator | Model Not Available | 2000037795 | Functional | Others
43589 | Kishangarhbas Chc | Radiant Heat Warmer | Tiana | 3000281136 | Functional | Ss Technomed Pvt Ltd
43590 | Badanaya Gaon Phc | Syringe Needle Destroyer | Microsil - ND350 | 8400 | Functional | Linco Scientific Instruments And Chemicals (P) Ltd
43591 | Asara Phc | Ice lined refrigerator | HBC-70 | 3000134403 | Functional | Others
43592 | Bala Phc | Syringe Needle Destroyer | Model not available | NBSD072/6601 | Functional | Others
43593 | Phalodi Chc | Semi Automated Chemistry Analyzer | Transasia : ERBA - CHEM 5 Plus V2 | 3000120188 | Functional | Others
43594 | Asara Phc | Baby Weighing Machine | Model Not Available | 3000134401 | Functional | Others
43595 | Jaimalsar Phc | SPHYGMOMANOMETER(BP APPRATUS) | MODEL NOT AVAILABLE | 3000045001 | Functional | Others
43596 | Jaimalsar Phc | SPHYGMOMANOMETER(BP APPRATUS) | MODEL NOT AVAILABLE | 3000045002 | Functional | Others
43597 | Kharkhada Phc | Monocular Microscope | Model not available | 3000140657 | Functional | Others
43598 | Kharkhada Phc | Ice lined refrigerator | MF - 144 | 91005034 | Functional | Others
43599 | Jaimalsar Phc | Binocular Microscope | Model Not Available | 3000045004 | Functional | Others
43600 | Jaimalsar Phc | Binocular Microscope | Model Not Available | 3000045006 | Functional | Others
43601 | Jaimalsar Phc | Binocular Microscope | Model Not Available | 3000045009 | Functional | Others
43602 | Samdari Chc | Blood Cell Counter - 3 part | Horiba - ABX Micros ES 60 | 3000134618 | Functional | Others
43603 | Alod Chc | Ice lined refrigerator | HBC-70 | BEOTF4E0N00B2A6D0020 | Functional | Haier Appliances India Pvt
43604 | Kharkhada Phc | Ice lined refrigerator | MK-144 | 90405899 | Functional | Others
43605 | Kalari Phc | Instrument Sterilizer | Model Not Available | 3000053432 | Functional | Others
43606 | Kalari Phc | Instrument Sterilizer | Model Not Available | 3000053433 | Functional | Others
43607 | Kalari Phc | Instrument Sterilizer | Model Not Available | 3000053434 | Functional | Others
43608 | Kalari Phc | Instrument Sterilizer | Model Not Available | 3000053435 | Functional | Others
43609 | Kalari Phc | Instrument Sterilizer | Model Not Available | 3000053436 | Functional | Others
43610 | Ghatoli Phc | Binocular Microscope | AMT 5A | 3000206417 | Functional | Rohilla Industries Jaipur
43611 | Ghatoli Phc | Centrifuge Machine ( 4 Tube ) | Model not available | 3000206419 | Functional | Remi Electrotechnik Ltd
43612 | Ghatoli Phc | Glucometer | Model not available | 4207112490005790 | Functional | Others
43613 | Ghatoli Phc | Freezes | MODEL NOT AVAILABLE | 3000206422 | Non Functional Repairable | Videocon Industries Ltd
43614 | City Dispensary Ranjit Nagar(Pratap Nagar) | Centrifuge Machine ( 12 Tube ) | Model Not Available | 200003112 | Functional | Anand Medicaids Pvt Ltd
43615 | Salwa Khurd Phc | Syringe Needle Destroyer | Nulife - Dots | 3000054040 | Functional | Others
43616 | City Dispensary Ranjit Nagar(Pratap Nagar) | Binocular Microscope | Model Not Available | 200003113 | Functional | 3m India Limited
43617 | Richwa Phc | Centrifuge Machine ( 4 Tube ) | Model not available | 3000206129 | Functional | Remi Electrotechnik Ltd
43618 | Pundlota Phc | Baby Weighing Machine | Model Not Available | 2000028804 | Functional | Others
43619 | Ballabhgarh Phc | Suction Machine | Model Not Available | 3000242354 | Functional | Others
43620 | Pundlota Phc | Syringe Needle Destroyer | Model not available | 6628 | Functional | Others
43621 | Richwa Phc | Binocular Microscope | PZB 22 | 3000206130 | Functional | Others
43622 | Ballabhgarh Phc | Syringe Needle Destroyer | Model not available | 3000242357 | Functional | Others
43623 | Sankhwas Phc | Micropipettes | MODEL NOT AVAILABLE | 2000036904 | Functional | Others
43624 | Sankhwas Phc | Micropipettes | MODEL NOT AVAILABLE | 2000036903 | Functional | Others
43625 | Sankhwas Phc | Ice lined refrigerator | Model Not Available | 2000036899 | Functional | Others
43626 | Ballabhgarh Phc | Cardioscope | MODEL NOT AVAILABLE | 3000242359 | Functional | Others
43627 | Richwa Phc | Glucometer | Model not available | 4207112490026100 | Functional | Others
43628 | Richwa Phc | Freezes | MODEL NOT AVAILABLE | 3000206131 | Functional | Others
43629 | Chala Phc | Monocular Microscope | Model not available | 2000031314 | Functional | Others
43630 | Singhada Phc | Centrifuge Machine ( 6 Tube ) | Model Not Available | 3000259362 | Functional | 3m India Limited
43631 | Setrawa Phc | Binocular Microscope | Model Not Available | 3000049833 | Functional | Others
43632 | Chala Phc | Freezes | MODEL NOT AVAILABLE | 2.1051e+17 | Functional | Videocon Industries Ltd
43633 | Setrawa Phc | Syringe Needle Destroyer | Microsil - ND350 | 8109 | Functional | Others
43634 | Setrawa Phc | Syringe Needle Destroyer | Microsil - ND350 | 7391 | Functional | Others
43635 | Salempur Kalan Phc | BLOOD DONOR COUCH | MODEL NOT AVAILABLE | 3000242330 | Functional | Others
43636 | Salempur Kalan Phc | BLOOD DONOR COUCH | MODEL NOT AVAILABLE | 3000242329 | Functional | Others
43637 | Daawara Phc | Instrument Sterilizer | Model Not Available | 3000047351 | Functional | Others
43638 | Dechu Chc | Radiant Heat Warmer | Zeal - RHW 2101A | 49799 | Functional | Others
43639 | Satellite Hospital Mandor, Jodhpur | Cold Light Source | MODEL NOT AVAILABLE | 3000049115 | Functional | Others
43640 | Banaad Chc | Semi Automated Chemistry Analyzer | Adonis - Ado Chem 7 | NI30586 | Functional | Others
43641 | Phalodi Chc | Ultra Sonography (USG) & Colour Dopler Machine | Mindray - DP 2200 | 3000120201 | Functional | Others
43642 | Banaad Chc | Blood Cell Counter - 3 part | Horiba - ABX Micros ES 60 | 304ESOHO5530 | Functional | Others
43643 | 1 Lsm Phc Ganganagar | Spot Light ( Portable ) | Model Not Available | 3000047350 | Functional | Others
43644 | Dechu Chc | ECG Machine (Single Channel) | Medicaid - Cardio Fax | 4980 | Functional | Others
43645 | Banaad Chc | Binocular Microscope | Model Not Available | 3000049522 | Functional | Others
43646 | Kishangarhbas Chc | Oxygen Concentrator | BPL - OG 4203 | 3000281133 | Functional | Bpl Medical Technologies
43647 | Rampura Phc Hanumangarh | Glucometer | Model not available | 911249 | Functional | Others
43648 | Deikhera Chc | ECG Machine (Twelve Channel ) | BPL - Cardiart 8108R | 3000046299 | Functional | Bpl Medical Technologies
43649 | 1 Lsm Phc Ganganagar | Syringe Needle Destroyer | Model not available | NBSD07/4906 | Functional | Others
43650 | Alod Chc | Weighing Machine | MODEL NOT AVAILABLE | 3000055726 | Functional | Others
43651 | Banaad Chc | Radiant Heat Warmer | Model Not Available | 3000049517 | Functional | Others
43652 | Dechu Chc | Monocular Microscope | Monocular - M L W | 49807 | Functional | Cmho Supply
43653 | Deikhera Chc | Pulse Oxymeter | Comet - P (L and T) | 3000046300 | Functional | Others
43654 | Takhatgarh Chc | Suction Machine | Model Not Available | 3000197775 | Functional | Others
43655 | Banaad Chc | Instrument Sterilizer | Model Not Available | 3000049516 | Functional | Others
43656 | Kishangarhbas Chc | Labour Table | AKS Hospicare | 3000281133 | Functional | A K Surgicals
43657 | Deikhera Chc | Freezes | MODEL NOT AVAILABLE | 3000046301 | Functional | Others
43658 | Banaad Chc | Nebulizer | MODEL NOT AVAILABLE | 14042461 | Functional | Others
43659 | Rampura Phc Hanumangarh | Radiant Heat Warmer | Model Not Available | 1213/2817 | Functional | Others
43660 | Banaad Chc | 100mA X-Ray Machine | Model not available | 04C590 | Functional | Others
43661 | Deikhera Chc | SPHYGMOMANOMETER(BP APPRATUS) | Pagoda | 3000046303 | Functional | Others
43662 | Samidhi Phc Bundi | SPHYGMOMANOMETER(BP APPRATUS) | MODEL NOT AVAILABLE | 3000055519 | Functional | Others
43663 | Dechu Chc | Phototherepy Unit | Fenam, Bilitron Sky 5006 | 49812 | Functional | Others
43664 | Garoda Phc | Syringe Needle Destroyer | Model not available | 2000029297 | Functional | Others
43665 | Garoda Phc | Syringe Needle Destroyer | Model not available | 2000029298 | Functional | Others
43666 | Garoda Phc | Syringe Needle Destroyer | Model not available | 2000029299 | Functional | Others
43667 | Garoda Phc | Syringe Needle Destroyer | Model not available | 2000029300 | Functional | Others
43668 | Neem Ka Kheda Phc | Suction Machine | Surgicoin | 3000046500 | Functional | Others
43669 | Kushalpura Phc | Ice lined refrigerator | MK - 142 | 50213766 | Functional | Others
43670 | Barliyas Phc | Hemoglobin meter | Model Not Available | 3000042931 | Functional | Others
43671 | Jaitaran Chc | Freezes | MODEL NOT AVAILABLE | 3000197998 | Functional | Others
43672 | Araniyali Rampura Phc | Centrifuge Machine ( 8 Tube) | Model Not Available | 3000134740 | Functional | Others
43673 | Araniyali Rampura Phc | Centrifuge Machine ( 8 Tube) | Model Not Available | 8734 | Functional | Others
43674 | Mundanwada Phc | Weighing Machine | Crown | 3000280411 | Functional | Crown Digital Scales Inc
43675 | Garoda Phc | Instrument Sterilizer | Model Not Available | 40042009 | Functional | Paras Enterprises
43676 | Baran Kalla Phc | Freezes | MODEL NOT AVAILABLE | 3000049571 | Functional | Others
43677 | Kushalpura Phc | Fetal Doppler | ND - 102 | ND102/31 | Functional | Others
43678 | Padru Phc | Binocular Microscope | Labomed - Vision 2000 | 9848 | Functional | Others
43679 | Jaitaran Chc | 300mA X-Ray Machine | Model not available | 2K81122 | Functional | Others
43680 | Kushalpura Phc | Syringe Needle Destroyer | Model not available | NBSD0724817 | Functional | Others
43681 | Garoda Phc | Freezes | MODEL NOT AVAILABLE | 2000029287 | Functional | Others
43682 | Padru Phc | Centrifuge Machine ( 4 Tube ) | Model not available | 3000134659 | Functional | Others
43683 | Kushalpura Phc | Syringe Needle Destroyer | Model not available | NBSD0714298 | Functional | Others
43684 | Garoda Phc | Freezes | MODEL NOT AVAILABLE | 2000029273 | Functional | Videocon Industries Ltd
43685 | Piprali Phc | Blood Bank Refrigerator | Model not available | 3000134749 | Functional | Others
43686 | Piprali Phc | Instrument Sterilizer | Model Not Available | 3000134750 | Functional | Others
43687 | Satellite Hospital Mandor, Jodhpur | Radiant Heat Warmer | Model Not Available | DRHW2000225 | Functional | Cmho Supply
43688 | City Dispensary Aayad | Freezes | MODEL NOT AVAILABLE | 3000043656 | Functional | Others
43689 | Piprali Phc | Baby Weighing Machine | Crown | 3000134751 | Functional | Others
43690 | Bhirani Phc | Blood Bank Refrigerator | Model not available | 3000043170 | Functional | Others
43691 | Alod Chc | Blood Bank Refrigerator | Model not available | BE04F4E2600B2A610040 | Functional | Others
43692 | Basi Phc | Instrument Sterilizer | Model Not Available | 3000055626 | Functional | Paras Enterprises
43693 | Bagora Phc | Freezes | GL-185 | 3000119669 | Functional | Others
43694 | Takhatgarh Chc | Spot Light ( Portable ) | Model Not Available | 3000197777 | Functional | Others
43695 | Asind Chc | Incubator | MODEL NOT AVAILABLE | 3000209183 | Functional | Others
43696 | Bagawas Ahiran Phc | Ice lined refrigerator | MF - 144 | 91010588 | Functional | Others
43697 | Basi Phc | Labour Table | Model Not Available | 3000055632 | Functional | Others
43698 | Basi Phc | Freezes | MODEL NOT AVAILABLE | 3000055640 | Functional | Videocon Industries Ltd
43699 | Asind Chc | Freezes | MODEL NOT AVAILABLE | 3000209186 | Functional | Others
43700 | Basi Phc | Ice lined refrigerator | HBD-116 | BE04G4E29600B2A57004 | Functional | Haier Appliances India Pvt
43701 | Basi Phc | Radiant Heat Warmer | Zeal - RHW 2101A | 3000055636 | Functional | Zeal Medical Pvt Ltd
43702 | Takhatgarh Chc | Weighing Machine | MODEL NOT AVAILABLE | 3000197780 | Functional | Others
43703 | Kanwat Chc | Radiant Heat Warmer | Zeal - RHW 2101A | RHW2101A/0913/2031 | Functional | Zeal Medical Pvt Ltd
43704 | Nukera Phc Hanumangarh | Suction Machine | Model Not Available | 3000044015 | Functional | Others
43705 | Sekhsar Phc | Suction Machine | Model Not Available | 2000030937 | Functional | Others
43706 | Sekhsar Phc | Suction Machine | Model Not Available | 2000030938 | Functional | Others
43707 | Takhatgarh Chc | Centrifuge Machine ( 8 Tube) | Model Not Available | 3000197785 | Functional | Others
43708 | Basi Phc | Centrifuge Machine ( 8 Tube) | Model Not Available | 3000055649 | Functional | Others
43709 | Sekhsar Phc | Labour Table | Model Not Available | 2000030942 | Functional | Others
43710 | Sekhsar Phc | Labour Table | Model Not Available | 2000030943 | Functional | Others
43711 | City Dispensary Krishi Upaj Mandi | Binocular Microscope | Model Not Available | 3000043735 | Functional | Others
43712 | Talwara Jheel Phc | Binocular Microscope | Model not available | 3000043015 | Functional | Others
43713 | Satellite Hospital Mandor, Jodhpur | Cold Light Source | MODEL NOT AVAILABLE | 3000049118 | Functional | Others
43714 | City Dispensary Krishi Upaj Mandi | Syringe Needle Destroyer | Model not available | 3000043737 | Functional | Mico
43715 | Talwas Phc | Autoclave | Model not available | 2534 | Functional | Others
43716 | Pokaran Chc | Binocular Microscope | Microlux - 16 | 56245 | Functional | Cmho Supply
43717 | Shivpur Chc Ganganagar | SPHYGMOMANOMETER(BP APPRATUS) | MODEL NOT AVAILABLE | 3000048092 | Functional | Others
43718 | Mandukara Phc | Baby Weighing Machine | Crown | 590360 | Functional | Others
43719 | Mandukara Phc | Baby Weighing Machine | Crown | 540365 | Functional | Others
43720 | Setrawa Phc | Centrifuge Machine ( 4 Tube ) | Remi 4C | 3000049831 | Functional | Remi Electrotechnik Ltd
43721 | Setrawa Phc | Binocular Microscope | MLW Lab | 3000049830 | Functional | Others
43722 | Unhel Phc | Binocular Microscope | AMT 5A | 3000206610 | Functional | Others
43723 | Unhel Phc | Glucometer | Model not available | M04350461 | Functional | Others
43724 | Unhel Phc | Glucometer | Model not available | 4207112490008280 | Functional | Others
43725 | Pahadi Chc | Blood Bank Refrigerator | Model not available | 3000236477 | Functional | Others
43726 | Pahadi Chc | Blood Bank Refrigerator | Model not available | 3000236203 | Functional | Others
43727 | Unhel Phc | Ice lined refrigerator | MK-144 | 912085509 | Functional | Vestfrost Solutions
43728 | Ganganni Phc | Ice lined refrigerator | HBC-70 | 3000047360 | Functional | Hitachi Ltd
43729 | Setrawa Phc | Baby Weighing Machine | Model Not Available | 3000049842 | Functional | Others
43730 | Setrawa Phc | Baby Weighing Machine | Model Not Available | 3000049847 | Functional | Others
43731 | Gaguda Phc | Centrifuge Machine ( 8 Tube) | Model Not Available | 3000214908 | Functional | Others
43732 | Unhel Phc | Suction Machine | Model Not Available | 3000206644 | Functional | Others
43733 | Gaguda Phc | Binocular Microscope | AMT 5A | 3000214909 | Functional | Others
43734 | Halena Phc | Suction Machine | Model Not Available | 3000259279 | Functional | Others
43735 | Unhel Phc | FOOT OPERATED SUCTION MACHINE | SU-101 | 3000206647 | Functional | Others
43736 | Unhel Phc | Ice lined refrigerator | HBD-116 | BEO04G4E26008AT00157 | Functional | Others
43737 | Bijwari Phc | SPHYGMOMANOMETER(BP APPRATUS) | MODEL NOT AVAILABLE | 3000259283 | Functional | Others
43738 | Chala Phc | Instrument Sterilizer | Model Not Available | 2000031321 | Functional | Atlas Surgical Company
43739 | Gaguda Phc | Nebulizer | MODEL NOT AVAILABLE | 3000214915 | Functional | Others
43740 | Gaguda Phc | Baby Weighing Machine | Model Not Available | 3000214918 | Functional | Others
43741 | Jeevad Phc | Syringe Needle Destroyer | Model not available | 3000259317 | Functional | Others
43742 | Jeevad Phc | Glucometer | Model not available | 3000259318 | Functional | Others
43743 | Hemda Phc | FOOT OPERATED SUCTION MACHINE | MODEL NOT AVAILABLE | 3000206665 | Functional | Others
43744 | Dabla Phc Sikar | Ice lined refrigerator | Model Not Available | 20071018580 | Non Functional Not Repairable | Others
43745 | Bagawas Ahiran Phc | Centrifuge Machine ( 8 Tube) | Model Not Available | 2000022381 | Functional | Others
43746 | Bhiknera Phc | Freezes | MODEL NOT AVAILABLE | 3000042267 | Functional | Others
43747 | Virondha Phc | Binocular Microscope | Model Not Available | 3000259051 | Functional | Others
43748 | Bagawas Ahiran Phc | ESR Stand | Model not available | 2000022382 | Functional | Others
43749 | Bagawas Ahiran Phc | Sahlis HB Meter | Model not available | 2000022383 | Functional | Others
43750 | Bagawas Ahiran Phc | Micropipettes | MODEL NOT AVAILABLE | 2000022384 | Functional | Others
43751 | Samidhi Phc Bundi | Baby Weighing Machine | Model Not Available | 3000055517 | Functional | Others
43752 | Basi Phc | Instrument Sterilizer | Model Not Available | 3000055630 | Functional | Atlas Surgical Company
43753 | Bagawas Ahiran Phc | Ice lined refrigerator | HBC-70 | 2000022386 | Functional | Others
43754 | Basi Phc | Freezes | MODEL NOT AVAILABLE | 3000055629 | Functional | Videocon Industries Ltd
43755 | Takhatgarh Chc | Nebulizer | MODEL NOT AVAILABLE | 3000197776 | Functional | Others
43756 | Baran Kalla Phc | Freezes | MODEL NOT AVAILABLE | BE0490E0/100B8840696 | Functional | Others
43757 | Samidhi Phc Bundi | Hemoglobin meter | Model Not Available | 30000055516 | Functional | Others
43758 | Basi Phc | Autoclave | Model not available | 3000055627 | Functional | Others
43759 | Basi Phc | Syringe Needle Destroyer | Nulife - Dots | 3000055635 | Functional | Mrk Healthcare Pvt Ltd Delhi
43760 | Asind Chc | ECG Machine (Single Channel) | Model Not Available | 3000209185 | Functional | Others
43761 | Kanwat Chc | Semi Automated Chemistry Analyzer | Micro Lab - RX 50V | 1211159 | Functional | Cmho Supply
43762 | Samidhi Phc Bundi | Hemoglobin meter | Model Not Available | 3000055515 | Functional | Others
43763 | Asind Chc | Baby Weighing Machine | Crown | 3000209187 | Functional | Others
43764 | Basi Phc | Weighing Machine | Crown | 3000055639 | Functional | Others
43765 | Karirigajipur Phc | ESR Stand | Model not available | 3000138940 | Functional | Others
43766 | Karirigajipur Phc | ESR Stand | Model not available | 3000138941 | Functional | Others
43767 | Bagawas Ahiran Phc | Labour Table | Model Not Available | 2000022389 | Functional | Others
43768 | Takhatgarh Chc | Semi Automated Chemistry Analyzer | Micro Lab - RX 50V | 1211148 | Functional | Others
43769 | Basi Phc | Binocular Microscope | Model Not Available | 3000055650 | Functional | Ajay Optical India
43770 | Karirigajipur Phc | Ice lined refrigerator | Model Not Available | 3000138944 | Functional | Others
43771 | Basi Phc | Glucometer | Model not available | 3000055646 | Functional | Others
43772 | Kushalpura Phc | Binocular Microscope | RXL-4B | 27707 | Functional | Others
43773 | Bhirani Phc | Centrifuge Machine ( 4 Tube ) | Model not available | 3000043171 | Functional | Others
43774 | Hamirpur Phc | Ice lined refrigerator | SB 142 | 3000281072 | Functional | Others
43775 | Thob Phc | Radiant Heat Warmer | Zeal - RHW 2101A | 1393 | Functional | Others
43776 | Sarinikheda Phc | Binocular Microscope | Model Not Available | 3000242106 | Functional | Others
43777 | Jahazpur Chc | Autoclave | Model not available | 3000125845 | Functional | Others
43778 | Bhirani Phc | Syringe Needle Destroyer | Model not available | 3000043172 | Functional | Others
43779 | City Dispensary Fatehpura | Hemoglobin meter | Model Not Available | 3000040069 | Functional | Others
43780 | Dugari Phc | Fetal Doppler | MODEL NOT AVAILABLE | 3000055620 | Functional | Others
43781 | City Dispensary Fatehpura | Centrifuge Machine ( 8 Tube) | Model Not Available | 3000040070 | Functional | Others
43782 | Jahazpur Chc | Spot Light ( Portable ) | Model Not Available | 3000125852 | Functional | Others
43783 | Hamirpur Phc | Nebulizer | CN-01WB | 3000281075 | Functional | Others
43784 | Surana Phc | Freezes | Kelvinator KGE 193 | 3000119658 | Functional | Others
43785 | Gandheli Phc | Blood Bank Refrigerator | Model not available | 3000043196 | Functional | Others
43786 | City Dispensary Fatehpura | Binocular Microscope | Model Not Available | 3000040071 | Functional | Others
43787 | Nosar Phc | SPHYGMOMANOMETER(BP APPRATUS) | MODEL NOT AVAILABLE | 3000134661 | Functional | Others
43788 | Nosar Phc | SPHYGMOMANOMETER(BP APPRATUS) | MODEL NOT AVAILABLE | 3000134662 | Functional | Others
43789 | Surana Phc | SPHYGMOMANOMETER(BP APPRATUS) | MODEL NOT AVAILABLE | 192880 | Functional | Others
43790 | Surana Phc | SPHYGMOMANOMETER(BP APPRATUS) | MODEL NOT AVAILABLE | 670 | Functional | Others
43791 | Hamirpur Phc | Suction Machine | Model Not Available | 3000281076 | Functional | Others
43792 | City Dispensary Fatehpura | Freezes | MODEL NOT AVAILABLE | 3000040072 | Functional | Others
43793 | City Dispensary Fatehpura | Freezes | MODEL NOT AVAILABLE | 3000040074 | Functional | Others
43794 | Gandheli Phc | Radiant Heat Warmer | Model Not Available | 3000043193 | Functional | Others
43795 | Hire Ki Dhani Phc | Radiant Heat Warmer | Zeal - RHW 2101A | 81311560 | Functional | Others
43796 | Badi Phc Udaipur | SPHYGMOMANOMETER(BP APPRATUS) | MODEL NOT AVAILABLE | 63778 | Non Functional Repairable | Mico
43797 | Hamirpur Phc | Syringe Needle Destroyer | Model not available | 3000281077 | Functional | Others
43798 | Gandheli Phc | Ice lined refrigerator | Model Not Available | 3000043195 | Functional | Others
43799 | Shivpur Chc Ganganagar | SPHYGMOMANOMETER(BP APPRATUS) | MODEL NOT AVAILABLE | 3000048101 | Functional | Others
43800 | Shivpur Chc Ganganagar | SPHYGMOMANOMETER(BP APPRATUS) | MODEL NOT AVAILABLE | 3000048102 | Functional | Others
43801 | Siyana Chc | Semi Automated Chemistry Analyzer | Model not Available | n120114 | Functional | Others
43802 | Jamsar Phc | Syringe Needle Destroyer | Model not available | 3000042024 | Functional | Others
43803 | Jamsar Phc | Syringe Needle Destroyer | Model not available | 3000042038 | Functional | Others
43804 | Siyana Chc | Syringe Needle Destroyer | Nulife - Dots | 3000045897 | Functional | Others
43805 | Chawa Phc | Ice lined refrigerator | MK - 142 | 25111733 | Functional | Others
43806 | Chawa Phc | Ice lined refrigerator | MK - 142 | 3000117633 | Functional | Others
43807 | Siyana Chc | Sahlis HB Meter | Model not available | 3000045898 | Functional | Others
43808 | Siyana Chc | Sahlis HB Meter | Model not available | 3000045905 | Functional | Others
43809 | Siyana Chc | Sahlis HB Meter | Model not available | 3000045906 | Functional | Others
43810 | Takhatgarh Chc | Freezes | MODEL NOT AVAILABLE | 3000197801 | Functional | Others
43811 | Chawa Phc | Instrument Sterilizer | Model Not Available | 3000117629 | Functional | Others
43812 | Alod Chc | Freezes | MODEL NOT AVAILABLE | 3000055719 | Functional | Others
43813 | Talwas Phc | Centrifuge Machine ( 8 Tube) | REMI - R 8C | 3000055549 | Functional | Others
43814 | Birkali Phc | Centrifuge Machine ( 4 Tube ) | Model not available | 3000043301 | Functional | Others
43815 | Alod Chc | Centrifuge Machine ( 8 Tube) | Model Not Available | 3000055718 | Non Functional Repairable | Others
43816 | Dulchasar Phc | Freezes | MODEL NOT AVAILABLE | 2000035033 | Functional | Others
43817 | Dulchasar Phc | Freezes | MODEL NOT AVAILABLE | 2000035038 | Functional | Others
43818 | Birkali Phc | Glucometer | Model not available | 3000043305 | Functional | Others
43819 | Satellite Hospital Mandor, Jodhpur | O.T. Light Double Dome | MODEL NOT AVAILABLE | 3000049130 | Functional | Others
43820 | Rajiyasar Chc Ganganagar | Sahlis HB Meter | Model not available | 3000046088 | Functional | Others
43821 | Rajiyasar Chc Ganganagar | Sahlis HB Meter | Model not available | 3000046089 | Functional | Others
43822 | Rajiyasar Chc Ganganagar | Sahlis HB Meter | Model not available | 3000046102 | Functional | Others
43823 | Gangasara Phc | Blood Bank Refrigerator | Model not available | 3000134850 | Functional | Others
43824 | Birkali Phc | Baby Weighing Machine | Model Not Available | 3000043306 | Functional | Others
43825 | Rajiyasar Chc Ganganagar | Baby Weighing Machine | Model Not Available | 3000046113 | Functional | Others
43826 | Sarsena Phc | Autoclave | Model not available | 3000259298 | Functional | Others
43827 | Sarsena Phc | Autoclave | Model not available | 3000259299 | Functional | Others
43828 | Sarsena Phc | Autoclave | Model not available | 3000259300 | Functional | Others
43829 | Dabla Phc Sikar | Freezes | MODEL NOT AVAILABLE | 2000031519 | Functional | Haier Appliances India Pvt
43830 | Dabla Phc Sikar | Ice lined refrigerator | Model Not Available | 25000446 | Functional | Vestfrost Solutions
43831 | Dabla Phc Sikar | Binocular Microscope | Quasmo | 2000031521 | Functional | Quality Scientific And Mechanical Works Pvt Ltd
43832 | Hemda Phc | Suction Machine | Model Not Available | 3000206663 | Functional | Others
43833 | Jawar Phc | Binocular Microscope | Model Not Available | 3000201176 | Functional | Rohilla Industries Jaipur
43834 | Jawar Phc | Binocular Microscope | Model Not Available | 3000201175 | Functional | Rohilla Industries Jaipur
43835 | Bhavi Phc | Ice lined refrigerator | HBC-70 | BE07E4FON00B2A6J0075 | Non Functional Repairable | Haier Appliances India Pvt
43836 | Jawar Phc | FOOT OPERATED SUCTION MACHINE | MODEL NOT AVAILABLE | 3000201179 | Functional | Others
43837 | Bhavi Phc | Syringe Needle Destroyer | Model not available | 3000054080 | Functional | Others
43838 | Dispensary Jawahar Nagar City | SPHYGMOMANOMETER(BP APPRATUS) | MODEL NOT AVAILABLE | 98137245 | Functional | Others
43839 | Bhavi Phc | Monocular Microscope | Model not available | 940611 | Non Functional Repairable | Rohilla Industries Jaipur
43840 | Jawar Phc | Radiant Heat Warmer | Zeal - RHW 2101A | rhw210a//0813/1658 | Functional | Others
43841 | Raipur Patan Phc | Binocular Microscope | PZB 22 | 2000037106 | Functional | Others
43842 | Dispensary Jawahar Nagar City | Monocular Microscope | Model not available | 611595 | Functional | Others
43843 | Bhavi Phc | FOOT OPERATED SUCTION MACHINE | MODEL NOT AVAILABLE | 3000054127 | Functional | Others
43844 | Dispensary Jawahar Nagar City | Binocular Microscope | Model Not Available | 3000086985 | Functional | Others
43845 | Sarsena Phc | Syringe Needle Destroyer | Model not available | 3000259291 | Functional | Others
43846 | Sarsena Phc | Syringe Needle Destroyer | Model not available | 3000259292 | Functional | Others
43847 | Jamdoli Phc | COOLING CENTRIFUGE | BL 135R | 3000280571 | Functional | Bio Laboratories Pvt Ltd
43848 | Jail Dispensary Bundi | Baby Weighing Machine | Model Not Available | 3000042000 | Functional | Others
43849 | Kumher Chc | Radiant Heat Warmer | Model Not Available | 200003583 | Functional | Others
43850 | Kumher Chc | Radiant Heat Warmer | Model Not Available | 200003582 | Functional | Others
43851 | Kumher Chc | Radiant Heat Warmer | Model Not Available | 200003581 | Functional | Others
43852 | Karirigajipur Phc | Autoclave | Model not available | 3000138926 | Functional | Others
43853 | Satellite Hospital Mandor, Jodhpur | Cold Light Source | MODEL NOT AVAILABLE | 3000049117 | Functional | Others
43854 | Takhatgarh Chc | Freezes | Kelvinator KGE 193 | 3000197790 | Functional | Others
43855 | Bhuniya Phc | Ice lined refrigerator | MK - 142 | 3000134829 | Functional | Others
43856 | Karirigajipur Phc | Incubator | MODEL NOT AVAILABLE | 3000138945 | Functional | Others
43857 | Takhatgarh Chc | Weighing Machine | MODEL NOT AVAILABLE | 3000197793 | Functional | Others
43858 | Takhatgarh Chc | 100mA X-Ray Machine | Model not available | 1685 | Functional | Others
43859 | Pokaran Chc | Centrifuge Machine (24 Tubes) | R-8C DX | 56235 | Functional | Others
43860 | Talwas Phc | Nebulizer | MODEL NOT AVAILABLE | 10121856 | Functional | Others
43861 | Nourangdesar Phc | Autoclave | Model not available | 3000044316 | Functional | Others
43862 | Tidiyasar Phc Hanumangarh | Binocular Microscope | Model Not Available | 3000043551 | Functional | Others
43863 | Jamsar Phc | SPHYGMOMANOMETER(BP APPRATUS) | MODEL NOT AVAILABLE | 3000042027 | Functional | Others
43864 | Jamsar Phc | SPHYGMOMANOMETER(BP APPRATUS) | MODEL NOT AVAILABLE | 3000042030 | Functional | Others
43865 | Jamsar Phc | SPHYGMOMANOMETER(BP APPRATUS) | MODEL NOT AVAILABLE | 3000042037 | Functional | Others
43866 | Bhuniya Phc | Radiant Heat Warmer | Meditrin - Heat Warmer | 3000134832 | Functional | Others
43867 | Talwas Phc | Syringe Needle Destroyer | Microsil - ND350 | 8360 | Functional | Others
43868 | Garnawad Phc | Centrifuge Machine ( 6 Tube ) | Model Not Available | 3000206047 | Functional | Remi Electrotechnik Ltd
43869 | Karirigajipur Phc | SPHYGMOMANOMETER(BP APPRATUS) | MODEL NOT AVAILABLE | 98134137 | Functional | Others
43870 | Karirigajipur Phc | SPHYGMOMANOMETER(BP APPRATUS) | MODEL NOT AVAILABLE | 48132749 | Functional | Others
43871 | City Dispensary Krishi Upaj Mandi | Freezes | MODEL NOT AVAILABLE | 3000043743 | Non Functional Repairable | Others
43872 | Alod Chc | Centrifuge Machine ( 8 Tube) | Model Not Available | 3000055724 | Functional | Others
43873 | Bhuniya Phc | Suction Machine | Model Not Available | 3000134833 | Functional | Others
43874 | Satellite Hospital Mandor, Jodhpur | Cold Light Source | MODEL NOT AVAILABLE | 3000049123 | Functional | Others
43875 | Takhatgarh Chc | Baby Weighing Machine | Crown | 3000197797 | Functional | Others
43876 | Bagawas Ahiran Phc | Instrument Sterilizer | Model Not Available | 52009 | Functional | Others
43877 | Karirigajipur Phc | Syringe Needle Destroyer | Model not available | 3000138934 | Functional | Others
43878 | Chak Maharajka Phc | Blood Bank Refrigerator | Model not available | 3000048507 | Functional | Others
43879 | Chak Maharajka Phc | Blood Bank Refrigerator | Model not available | 3000048508 | Functional | Others
43880 | Chak Maharajka Phc | Blood Bank Refrigerator | Model not available | 3000048526 | Functional | Others
43881 | Satellite Hospital Mandor, Jodhpur | Radiant Heat Warmer | Model Not Available | RHW210108131985 | Functional | Cmho Supply
43882 | Hire Ki Dhani Phc | Centrifuge Machine ( 4 Tube ) | Model not available | 3000117938 | Functional | Others
43883 | Chak Maharajka Phc | Baby Weighing Machine | Model Not Available | 3000048511 | Functional | Others
43884 | Chak Maharajka Phc | Baby Weighing Machine | Model Not Available | 3000048516 | Functional | Others
43885 | Kushalpura Phc | Syringe Needle Destroyer | Model not available | NBSD0714297 | Functional | Others
43886 | City Dispensary Fatehpura | SPHYGMOMANOMETER(BP APPRATUS) | MODEL NOT AVAILABLE | 3000040077 | Functional | Others
43887 | City Dispensary Fatehpura | SPHYGMOMANOMETER(BP APPRATUS) | MODEL NOT AVAILABLE | 3000040078 | Functional | Others
43888 | City Dispensary Fatehpura | SPHYGMOMANOMETER(BP APPRATUS) | MODEL NOT AVAILABLE | 3000040079 | Functional | Others
43889 | Molaksar Phc | SPHYGMOMANOMETER(BP APPRATUS) | MODEL NOT AVAILABLE | 3000134346 | Functional | Others
43890 | Molaksar Phc | SPHYGMOMANOMETER(BP APPRATUS) | MODEL NOT AVAILABLE | 3000134350 | Functional | Others
43891 | Hindon Sdh | 300mA X-Ray Machine | PICKS - 3010 D | FO80594 | Functional | Others
43892 | Molaksar Phc | Syringe Needle Destroyer | MRK | 3000134349 | Functional | Others
43893 | Molaksar Phc | Syringe Needle Destroyer | MRK | 3000134344 | Functional | Others
43894 | Jaitaran Chc | Pulse Oxymeter | RMS PHOEBUS P121 | SP02/6D004FNL | Functional | Others
43895 | Dhumbriya Phc | Ice lined refrigerator | MK-144 | 2003201043 | Functional | Others
43896 | Dhumbriya Phc | Ice lined refrigerator | MK-144 | 91010153 | Functional | Others
43897 | Abdulpur Phc | Autoclave | Model not available | 3000242115 | Functional | Others
43898 | Abdulpur Phc | Autoclave | Model not available | 3000242116 | Functional | Others
43899 | Abdulpur Phc | SPHYGMOMANOMETER(BP APPRATUS) | MODEL NOT AVAILABLE | 3000242113 | Functional | Others
43900 | Abdulpur Phc | Centrifuge Machine ( 8 Tube) | Model Not Available | 3000242118 | Functional | Others
43901 | Karawali Phc Udaipur | FOOT OPERATED SUCTION MACHINE | SU-101 | 3000205920 | Functional | Niscomed Electro Medical Devices
43902 | Hindon Sdh | C R System | Model not available | K5296-6785 | Functional | Others
43903 | Hindon Sdh | Ultra Sonography (USG) & Colour Dopler Machine | Mindray - DP 2200 | ML-8C02500T | Functional | Others
43904 | Rajiyasar Chc Ganganagar | Baby Weighing Machine | Model Not Available | 3000046114 | Functional | Others
43905 | Rajiyasar Chc Ganganagar | Baby Weighing Machine | Model Not Available | 3000046108 | Functional | Others
43906 | Rajiyasar Chc Ganganagar | Baby Weighing Machine | Model Not Available | 3000046095 | Functional | Others
43907 | Chandpur Phc | SPHYGMOMANOMETER(BP APPRATUS) | ELITE | 3000280384 | Functional | Elite Scientific Corporation
43908 | Gangasara Phc | Ice lined refrigerator | HBC-70 | 3000134851 | Functional | Others
43909 | Satellite Hospital Mandor, Jodhpur | O.T. Light Double Dome | MODEL NOT AVAILABLE | 3000049135 | Functional | Others
43910 | Jaswantpura Chc | SPHYGMOMANOMETER(BP APPRATUS) | MODEL NOT AVAILABLE | 3000119782 | Functional | Others
43911 | Rajiyasar Chc Ganganagar | Binocular Microscope | Model Not Available | 3000046082 | Functional | Others
43912 | Hindoli Chc | Binocular Microscope | Model Not Available | 3000046561 | Functional | Others
43913 | Chandpur Phc | Blood Bank Refrigerator | Alpha | 3000280382 | Functional | Sudarshan Chemicals Kota
43914 | Gangasara Phc | Baby Weighing Machine | SUVARANA | 3000134853 | Functional | Others
43915 | Aadail Phc | Syringe Needle Destroyer | Model not available | 7203 | Functional | Others
43916 | Matunda Phc | Syringe Needle Destroyer | Nulife - Dots | N85D0714688 | Functional | Others
43917 | Gangasara Phc | Instrument Sterilizer | Model Not Available | 3000134854 | Functional | Others
43918 | Kudsu Phc | FOOT OPERATED SUCTION MACHINE | MODEL NOT AVAILABLE | 2000035200 | Functional | Others
43919 | Kudsu Phc | FOOT OPERATED SUCTION MACHINE | MODEL NOT AVAILABLE | 2000035202 | Functional | Others
43920 | Satellite Hospital Mandor, Jodhpur | O.T. Light Double Dome | MODEL NOT AVAILABLE | 10403 | Functional | Others
43921 | Matunda Phc | Baby Weighing Machine | Model Not Available | 3000046130 | Functional | Others
43922 | Bagwara Phc | Monocular Microscope | Model not available | 3000085707 | Functional | Others
43923 | Kudsu Phc | SPHYGMOMANOMETER(BP APPRATUS) | MODEL NOT AVAILABLE | 2000035206 | Functional | Others
43924 | Kudsu Phc | SPHYGMOMANOMETER(BP APPRATUS) | MODEL NOT AVAILABLE | 2000035208 | Functional | Others
43925 | Gangasara Phc | Cautry Machine | Model Not Available | 3000134856 | Functional | Others
43926 | Aadail Phc | SPHYGMOMANOMETER(BP APPRATUS) | MODEL NOT AVAILABLE | 3000134699 | Functional | Others
43927 | City Dispensary Aayad | Freezes | MODEL NOT AVAILABLE | 3000043659 | Functional | Haier Appliances India Pvt
43928 | Phalodi Chc | Freezes | MODEL NOT AVAILABLE | 3000120204 | Functional | Others
43929 | Matunda Phc | Suction Machine | Model Not Available | 3000046131 | Functional | Others
43930 | Aadail Phc | Centrifuge Machine ( 8 Tube) | Model Not Available | 3000134701 | Functional | Others
43931 | Kumher Chc | Radiant Heat Warmer | Model Not Available | 200003580 | Functional | Others
43932 | Lohawat Chc | Suction Machine | Model Not Available | 3000120030 | Functional | Others
43933 | Lohawat Chc | Instrument Sterilizer | Model Not Available | 3000120031 | Functional | Others
43934 | Jail Dispensary Bundi | SPHYGMOMANOMETER(BP APPRATUS) | Pagoda | 3000041999 | Functional | Others
43935 | Lohawat Chc | Freezes | MODEL NOT AVAILABLE | 3000120091 | Functional | Others
43936 | Lohawat Chc | Freezes | MODEL NOT AVAILABLE | 3000120095 | Functional | Others
43937 | Lohawat Chc | Semi Automated Chemistry Analyzer | CPC - STAT FAX 3300 | 3000120093 | Functional | Others
43938 | Lohawat Chc | Ice lined refrigerator | MK - 142 | 3000120099 | Functional | Others
43939 | Lohawat Chc | Blood Bank Refrigerator | Model not available | 3000120100 | Functional | Others
43940 | Gothera Phc | Syringe Needle Destroyer | Nulife - Dots | 3000055683 | Functional | Others
43941 | Gothera Phc | Syringe Needle Destroyer | Nulife - Dots | 3000055690 | Functional | Others
43942 | Gothera Phc | Syringe Needle Destroyer | Nulife - Dots | 3000055702 | Functional | Others
43943 | Thikriya Charanan Phc Bundi | SPHYGMOMANOMETER(BP APPRATUS) | MODEL NOT AVAILABLE | 1620 | Functional | Others
43944 | Thikriya Charanan Phc Bundi | Freezes | MODEL NOT AVAILABLE | 3000041457 | Functional | Others
43945 | Dablana Phc | Binocular Microscope | MLW Lab | 3000055679 | Functional | Others
43946 | Kanasar Phc Jodhpur | Freezes | MODEL NOT AVAILABLE | 3000056578 | Functional | Others
43947 | Kanasar Phc Jodhpur | Freezes | MODEL NOT AVAILABLE | 3000056584 | Functional | Others
43948 | Dablana Phc | Centrifuge Machine ( 8 Tube) | REMI - R4C | 3000055678 | Functional | Others
43949 | Chanwandiya Phc | SPHYGMOMANOMETER(BP APPRATUS) | MODEL NOT AVAILABLE | 99686 | Functional | Others
43950 | Jamdoli Phc | Autoclave | Atlas | 3000280557 | Functional | Atlas Surgical Company
43951 | Chadwas Phc | SPHYGMOMANOMETER(BP APPRATUS) | MODEL NOT AVAILABLE | 3000214873 | Functional | Others
43952 | Maharawar Phc Bharatpur | Syringe Needle Destroyer | Model not available | 3000259387 | Functional | Others
43953 | Kanasar Phc Jodhpur | Syringe Needle Destroyer | Model not available | 3000056579 | Functional | Others
43954 | Kanasar Phc Jodhpur | Syringe Needle Destroyer | Model not available | 3000056586 | Functional | Others
43955 | Kanasar Phc Jodhpur | Syringe Needle Destroyer | Model not available | 3000056583 | Functional | Others
43956 | Maharawar Phc Bharatpur | Glucometer | Model not available | 3000259388 | Functional | Others
43957 | Jamdoli Phc | FOOT OPERATED SUCTION MACHINE | MODEL NOT AVAILABLE | 30000280563 | Functional | Others
43958 | Karirigajipur Phc | Syringe Needle Destroyer | Model not available | 3000138938 | Functional | Others
43959 | Alod Chc | Semi Automated Chemistry Analyzer | CPC - STAT FAX 3300 | 3300-7513 | Functional | Others
43960 | Bhuniya Phc | Syringe Needle Destroyer | Model not available | 3000134831 | Functional | Others
43961 | Shivpur Chc Ganganagar | Baby Weighing Machine | Model Not Available | 3000048099 | Functional | Others
43962 | Shivpur Chc Ganganagar | Baby Weighing Machine | Model Not Available | 3000048105 | Functional | Others
43963 | Shivpur Chc Ganganagar | Baby Weighing Machine | Model Not Available | 3000048107 | Functional | Others
43964 | Jamsar Phc | Labour Table | Model Not Available | 3000042034 | Functional | Others
43965 | Jamsar Phc | Labour Table | Model Not Available | 3000042035 | Functional | Others
43966 | Talwas Phc | Freezes | MODEL NOT AVAILABLE | 3000055538 | Functional | Others
43967 | Takhatgarh Chc | Weighing Machine | MODEL NOT AVAILABLE | 38722712 | Functional | Others
43968 | Tokar Phc Udaipur | SPHYGMOMANOMETER(BP APPRATUS) | MODEL NOT AVAILABLE | 3000198273 | Functional | Others
43969 | Bhuniya Phc | Baby Weighing Machine | Model Not Available | 3000134834 | Functional | Others
43970 | Tidiyasar Phc Churu | Syringe Needle Destroyer | Model not available | 3000121043 | Functional | Others
43971 | Tidiyasar Phc Churu | Syringe Needle Destroyer | Model not available | 3000121042 | Functional | Others
43972 | Tidiyasar Phc Churu | Syringe Needle Destroyer | Model not available | 3000121041 | Functional | Others
43973 | Tidiyasar Phc Churu | Syringe Needle Destroyer | Model not available | 3000121038 | Functional | Others
43974 | Tidiyasar Phc Churu | Syringe Needle Destroyer | Model not available | 3000121035 | Functional | Others
43975 | Talwas Phc | Baby Weighing Machine | Crown | 3000055537 | Functional | Others
43976 | Chandpur Phc | SPHYGMOMANOMETER(BP APPRATUS) | BPMR-112 | 3000280387 | Functional | Industrial Electronic And Allied Products
43977 | Tokar Phc Udaipur | SPHYGMOMANOMETER(BP APPRATUS) | MODEL NOT AVAILABLE | 3000198275 | Non Functional Repairable | Others
43978 | Takhatgarh Chc | Instrument Sterilizer | Model Not Available | 06C3964 | Functional | Others
43979 | Phalodi Chc | Instrument Sterilizer | Model Not Available | 3000120165 | Functional | Others
43980 | Chawa Phc | Baby Weighing Machine | Model Not Available | 3000117630 | Functional | Others
43981 | Chawa Phc | Baby Weighing Machine | Model Not Available | 28021 | Functional | Others
43982 | Police Dispensary Sikar | SPHYGMOMANOMETER(BP APPRATUS) | MODEL NOT AVAILABLE | 280357 | Functional | Others
43983 | Siyana Chc | Micropipettes | MODEL NOT AVAILABLE | 3000045899 | Functional | Others
43984 | Indrana Phc | Syringe Needle Destroyer | Microsil ND 20 | 3000134298 | Functional | Others
43985 | Indrana Phc | Syringe Needle Destroyer | Microsil ND 20 | 3000134293 | Functional | Others
43986 | Indrana Phc | Syringe Needle Destroyer | Microsil ND 20 | 3000134294 | Functional | Others
43987 | Amer Chc | Ophthalmoscope | Model Not Available | 2000025342 | Functional | Others
43988 | Hindon Sdh | SPHYGMOMANOMETER(BP APPRATUS) | MODEL NOT AVAILABLE | 98134402 | Functional | Others
43989 | Mandali Phc | Binocular Microscope | Microlux - 16 | 6730 | Functional | Others
43990 | Mandali Phc | Ice lined refrigerator | MF - 144 | 91209659 | Functional | Others
43991 | Ramniya Phc | Blood Bank Refrigerator | Model not available | 3000134337 | Functional | Others
43992 | Hadaan Phc | SPHYGMOMANOMETER(BP APPRATUS) | MODEL NOT AVAILABLE | 2000030998 | Functional | Others
43993 | Richwa Phc | Syringe Needle Destroyer | Model not available | 3000042165 | Functional | Others
43994 | Barora Phc Udaipur | Syringe Needle Destroyer | Model not available | 3000205905 | Functional | Others
43995 | Ridi Phc Bikaner | SPHYGMOMANOMETER(BP APPRATUS) | MODEL NOT AVAILABLE | 3000042166 | Functional | Others
43996 | Bhalta Phc | Freezes | MODEL NOT AVAILABLE | 3000206372 | Functional | Others
43997 | Ridi Phc Bikaner | Spot Light ( Portable ) | Model Not Available | 3000042170 | Functional | Others
43998 | Ridi Phc Bikaner | Spot Light ( Portable ) | Model Not Available | 3000042172 | Functional | Others
43999 | Garabdesar Phc Bikaner | FOOT OPERATED SUCTION MACHINE | MODEL NOT AVAILABLE | 3000042247 | Functional | Others
44000 | Garabdesar Phc Bikaner | Radiant Heat Warmer | Model Not Available | 3000042248 | Functional | Others
44001 | Garabdesar Phc Bikaner | Baby Weighing Machine | Model Not Available | 3000042249 | Functional | Others
44002 | Garabdesar Phc Bikaner | Baby Weighing Machine | Model Not Available | 3000042250 | Functional | Others
44003 | Rundeda Phc | Freezes | MODEL NOT AVAILABLE | 110931933 | Functional | Others
44004 | Vati, Phc Udaipur | Weighing Machine | MODEL NOT AVAILABLE | 3000205107 | Functional | Others
44005 | Bakra Phc | SPHYGMOMANOMETER(BP APPRATUS) | MODEL NOT AVAILABLE | 632586-10 | Functional | Others
44006 | Rundeda Phc | Glucometer | Model not available | 3000052295 | Functional | Others
44007 | Dayalpura Phc | SPHYGMOMANOMETER(BP APPRATUS) | MODEL NOT AVAILABLE | 58828 | Functional | Others
44008 | Dayalpura Phc | SPHYGMOMANOMETER(BP APPRATUS) | MODEL NOT AVAILABLE | 9812356 | Functional | Others
44009 | Dayalpura Phc | SPHYGMOMANOMETER(BP APPRATUS) | MODEL NOT AVAILABLE | 122200 | Functional | Others
44010 | Dayalpura Phc | SPHYGMOMANOMETER(BP APPRATUS) | MODEL NOT AVAILABLE | 2 | Functional | Others
44011 | Bagwara Phc | Syringe Needle Destroyer | Model not available | 3000085708 | Functional | Others
44012 | City Dispensary No 2 Sikar | Ice lined refrigerator | Model Not Available | 20071020473 | Functional | Others
44013 | Bhedana Phc | Baby Weighing Machine | Crown | 3000134821 | Functional | Others
44014 | Rajiyasar Chc Ganganagar | Syringe Needle Destroyer | Model not available | 3000046100 | Functional | Others
44015 | Nadol Chc | Incubator | MODEL NOT AVAILABLE | 9012 | Functional | Others
44016 | Phalodi Chc | Suction Machine | Model Not Available | 3000120206 | Functional | Others
44017 | Handecha Chc | Syringe Needle Destroyer | Nulife - Dots | 3000197108 | Functional | Others
44018 | City Dispensary No 2 Sikar | Freezes | MODEL NOT AVAILABLE | 2000029557 | Functional | Others
44019 | Nadol Chc | Freezes | MODEL NOT AVAILABLE | 3000197510 | Functional | Others
44020 | Ajeet Phc | SPHYGMOMANOMETER(BP APPRATUS) | MODEL NOT AVAILABLE | 3000134312 | Functional | Others
44021 | Handecha Chc | Baby Weighing Machine | Crown | 3000197112 | Functional | Others
44022 | City Dispensary Police Line | SPHYGMOMANOMETER(BP APPRATUS) | MODEL NOT AVAILABLE | 3000043732 | Non Functional Not Repairable | Others
44023 | Modunagar Phc | Centrifuge Machine ( 8 Tube) | Model Not Available | 3000043402 | Functional | Others
44024 | Satellite Hospital Mandor, Jodhpur | Endoscope | MODEL NOT AVAILABLE | 3000049125 | Functional | Others
44025 | City Dispensary Police Line | Instrument Sterilizer | Model Not Available | 3000043734 | Functional | Others
44026 | Matunda Phc | Blood Bank Refrigerator | Model not available | 3000046136 | Functional | Others
44027 | Satellite Hospital Mandor, Jodhpur | Endoscope | MODEL NOT AVAILABLE | 3000049126 | Functional | Others
44028 | Phalodi Chc | Syringe Needle Destroyer | Microsil - ND350 | 3000120209 | Functional | Others
44029 | Phalodi Chc | SPHYGMOMANOMETER(BP APPRATUS) | MODEL NOT AVAILABLE | 3000120210 | Functional | Others
44030 | Satellite Hospital Mandor, Jodhpur | Endoscope | MODEL NOT AVAILABLE | 3000049144 | Functional | Others
44031 | V Bsf Dispensary Jaisalmer | Hot Air Oven | Model not available | 3000056956 | Functional | Others
44032 | Ajeet Phc | Nebulizer | MODEL NOT AVAILABLE | 3000134308 | Functional | Others
44033 | Nirvana Chc Ganganagar | SPHYGMOMANOMETER(BP APPRATUS) | MODEL NOT AVAILABLE | 3000041438 | Functional | Others
44034 | V Bsf Dispensary Jaisalmer | Binocular Microscope | Labomed - Vision 2000 | 3000056957 | Functional | Labomed
44035 | Panchgaon Phc | Autoclave | Model not available | 9246 | Functional | Others
44036 | Panchgaon Phc | Radiant Heat Warmer | Model Not Available | 3000259012 | Functional | Others
44037 | Nadauti Chc | Spot Light ( Portable ) | Model Not Available | 3000138996 | Functional | Others
44038 | Chanwandiya Phc | Syringe Needle Destroyer | Model not available | 3000140647 | Functional | Others
44039 | Khatkad Phc | SPHYGMOMANOMETER(BP APPRATUS) | MODEL NOT AVAILABLE | 3000041981 | Functional | Others
44040 | Chadwas Phc | Centrifuge Machine ( 8 Tube) | Model Not Available | 3000214877 | Functional | Others
44041 | Kapura Maluka Phc Bharatpur | SPHYGMOMANOMETER(BP APPRATUS) | MODEL NOT AVAILABLE | 3000242408 | Functional | Others
44042 | Khatkad Phc | Radiant Heat Warmer | Meditrin - Heat Warmer | 3000041982 | Functional | Others
44043 | Kapura Maluka Phc Bharatpur | Sahlis HB Meter | Model not available | 3000242409 | Functional | Others
44044 | Lalita Mudia Phc | Centrifuge Machine ( 4 Tube ) | Model not available | 3000259304 | Functional | Others
44045 | Sirpoi Phc | Binocular Microscope | AMT 5A | 30000206682 | Functional | Rohilla Industries Jaipur
44046 | Lalita Mudia Phc | Glucometer | Model not available | 3000259307 | Functional | Others
44047 | Chadwas Phc | Glucometer | Model not available | 3000214879 | Functional | Others
44048 | Ashop Chc | ECG Machine (Single Channel) | Medicaid - Cardio Fax | 3000054290 | Functional | Others
44049 | Sirpoi Phc | Freezes | MODEL NOT AVAILABLE | 3000206686 | Functional | Others
44050 | Ashop Chc | ECG Machine (Single Channel) | BPL - Cardiart 108T | 3000054293 | Functional | Others
44051 | Bamangaon Phc | Syringe Needle Destroyer | Microsil - ND350 | 3000055574 | Functional | Others
44052 | Jindoli Phc | Syringe Needle Destroyer | 7E-B | 14f1156 | Functional | Anand Surgical Industries (India)
44053 | Jindoli Phc | Autoclave | Atlas | 30000280171 | Functional | Atlas Surgical Company
44054 | Ashop Chc | Radiant Heat Warmer | Zeal - RHW 2101A | 3000054278 | Functional | Others
44055 | Ashop Chc | Radiant Heat Warmer | Zeal - RHW 2101A | 3000054282 | Functional | Others
44056 | Kalwar Phc | SPHYGMOMANOMETER(BP APPRATUS) | MODEL NOT AVAILABLE | 600640 | Functional | Others
44057 | Barundhan Phc | Baby Weighing Machine | Model Not Available | 3000046450 | Functional | Others
44058 | Barundhan Phc | Baby Weighing Machine | Model Not Available | 3000046458 | Functional | Others
44059 | Jindoli Phc | SPHYGMOMANOMETER(BP APPRATUS) | BPMR-112 | 3000280176 | Functional | Industrial Electronic And Allied Products
44060 | Kalwar Phc | Instrument Sterilizer | Model Not Available | 3000086938 | Functional | Others
44061 | Kalwar Phc | Ice lined refrigerator | HBD-116 | 3000086943 | Functional | Others
44062 | Singhada Phc | Centrifuge Machine ( 4 Tube ) | Model not available | 3000259362 | Functional | Others
44063 | Singhada Phc | Glucometer | Model not available | 3000259364 | Functional | Others
44064 | Barundhan Phc | Syringe Needle Destroyer | Model not available | 3000046415 | Functional | Others
44065 | Bawadi Chc | Freezes | Kelvinator KGE 193 | 3000054017 | Functional | Cmho Supply
44066 | Kamrania Phc | Glucometer | Model not available | 3000041136 | Functional | Others
44067 | Matunda Phc | Micropipettes | MODEL NOT AVAILABLE | 3000046146 | Functional | Others
44068 | Kamrania Phc | Sahlis HB Meter | Model not available | 3000041138 | Functional | Others
44069 | Bawadi Chc | Radiant Heat Warmer | Zeal - RHW 2101A | 8131966 | Non Functional Not Repairable | Others
44070 | Kalu Phc | Baby Weighing Machine | Model Not Available | 3000042251 | Functional | Others
44071 | Kalu Phc | Baby Weighing Machine | Model Not Available | 3000042254 | Functional | Others
44072 | Kalu Phc | Baby Weighing Machine | Model Not Available | 3000042255 | Functional | Others
44073 | Bhorda Phc | Weighing Machine | MODEL NOT AVAILABLE | 3000046000 | Functional | Others
44074 | Chandpur Phc | Syringe Needle Destroyer | 7E-B | 3000280405 | Functional | Authentic Instruments Ltd
44075 | Bhorda Phc | Syringe Needle Destroyer | Microsil - ND350 | 6038 | Functional | Others
44076 | Kalu Phc | Freezes | MODEL NOT AVAILABLE | 3000042261 | Functional | Others
44077 | Kalu Phc | Freezes | MODEL NOT AVAILABLE | 3000042262 | Functional | Others
44078 | Kalu Phc | Freezes | MODEL NOT AVAILABLE | 3000042263 | Functional | Others
44079 | Alod Chc | SPHYGMOMANOMETER(BP APPRATUS) | MODEL NOT AVAILABLE | 3000055705 | Functional | Others
44080 | Nadol Chc | Freezes | MODEL NOT AVAILABLE | 3000197523 | Functional | Others
44081 | Ogala Phc | Blood Bank Refrigerator | Model not available | 3000134857 | Functional | Others
44082 | Bhorda Phc | Freezes | MODEL NOT AVAILABLE | 3000119156 | Functional | Others
44083 | Hodu Phc | Ice lined refrigerator | HBD-116 | 3000134672 | Functional | Others
44084 | Hodu Phc | Ice lined refrigerator | HBD-116 | 3000134673 | Functional | Others
44085 | Ogala Phc | Ice lined refrigerator | MK-144 | 3000134858 | Functional | Others
44086 | Sagatra Phc | Binocular Microscope | Microlux - 16 | 3000198240 | Functional | Ajay Optical India
44087 | Ogala Phc | Syringe Needle Destroyer | BS-949 | 3000134859 | Functional | Others
44088 | Bhorda Phc | Incubator | MODEL NOT AVAILABLE | 3000119157 | Functional | Others
44089 | Ogala Phc | Binocular Microscope | Labomed - Vision 2000 | 5741 | Functional | Others
44090 | Ogala Phc | Binocular Microscope | Labomed - Vision 2000 | 4014 | Functional | Others
44091 | District Hospital Baran Dh | Ventilator | Schiller - Graphnet Advance | 3000129936 | Functional | Others
44092 | Matunda Phc | Hemoglobin meter | Model Not Available | 3000046141 | Functional | Others
44093 | Taranagar Chc | Syringe Needle Destroyer | Microsil - ND350 | 3000053119 | Functional | Others
44094 | Jasrasar Phc Churu | Glucometer | Model not available | 3000053857 | Functional | Others
44095 | Arnai Phc | SPHYGMOMANOMETER(BP APPRATUS) | MODEL NOT AVAILABLE | 3000119934 | Functional | Others
44096 | Bhojasar Phc | Baby Weighing Machine | Model Not Available | 3000120121 | Functional | Others
44097 | Taranagar Chc | ECG Machine (Three Channel ) | Medicaid - CardioFax 3R | 3000053120 | Functional | Others
44098 | Bhojasar Phc | Centrifuge Machine ( 4 Tube ) | Model not available | 3000120122 | Functional | Others
44099 | Jasrasar Phc Churu | Instrument Sterilizer | Model Not Available | 3000053858 | Functional | Others
44100 | Taranagar Chc | Freezes | MODEL NOT AVAILABLE | 3000053121 | Functional | Others
44101 | Taranagar Chc | Blood Bank Refrigerator | Model not available | 3000053122 | Functional | Others
44102 | Jasrasar Phc Churu | Ice lined refrigerator | Model Not Available | 3000053862 | Functional | Others
44103 | Taranagar Chc | Centrifuge Machine ( 8 Tube) | Model Not Available | 3000053123 | Functional | Others
44104 | Jasrasar Phc Churu | FOOT OPERATED SUCTION MACHINE | MODEL NOT AVAILABLE | 3000053861 | Functional | Others
44105 | Jasrasar Phc Churu | Syringe Needle Destroyer | Model not available | 3000053859 | Functional | Others
44106 | Kanuja Phc | Binocular Microscope | BLS 116 | 6760 | Functional | Others
44107 | Hajipur Phc | Ice lined refrigerator | HBD-116 | 3000280491 | Functional | Others
44108 | Hajipur Phc | Ice lined refrigerator | MK - 142 | 3000280492 | Functional | Others
44109 | Kanuja Phc | Binocular Microscope | Model Not Available | 3000202262 | Functional | Others
44110 | Kanuja Phc | Centrifuge Machine ( 8 Tube) | Model Not Available | 3000202263 | Functional | Others
44111 | Hajipur Phc | Instrument Sterilizer | Model Not Available | 3000280493 | Functional | Others
44112 | Kanuja Phc | Glucometer | Model not available | 4207114500018200 | Functional | Others
44113 | Taranagar Chc | Binocular Microscope | Model Not Available | 3000053124 | Functional | Others
44114 | Taranagar Chc | Hot Air Oven | Model not available | 3000053125 | Functional | Others
44115 | Kanuja Phc | Freezes | MODEL NOT AVAILABLE | 3000202265 | Functional | Others
44116 | Taranagar Chc | Water Bath | Model not available | 3000053126 | Functional | Others
44117 | Sanvreej Phc | Binocular Microscope | Model Not Available | 3000120039 | Functional | Others
44118 | Hajipur Phc | Monocular Microscope | Model not available | 3000280494 | Functional | Cmho Supply
44119 | Khangta Phc | Baby Weighing Machine | Model Not Available | 3000054270 | Functional | Others
44120 | Khangta Phc | Syringe Needle Destroyer | Microsil ND 20 | 3000054271 | Functional | Others
44121 | Rajola Kalan Phc | SPHYGMOMANOMETER(BP APPRATUS) | MODEL NOT AVAILABLE | 344641 | Functional | Others
44122 | Khangta Phc | Binocular Microscope | MLW Lab | 3000054261 | Functional | Others
44123 | Khangta Phc | Centrifuge Machine ( 4 Tube ) | Model not available | 3000054262 | Functional | Others
44124 | Khangta Phc | Syringe Needle Destroyer | Model not available | 3000054263 | Functional | Others
44125 | Khangta Phc | Freezes | MODEL NOT AVAILABLE | 3000054264 | Functional | Others
44126 | Khangta Phc | Blood Bank Refrigerator | Model not available | 3000054265 | Functional | Others
44127 | Khangta Phc | Ice lined refrigerator | HBC-70 | 3000054266 | Functional | Others
44128 | Panlawa Phc | Binocular Microscope | PZB 22 | 2000029338 | Functional | Zeal Medical Pvt Ltd
44129 | Panlawa Phc | Monocular Microscope | Model not available | 990514 | Functional | Rohilla Industries Jaipur
44130 | Hariyamali Phc | Binocular Microscope | BLS 116 | 5872 | Functional | Others
44131 | Panlawa Phc | Ice lined refrigerator | HBC-70 | 2000029343 | Functional | Haier Appliances India Pvt
44132 | Hariyamali Phc | Centrifuge Machine ( 4 Tube ) | Remi 4C | EILC-3472 | Functional | Others
44133 | Panlawa Phc | Ice lined refrigerator | HBD-116 | 2000029344 | Functional | Haier Appliances India Pvt
44134 | Hariyamali Phc | Glucometer | Model not available | 3000214979 | Functional | Others
44135 | Panlawa Phc | Instrument Sterilizer | Model Not Available | 2000029346 | Non Functional Not Repairable | Zeal Medical Pvt Ltd
44136 | Hariyamali Phc | Binocular Microscope | Model Not Available | 890446 | Functional | Others
44137 | Ratkudiya | Binocular Microscope | AMT 5A | 3000054272 | Functional | Others
44138 | Ratkudiya | Freezes | MODEL NOT AVAILABLE | 3000054274 | Functional | Others
44139 | Panlawa Phc | FOOT OPERATED SUCTION MACHINE | MODEL NOT AVAILABLE | 2000029347 | Functional | Cmho Supply
44140 | Ratkudiya | Centrifuge Machine ( 4 Tube ) | Remi 4C | EPLC-3803 | Functional | Others
44141 | Savora Phc | SPHYGMOMANOMETER(BP APPRATUS) | MODEL NOT AVAILABLE | 2000003233 | Functional | Others
44142 | Savora Phc | SPHYGMOMANOMETER(BP APPRATUS) | MODEL NOT AVAILABLE | 2000003234 | Functional | Others
44143 | Savora Phc | SPHYGMOMANOMETER(BP APPRATUS) | MODEL NOT AVAILABLE | 2000003239 | Functional | Others
44144 | Savora Phc | SPHYGMOMANOMETER(BP APPRATUS) | MODEL NOT AVAILABLE | 2000003240 | Functional | Others
44145 | Ratkudiya | Blood Bank Refrigerator | Model not available | 3000054275 | Functional | Others
44146 | Pahadi Chc | Ice lined refrigerator | HBD-116 | 2A560113 | Functional | Others
44147 | Ashop Chc | Blood Cell Counter - 3 part | Horiba - ABX Micros ES 60 | 304EH0H05520 | Functional | Others
44148 | Atbera Phc | Nebulizer | CN-01WB | 23763 | Functional | Others
44149 | Pahadi Chc | Radiant Heat Warmer | Zeal - RHW 2101A | 713689 | Functional | Others
44150 | Ashop Chc | Binocular Microscope | Model Not Available | 3000054287 | Functional | Others
44151 | Sihalikalan Phc | Baby Weighing Machine | Crown | 3000280375 | Functional | Crown Digital Scales Inc
44152 | Gangdhar Phc | Centrifuge Machine ( 8 Tube) | Model Not Available | 3000206730 | Functional | Others
44153 | Ashop Chc | Syringe Needle Destroyer | Microsil - ND350 | 4914 | Functional | Others
44154 | Pahadi Chc | Syringe Needle Destroyer | Model not available | 3000236779 | Functional | Others
44155 | Atbera Phc | Syringe Needle Destroyer | Model not available | NBSD0714022 | Functional | Others
44156 | Atbera Phc | Syringe Needle Destroyer | Model not available | 3000202465 | Functional | Others
44157 | Ashop Chc | O.T. Light Single Dome | MODEL NOT AVAILABLE | 3000054298 | Functional | Others
44158 | Gangdhar Phc | Binocular Microscope | Labomed - Vision 2000 | 698 | Functional | Others
44159 | Ashop Chc | Suction Machine | Model Not Available | 3000054281 | Functional | Others
44160 | Gangdhar Phc | Freezes | MODEL NOT AVAILABLE | 3000206732 | Functional | Others
44161 | Maid Phc | Monocular Microscope | Model not available | 2000022555 | Functional | Others
44162 | Ashop Chc | Weighing Machine | MODEL NOT AVAILABLE | 3000054280 | Functional | Others
44163 | Sikrai Chc | Monocular Microscope | Model not available | 3000236801 | Functional | Others
44164 | Maid Phc | Centrifuge Machine ( 8 Tube) | Model Not Available | 2000022556 | Functional | Others
44165 | Atbera Phc | Freezes | MODEL NOT AVAILABLE | 111111544 | Functional | Others
44166 | Maid Phc | Glucometer | Model not available | 22131081205 | Functional | Others
44167 | Sikrai Chc | Blood Bank Refrigerator | Authentic - BBR 50 Dx R | 4385 | Functional | Others
44168 | Sihalikalan Phc | Suction Machine | Model Not Available | 3000280381 | Functional | Others
44169 | Maid Phc | Sahlis HB Meter | Model not available | 2000022558 | Functional | Others
44170 | Maid Phc | ESR Stand | Model not available | 2000022559 | Functional | Others
44171 | Sikrai Chc | Radiant Heat Warmer | Zeal - RHW 2101A | 713723 | Functional | Others
44172 | Tb Hospital Jaipur | Bi-pap Machine | MODEL NOT AVAILABLE | C03600442 | Functional | Philips Electronics India Ltd
44173 | Sagatra Phc | Freezes | MODEL NOT AVAILABLE | 110931894 | Functional | Others
44174 | Ogala Phc | Binocular Microscope | Model Not Available | 3000134862 | Functional | Others
44175 | Ogala Phc | Binocular Microscope | Model Not Available | 3000134863 | Functional | Others
44176 | Nadol Chc | ECG Machine (Single Channel) | Medicaid - Cardio Fax | CG8C6518 | Functional | Others
44177 | Sagatra Phc | Syringe Needle Destroyer | Model not available | 3000198244 | Functional | Medicaid Systems
44178 | Devla Phc | Weighing Machine | MODEL NOT AVAILABLE | 3000205643 | Functional | Crown Digital Scales Inc
44179 | Hodu Phc | Centrifuge Machine ( 4 Tube ) | Model not available | 3000134678 | Functional | Others
44180 | Himmatsar Phc | Binocular Microscope | Model Not Available | 3000045196 | Functional | Others
44181 | Himmatsar Phc | Binocular Microscope | Model Not Available | 3000045197 | Functional | Others
44182 | Himmatsar Phc | Binocular Microscope | Model Not Available | 3000045198 | Functional | Others
44183 | Bagwara Phc | Weighing Machine | MODEL NOT AVAILABLE | 3000085722 | Functional | Others
44184 | Pakkasaran Phc | Blood Bank Refrigerator | Model not available | 3000044240 | Functional | Others
44185 | Pakkasaran Phc | Blood Bank Refrigerator | Model not available | 3000044242 | Functional | Others
44186 | Alod Chc | SPHYGMOMANOMETER(BP APPRATUS) | MODEL NOT AVAILABLE | 63235 | Functional | Others
44187 | Chandpur Phc | FOOT OPERATED SUCTION MACHINE | MODEL NOT AVAILABLE | 3000280404 | Functional | Others
44188 | Nadol Chc | Ice lined refrigerator | HBD-116 | BEOG4E2600B2A560060 | Functional | Others
44189 | Pakkasaran Phc | Ice lined refrigerator | Model Not Available | 3000044241 | Functional | Others
44190 | Pakkasaran Phc | Syringe Needle Destroyer | Model not available | 3000044238 | Functional | Others
44191 | Pakkasaran Phc | Syringe Needle Destroyer | Model not available | 3000044249 | Functional | Others
44192 | Pakkasaran Phc | Syringe Needle Destroyer | Model not available | 3000044244 | Functional | Others
44193 | Keshwana Phc | Blood Bank Refrigerator | Model not available | 3000119490 | Functional | Others
44194 | Keshwana Phc | Blood Bank Refrigerator | Model not available | 3000119491 | Functional | Others
44195 | Sagatra Phc | Centrifuge Machine ( 8 Tube) | Model Not Available | 3000198241 | Functional | Others
44196 | Bagwara Phc | SPHYGMOMANOMETER(BP APPRATUS) | MODEL NOT AVAILABLE | 361900 | Functional | Others
44197 | Satellite Hospital Mandor, Jodhpur | Suction Machine | Model Not Available | 3000047668 | Functional | Cmho Supply
44198 | Keshwana Phc | Centrifuge Machine ( 4 Tube ) | Model not available | 3000119442 | Functional | Others
44199 | Keshwana Phc | Binocular Microscope | Microlux - 16 | 12657 | Functional | Others
44200 | Taranagar Chc | Multi-Para Monitor | Model not available | 3000053128 | Functional | Others
44201 | Kanuja Phc | Radiant Heat Warmer | Meditrin - Heat Warmer | NRHM/IV209 | Functional | Others
44202 | Aaslsar Phc | Instrument Sterilizer | Model Not Available | 3000053917 | Functional | Others
44203 | Aaslsar Phc | Instrument Sterilizer | Model Not Available | 3000053918 | Functional | Others
44204 | Aaslsar Phc | Instrument Sterilizer | Model Not Available | 3000053919 | Functional | Others
44205 | Kanuja Phc | Baby Weighing Machine | Docbel Braun | 3000202257 | Functional | Others
44206 | Sulkhaniya Phc | Syringe Needle Destroyer | Model not available | 3000053492 | Functional | Others
44207 | Sulkhaniya Phc | Syringe Needle Destroyer | Model not available | 3000053494 | Functional | Others
44208 | Sulkhaniya Phc | Syringe Needle Destroyer | Model not available | 3000053491 | Functional | Others
44209 | Sulkhaniya Phc | Syringe Needle Destroyer | Model not available | 3000053490 | Functional | Others
44210 | Sulkhaniya Phc | Syringe Needle Destroyer | Model not available | 3000053489 | Functional | Others
44211 | Sulkhaniya Phc | Syringe Needle Destroyer | Model not available | 3000053488 | Functional | Others
44212 | Aaslsar Phc | Centrifuge Machine ( 4 Tube ) | Model not available | 3000053922 | Functional | Others
44213 | Aaslsar Phc | Centrifuge Machine ( 4 Tube ) | Model not available | 3000053912 | Functional | Others
44214 | Kanuja Phc | Suction Machine | Model Not Available | 3000202258 | Functional | Others
44215 | General Hospital Sawai Madhopur Dh | Ventilator | Model Not Available | V530/15071 | Functional | Others
44216 | General Hospital Sawai Madhopur Dh | Ventilator | Model Not Available | V53015120 | Functional | Others
44217 | General Hospital Sawai Madhopur Dh | Ventilator | Model Not Available | V53015091 | Functional | Others
44218 | Hajipur Phc | Blood Component Separator | MODEL NOT AVAILABLE | 3000280495 | Functional | Others
44219 | Aaslsar Phc | Blood Bank Refrigerator | Model not available | 3000053915 | Functional | Others
44220 | Kanuja Phc | Ice lined refrigerator | MK - 142 | 44713389 | Functional | Others
44221 | Aaslsar Phc | Suction Machine | Model Not Available | 3000053916 | Functional | Others
44222 | Kanuja Phc | Ice lined refrigerator | HBD-116 | BE04GE2600B2A550073 | Functional | Others
44223 | Sulkhaniya Phc | Ice lined refrigerator | HBC-70 | 3000053301 | Functional | Others
44224 | Sulkhaniya Phc | Ice lined refrigerator | HBC-70 | 3000053302 | Functional | Others
44225 | Sulkhaniya Phc | Ice lined refrigerator | HBC-70 | 3000053303 | Functional | Others
44226 | Hodu Phc | Monocular Microscope | Model not available | 3000134675 | Functional | Others
44227 | Hodu Phc | Monocular Microscope | Model not available | 3000134676 | Functional | Others
44228 | Himmatsar Phc | Syringe Needle Destroyer | Model not available | 3000045194 | Functional | Others
44229 | Himmatsar Phc | Syringe Needle Destroyer | Model not available | 3000045205 | Functional | Others
44230 | Himmatsar Phc | Syringe Needle Destroyer | Model not available | 3000045207 | Functional | Others
44231 | Himmatsar Phc | Syringe Needle Destroyer | Model not available | 3000045208 | Functional | Others
44232 | Alod Chc | SPHYGMOMANOMETER(BP APPRATUS) | MODEL NOT AVAILABLE | 934G3 | Functional | Others
44233 | Pakkasaran Phc | Centrifuge Machine ( 4 Tube ) | Model not available | 3000044237 | Functional | Others
44234 | Bagwara Phc | Sahlis HB Meter | Model not available | 3000085709 | Functional | Others
44235 | Deesnaoun Phc | Ice lined refrigerator | Model Not Available | 2000037551 | Functional | Haier Appliances India Pvt
44236 | Deesnaoun Phc | Ice lined refrigerator | Model Not Available | 2000037552 | Functional | Haier Appliances India Pvt
44237 | Jangloo Phc | Baby Weighing Machine | Model Not Available | 2000030976 | Functional | Others
44238 | Jangloo Phc | Baby Weighing Machine | Model Not Available | 2000030988 | Functional | Others
44239 | Deesnaoun Phc | Freezes | MODEL NOT AVAILABLE | 2000037554 | Functional | Others
44240 | Adinda Phc Udaipur | Weighing Machine | MODEL NOT AVAILABLE | 3000204224 | Functional | Others
44241 | Payalakalan Phc | Blood Bank Refrigerator | Model not available | 3000134707 | Functional | Others
44242 | Shivkar Phc | Suction Machine | Surgivac | 3000117642 | Functional | Others
44243 | V Bsf Dispensary Jaisalmer | Suction Machine | Model Not Available | 3000056967 | Functional | Others
44244 | Somasar Phc | Syringe Needle Destroyer | Microsil ND 20 | 3000046036 | Functional | Others
44245 | Somasar Phc | Syringe Needle Destroyer | Microsil ND 20 | 3000046041 | Functional | Others
44246 | Somasar Phc | Syringe Needle Destroyer | Microsil ND 20 | 3000046043 | Functional | Others
44247 | Shivkar Phc | Baby Weighing Machine | Crown | 3000117643 | Functional | Others
44248 | Satellite Hospital Mandor, Jodhpur | ELECTRIC OT TABLE | MODEL NOT AVAILABLE | 3000047678 | Functional | Cmho Supply
44249 | Sahjipura Phc | Ice lined refrigerator | Model Not Available | 300004440 | Functional | Others
44250 | Sahjipura Phc | Ice lined refrigerator | Model Not Available | 300004441 | Functional | Others
44251 | Satellite Hospital Mandor, Jodhpur | ELECTRIC OT TABLE | MODEL NOT AVAILABLE | 3000047680 | Functional | Cmho Supply
44252 | Rakhi Phc | Binocular Microscope | Model Not Available | 38550 | Functional | Others
44253 | Bamnera Phc | Centrifuge Machine ( 8 Tube) | REMI - R 8C | elic-3450 | Functional | Others
44254 | Deikhera Chc | Centrifuge Machine ( 4 Tube ) | Remi 4C | 3000046394 | Functional | Remi Electrotechnik Ltd
44255 | Mandhan Chc | FOOT OPERATED SUCTION MACHINE | MODEL NOT AVAILABLE | 3000280809 | Functional | Others
44256 | Dhelana Chc | Baby Weighing Machine | Model Not Available | 3000205460 | Functional | Crown Digital Scales Inc
44257 | Bamnera Phc | Freezes | MODEL NOT AVAILABLE | 3000197915 | Functional | Others
44258 | Dhelana Chc | Syringe Needle Destroyer | Model not available | 3000205461 | Functional | Others
44259 | Dhelana Chc | Syringe Needle Destroyer | Model not available | 3000205462 | Functional | Others
44260 | Satellite Chb Jodhpur | Radiant Heat Warmer | Meditrin - Heat Warmer | 3000049169 | Functional | Others
44261 | Bambora Phc | Autoclave | Model not available | 3000204235 | Functional | Others
44262 | Bamnera Phc | Spot Light ( Portable ) | Model Not Available | 3000197919 | Functional | Others
44263 | Bambora Phc | SPHYGMOMANOMETER(BP APPRATUS) | MODEL NOT AVAILABLE | 3000204233 | Functional | Others
44264 | Pachpadara Chc | Syringe Needle Destroyer | Model not available | 3000122440 | Functional | Others
44265 | Pachpadara Chc | Syringe Needle Destroyer | Model not available | 3000122435 | Functional | Others
44266 | Pachpadara Chc | Syringe Needle Destroyer | Model not available | 3000122439 | Functional | Others
44267 | Bambora Phc | Baby Weighing Machine | Model Not Available | 3000204228 | Functional | Others
44268 | Bigga Phc | Syringe Needle Destroyer | Model not available | 2000030861 | Functional | Others
44269 | Bigga Phc | Syringe Needle Destroyer | Model not available | 2000030868 | Functional | Others
44270 | Bigga Phc | Syringe Needle Destroyer | Model not available | 2000030873 | Functional | Others
44271 | Bigga Phc | Syringe Needle Destroyer | Model not available | 2000030875 | Functional | Others
44272 | Bigga Phc | Syringe Needle Destroyer | Model not available | 2000030878 | Functional | Others
44273 | Mayaja Phc Bundi | Radiant Heat Warmer | Zeal - RHW 2101A | RHW2101A/0913/1792 | Functional | Others
44274 | Khandwa Phc | Centrifuge Machine ( 6 Tube ) | Model Not Available | 3000053820 | Functional | Others
44275 | Khandwa Phc | Centrifuge Machine ( 6 Tube ) | Model Not Available | 3000053845 | Functional | Others
44276 | Badanaya Gaon Phc | Baby Weighing Machine | Model Not Available | 3000046533 | Functional | Others
44277 | Machla Magara Urban Phc | Freezes | Kelvinator KGE 193 | 3000040102 | Functional | Others
44278 | Khandwa Phc | Syringe Needle Destroyer | Model not available | 3000053822 | Functional | Others
44279 | Khandwa Phc | Syringe Needle Destroyer | Model not available | 3000053831 | Functional | Others
44280 | Jhingar Chotti Phc | Ice lined refrigerator | HBC-70 | BE07F4E0N00B2A6D0045 | Functional | Haier Appliances India Pvt
44281 | Kurabad Chc | Anesthesia Machine | MODEL NOT AVAILABLE | 3000204179 | Functional | Alleid Medical Limited
44282 | Deesnaoun Phc | Binocular Microscope | PZB 22 | 2000037544 | Functional | Others
44283 | Sulai Phc | Syringe Needle Destroyer | Model not available | 14G0539 | Functional | Others
44284 | Jangloo Phc | SPHYGMOMANOMETER(BP APPRATUS) | MODEL NOT AVAILABLE | 2000030974 | Functional | Others
44285 | Jangloo Phc | SPHYGMOMANOMETER(BP APPRATUS) | MODEL NOT AVAILABLE | 2000030975 | Functional | Others
44286 | Deesnaoun Phc | Freezes | MODEL NOT AVAILABLE | 2000037549 | Functional | Gemini Bv Laboratory
44287 | Payalakalan Phc | SPHYGMOMANOMETER(BP APPRATUS) | MODEL NOT AVAILABLE | 98137312 | Functional | Others
44288 | Gandhav Khurd Phc | Binocular Microscope | Model Not Available | 3000134742 | Functional | Others
44289 | Payalakalan Phc | Ice lined refrigerator | HBC-70 | 3000134706 | Functional | Others
44290 | Gandhav Khurd Phc | Centrifuge Machine ( 8 Tube) | Model Not Available | 3000134743 | Functional | Others
44291 | Adinda Phc Udaipur | Syringe Needle Destroyer | Model not available | 3000204225 | Functional | Others
44292 | Gandhav Khurd Phc | SPHYGMOMANOMETER(BP APPRATUS) | MODEL NOT AVAILABLE | 3000134744 | Functional | Others
44293 | Payalakalan Phc | Syringe Needle Destroyer | MRK | 1106411 | Functional | Others
44294 | Alsigarh Phc Udaipur | SPHYGMOMANOMETER(BP APPRATUS) | MODEL NOT AVAILABLE | 3000204404 | Functional | Others
44295 | Alsigarh Phc Udaipur | SPHYGMOMANOMETER(BP APPRATUS) | MODEL NOT AVAILABLE | 3000204405 | Functional | Others
44296 | Gandhav Khurd Phc | Ice lined refrigerator | HBC-70 | 87 | Functional | Others
44297 | Makkasar Phc | Blood Bank Refrigerator | Model not available | 3000044140 | Functional | Others
44298 | Satellite Hospital Mandor, Jodhpur | Fetal Monitor | MODEL NOT AVAILABLE | 3000047670 | Functional | Cmho Supply
44299 | Alsigarh Phc Udaipur | Baby Weighing Machine | Model Not Available | 3000204406 | Functional | Crown Digital Scales Inc
44300 | Maalwara Phc | Syringe Needle Destroyer | Model not available | 3000119811 | Functional | Others
44301 | Makkasar Phc | Centrifuge Machine ( 4 Tube ) | Model not available | 3000044137 | Functional | Others
44302 | Padrada Phc | Binocular Microscope | Microlux - 16 | 3000198064 | Functional | Ajay Optical India
44303 | Alsigarh Phc Udaipur | Weighing Machine | MODEL NOT AVAILABLE | 3000204407 | Functional | Others
44304 | Satellite Hospital Mandor, Jodhpur | Fetal Monitor | MODEL NOT AVAILABLE | 3000047671 | Functional | Cmho Supply
44305 | Badhnu Phc | Cautry Machine | Model Not Available | 3000042303 | Functional | Others
44306 | Badhnu Phc | Cautry Machine | Model Not Available | 3000042307 | Functional | Others
44307 | Sidhamukh Phc | Syringe Needle Destroyer | Model not available | 4531 | Functional | Others
44308 | Sidhamukh Phc | Syringe Needle Destroyer | Model not available | 15198 | Functional | Others
44309 | Detani Phc | SPHYGMOMANOMETER(BP APPRATUS) | MODEL NOT AVAILABLE | 300021446 | Functional | Others
44310 | Detani Phc | SPHYGMOMANOMETER(BP APPRATUS) | MODEL NOT AVAILABLE | 4526 | Functional | Others
44311 | Detani Phc | SPHYGMOMANOMETER(BP APPRATUS) | MODEL NOT AVAILABLE | 3000214044 | Functional | Others
44312 | Sidhamukh Phc | Blood Bank Refrigerator | Model not available | 3000053323 | Functional | Others
44313 | Sidhamukh Phc | Blood Bank Refrigerator | Model not available | 3000053324 | Functional | Others
44314 | General Hospital Sawai Madhopur Dh | Intensive Care Bed | Model Not Available | 2000020174 | Functional | Others
44315 | General Hospital Sawai Madhopur Dh | Intensive Care Bed | Model Not Available | 2000020175 | Functional | Others
44316 | General Hospital Sawai Madhopur Dh | Intensive Care Bed | Model Not Available | 2000020176 | Functional | Others
44317 | General Hospital Sawai Madhopur Dh | Intensive Care Bed | Model Not Available | 2000020177 | Functional | Others
44318 | General Hospital Sawai Madhopur Dh | Intensive Care Bed | Model Not Available | 2000020178 | Functional | Others
44319 | General Hospital Sawai Madhopur Dh | Intensive Care Bed | Model Not Available | 2000020179 | Functional | Others
44320 | General Hospital Sawai Madhopur Dh | Intensive Care Bed | Model Not Available | 2000020180 | Functional | Others
44321 | General Hospital Sawai Madhopur Dh | Intensive Care Bed | Model Not Available | 2000020181 | Functional | Others
44322 | General Hospital Sawai Madhopur Dh | Intensive Care Bed | Model Not Available | 2000020182 | Functional | Others
44323 | General Hospital Sawai Madhopur Dh | Intensive Care Bed | Model Not Available | 2000020183 | Functional | Others
44324 | Sidhamukh Phc | Radiant Heat Warmer | Model Not Available | 108 | Functional | Others
44325 | Sihani Phc | SPHYGMOMANOMETER(BP APPRATUS) | MODEL NOT AVAILABLE | 3000122174 | Functional | Others
44326 | Rampura Beri Phc | Baby Weighing Machine | Model Not Available | 3000053440 | Functional | Others
44327 | Rampura Beri Phc | Baby Weighing Machine | Model Not Available | 3000053441 | Functional | Others
44328 | Rampura Beri Phc | Baby Weighing Machine | Model Not Available | 3000053442 | Functional | Others
44329 | Patodi Phc | Centrifuge Machine ( 4 Tube ) | Model not available | 3000117560 | Functional | Others
44330 | Lohsana Bara Phc | Incubator | MODEL NOT AVAILABLE | 3000053675 | Functional | Others
44331 | Jail Dispensary Pali | Binocular Microscope | Model Not Available | 3000124601 | Functional | Others
44332 | Kishanpur Utrada Phc | Blood Bank Refrigerator | Model not available | 3000044039 | Functional | Others
44333 | Norangdesar Phc | Instrument Sterilizer | Model Not Available | 3000042052 | Functional | Others
44334 | Jaitaran Chc | Fetal Monitor | EDAN F-6 | 314121M-13C01820041 | Functional | Others
44335 | Rakhi Phc | SPHYGMOMANOMETER(BP APPRATUS) | MODEL NOT AVAILABLE | 3000134331 | Functional | Others
44336 | Rakhi Phc | SPHYGMOMANOMETER(BP APPRATUS) | MODEL NOT AVAILABLE | 3000134332 | Functional | Others
44337 | Principal And Controller S N Medical Collage Jodhpur | Syringe Infusion Pump | Allied - Syrn 200 | 3000117750 | Functional | Others
44338 | Neem Ka Kheda Phc | SPHYGMOMANOMETER(BP APPRATUS) | MODEL NOT AVAILABLE | 3000046491 | Functional | Others
44339 | Jaitaran Chc | Centrifuge Machine ( 8 Tube) | Model Not Available | BLE8744 | Functional | Others
44340 | Utradabas Phc | Centrifuge Machine ( 4 Tube ) | Model not available | 2000037888 | Functional | Others
44341 | Satellite Hospital Mandor, Jodhpur | Ventilator | Model Not Available | 130710231081A1V | Functional | Schiller Healthcare India Pvt Ltd
44342 | Neem Ka Kheda Phc | Freezes | MODEL NOT AVAILABLE | 3000046493 | Functional | Others
44343 | Dugari Phc | Monocular Microscope | Model not available | 30000055615 | Functional | Others
44344 | Utradabas Phc | Blood Cell Counter - 3 part | Model not available | 2000037890 | Functional | Others
44345 | Sathu Phc | Instrument Sterilizer | Model Not Available | 3000045957 | Functional | Others
44346 | Satellite Hospital Mandor, Jodhpur | Ventilator | Model Not Available | 130710261081A1V | Functional | Schiller Healthcare India Pvt Ltd
44347 | Jaitaran Chc | Semi Automated Chemistry Analyzer | Model not Available | 1211150 | Functional | Others
44348 | Gadoli Phc Udaipur | Weighing Machine | MODEL NOT AVAILABLE | 3000205289 | Functional | Others
44349 | Chithwari Phc | SPHYGMOMANOMETER(BP APPRATUS) | MODEL NOT AVAILABLE | 30000222561 | Functional | Others
44350 | Gadoli Phc Udaipur | Instrument Sterilizer | Model Not Available | 3000205292 | Functional | Others
44351 | Jaitaran Chc | Water Bath | Model not available | 50167 | Functional | Others
44352 | Kushalpura Phc | Ice lined refrigerator | MF - 144 | 91004899 | Functional | Others
44353 | Neem Ka Kheda Phc | Baby Weighing Machine | Crown | 3000046499 | Functional | Others
44354 | Padru Phc | Instrument Sterilizer | Model Not Available | 3000134655 | Functional | Others
44355 | Satellite Hospital Mandor, Jodhpur | Defibrillator | DEFIGARD 4000 | J13C200 | Functional | Schiller Healthcare India Pvt Ltd
44356 | Jaitaran Chc | Hot Air Oven | Model not available | 3000197997 | Functional | Others
44357 | Satellite Hospital Mandor, Jodhpur | Defibrillator | DEFIGARD 4000 | 113C492 | Functional | Schiller Healthcare India Pvt Ltd
44358 | Baran Kalla Phc | Freezes | Kelvinator KGE 193 | 3000049570 | Functional | Others
44359 | Garoda Phc | Autoclave | Model not available | 2000029304 | Functional | Cmho Supply
44360 | Khandwa Phc | Syringe Needle Destroyer | Model not available | 3000053834 | Functional | Others
44361 | Khandwa Phc | Syringe Needle Destroyer | Model not available | 3000053835 | Functional | Others
44362 | Khandwa Phc | Syringe Needle Destroyer | Model not available | 3000053833 | Functional | Others
44363 | Khandwa Phc | Syringe Needle Destroyer | Model not available | 3000053836 | Functional | Others
44364 | Khandwa Phc | Syringe Needle Destroyer | Model not available | 3000053837 | Functional | Others
44365 | Khandwa Phc | Syringe Needle Destroyer | Model not available | 3000053838 | Functional | Others
44366 | Khandwa Phc | Syringe Needle Destroyer | Model not available | 3000053839 | Functional | Others
44367 | Khandwa Phc | Syringe Needle Destroyer | Model not available | 3000053840 | Functional | Others
44368 | Khandwa Phc | Syringe Needle Destroyer | Model not available | 3000053841 | Functional | Others
44369 | Khandwa Phc | Syringe Needle Destroyer | Model not available | 3000053842 | Functional | Others
44370 | Khandwa Phc | Syringe Needle Destroyer | Model not available | 3000053846 | Functional | Others
44371 | Dokan Phc | Glucometer | Model not available | 411612470018761 | Functional | Others
44372 | Suratgarh Chc | Glucometer | Model not available | 3000041776 | Functional | Others
44373 | Suratgarh Chc | Glucometer | Model not available | 3000041777 | Functional | Others
44374 | Suratgarh Chc | Glucometer | Model not available | 3000041765 | Functional | Others
44375 | Suratgarh Chc | Glucometer | Model not available | 3000041764 | Functional | Others
44376 | Badanaya Gaon Phc | Ice lined refrigerator | HBC-70 | BCOFFUFOI0082A660818 | Functional | Haier Appliances India Pvt
44377 | Sayara Phc | Radiant Heat Warmer | Meditrin - Heat Warmer | NRHM/WM11/177 | Functional | Others
44378 | Sayara Phc | Radiant Heat Warmer | Zeal - RHW 2101A | RHW2101A/0713/420 | Functional | Zeal Medical Pvt Ltd
44379 | Kusalpura Chc | Suction Machine | Model Not Available | 3000214238 | Functional | Others
44380 | Hindoli Chc | Suction Machine | Model Not Available | 300046559 | Functional | Others
44381 | Mayaja Phc Bundi | Syringe Needle Destroyer | Nulife - Dots | NBSD0726707 | Functional | Mrk Healthcare Pvt Ltd Delhi
44382 | Surewala Phc | Syringe Needle Destroyer | Model not available | 2000037784 | Functional | Others
44383 | Badanaya Gaon Phc | Blood Bank Refrigerator | Model not available | 3000046539 | Functional | Others
44384 | Badanaya Gaon Phc | Weighing Machine | MODEL NOT AVAILABLE | 3000046541 | Functional | Others
44385 | Somasi Phc | Centrifuge Machine ( 6 Tube ) | Model Not Available | 3000053787 | Functional | Others
44386 | Kusalpura Chc | Freezes | MODEL NOT AVAILABLE | INC142616128 | Functional | Others
44387 | Badhnu Phc | Cautry Machine | Model Not Available | 3000042311 | Functional | Others
44388 | V Bsf Dispensary Jaisalmer | ECG Machine (Three Channel ) | Model Not Available | AGRD0035 | Functional | Bpl Medical Technologies
44389 | Somasar Phc | Binocular Microscope | Model Not Available | 3000046045 | Functional | Others
44390 | Somasar Phc | Binocular Microscope | Model Not Available | 3000046048 | Functional | Others
44391 | Shivkar Phc | Freezes | MODEL NOT AVAILABLE | 3000117647 | Functional | Others
44392 | Chattargarh Phc | Binocular Microscope | Model Not Available | 2000032122 | Functional | Others
44393 | Chattargarh Phc | Binocular Microscope | Model Not Available | 2000035123 | Functional | Others
44394 | Padrada Phc | Nebulizer | MODEL NOT AVAILABLE | 42641 | Functional | Others
44395 | Tidi Phc | Ice lined refrigerator | HBC-70 | 3000204135 | Functional | Others
44396 | Punasa Phc | Blood Bank Refrigerator | Model not available | 3000119765 | Functional | Others
44397 | Punasa Phc | Blood Bank Refrigerator | Model not available | 3000119766 | Functional | Others
44398 | Tidi Phc | Blood Bank Refrigerator | Model not available | 3000204136 | Functional | Haier Appliances India Pvt
44399 | Tidi Phc | Blood Bank Refrigerator | Model not available | 3000204137 | Functional | Haier Appliances India Pvt
44400 | Mundanwada Phc | Ice lined refrigerator | CHBK 400 A | 3000280416 | Functional | Blue Star Limited
44401 | Bhakharpura Phc | Suction Machine | Model Not Available | 3000134813 | Functional | Others
44402 | Bhakharpura Phc | Suction Machine | Model Not Available | 3000134814 | Functional | Others
44403 | Tidi Phc | Centrifuge Machine ( 4 Tube ) | Model not available | 3000204132 | Functional | Others
44404 | Satellite Hospital Mandor, Jodhpur | ELECTRIC OT TABLE | MODEL NOT AVAILABLE | 3000047677 | Functional | Cmho Supply
44405 | Bhakharpura Phc | Binocular Microscope | Model Not Available | 3000134815 | Functional | Others
44406 | Bhakharpura Phc | Binocular Microscope | Model Not Available | 3000134816 | Functional | Others
44407 | Satellite Hospital Mandor, Jodhpur | ELECTRIC OT TABLE | MODEL NOT AVAILABLE | 3000047679 | Functional | Cmho Supply
44408 | Dhaadhan Phc | FOOT OPERATED SUCTION MACHINE | MODEL NOT AVAILABLE | 2000037486 | Functional | Others
44409 | Satellite Hospital Mandor, Jodhpur | ELECTRIC OT TABLE | MODEL NOT AVAILABLE | 3000047681 | Functional | Cmho Supply
44410 | Dhaadhan Phc | Freezes | MODEL NOT AVAILABLE | 2000037487 | Functional | Videocon Industries Ltd
44411 | Sahjipura Phc | Centrifuge Machine ( 4 Tube ) | Model not available | 300004447 | Functional | Others
44412 | V Bsf Dispensary Jaisalmer | Autoclave | Model not available | 3000056969 | Functional | Others
44413 | Mundanwada Phc | Semi Automated Chemistry Analyzer | 3300 | 3000280415 | Functional | Awarness Technologies
44414 | Rampura Beri Phc | Instrument Sterilizer | Model Not Available | 3000053443 | Functional | Others
44415 | Rampura Beri Phc | Instrument Sterilizer | Model Not Available | 3000053444 | Functional | Others
44416 | Rampura Beri Phc | Instrument Sterilizer | Model Not Available | 3000053445 | Functional | Others
44417 | Rampura Beri Phc | Instrument Sterilizer | Model Not Available | 3000053446 | Functional | Others
44418 | Rampura Beri Phc | Instrument Sterilizer | Model Not Available | 3000053447 | Functional | Others
44419 | Lohsana Bara Phc | Centrifuge Machine ( 8 Tube) | Model Not Available | 3000053676 | Functional | Others
44420 | Jail Dispensary Pali | Glucometer | Model not available | mzon0001814 | Functional | Others
44421 | General Hospital Sawai Madhopur Dh | Mobile ( Portable ) X-Ray Machine | Model not available | 18009747 | Functional | Others
44422 | Simrakhiya Purohitan Phc Barmer | SPHYGMOMANOMETER(BP APPRATUS) | MODEL NOT AVAILABLE | 3000134508 | Functional | Others
44423 | Lohsana Bara Phc | Binocular Microscope | AMT 5A | 3000053677 | Functional | Others
44424 | Jail Dispensary Pali | Centrifuge Machine ( 8 Tube) | Model Not Available | 3000124603 | Functional | Others
44425 | Kishanpur Utrada Phc | Ice lined refrigerator | Model Not Available | 3000044040 | Functional | Others
44426 | Lohsana Bara Phc | Syringe Needle Destroyer | Model not available | 3000053678 | Functional | Others
44427 | Lohsana Bara Phc | Freezes | MODEL NOT AVAILABLE | 3000053680 | Functional | Others
44428 | General Hospital Sawai Madhopur Dh | 300mA X-Ray Machine | Allengers - 300mA | 2K10023005X | Functional | Others
44429 | General Hospital Sawai Madhopur Dh | 300mA X-Ray Machine | Allengers - 300mA | C/70706 | Functional | Others
44430 | Hajipur Phc | Centrifuge Machine ( 4 Tube ) | Model not available | 3000280497 | Functional | Others
44431 | Simrakhiya Purohitan Phc Barmer | Syringe Needle Destroyer | Model not available | 3000134510 | Functional | Others
44432 | Kishanpur Utrada Phc | Blood Bank Refrigerator | Model not available | 3000044043 | Functional | Others
44433 | Lohsana Bara Phc | Suction Machine | Model Not Available | 3000053681 | Functional | Others
44434 | Sidhamukh Phc | Binocular Microscope | Microlux - 16 | 3000053315 | Functional | Others
44435 | Simrakhiya Purohitan Phc Barmer | Nebulizer | MODEL NOT AVAILABLE | 3000134509 | Functional | Others
44436 | Lohsana Bara Phc | Baby Weighing Machine | Model Not Available | 3000053682 | Functional | Others
44437 | Sidhamukh Phc | Centrifuge Machine ( 4 Tube ) | Model not available | 3000053317 | Functional | Others
44438 | Hajipur Phc | Syringe Needle Destroyer | Model not available | 3000280498 | Functional | Others
44439 | Lohsana Bara Phc | Syringe Needle Destroyer | Microsil - ND350 | 3000053683 | Functional | Others
44440 | Lohsana Bara Phc | Autoclave | Model not available | 3000053684 | Functional | Others
44441 | Garoda Phc | Autoclave | Model not available | 2000029305 | Functional | Cmho Supply
44442 | Jaitaran Chc | Blood Bank Refrigerator | Model not available | 3000197999 | Functional | Others
44443 | Baran Kalla Phc | Syringe Needle Destroyer | Model not available | NDSD0714909 | Functional | Others
44444 | Kushalpura Phc | Syringe Needle Destroyer | Microsil ND 120 | 920/2009 | Functional | Others
44445 | Piprali Phc | Ice lined refrigerator | HBC-70 | 3000134748 | Functional | Others
44446 | Garoda Phc | Ice lined refrigerator | MK - 142 | 25116455 | Functional | Others
44447 | City Dispensary Aayad | SPHYGMOMANOMETER(BP APPRATUS) | MODEL NOT AVAILABLE | 3000043650 | Functional | Others
44448 | Baran Kalla Phc | Baby Weighing Machine | SUVARANA | 3000049573 | Functional | Bhaseen Health Products Pvt Ltd
44449 | Satellite Hospital Mandor, Jodhpur | Radiant Heat Warmer | Meditrin - Heat Warmer | 300049554 | Functional | Cmho Supply
44450 | City Dispensary Aayad | Binocular Microscope | Microlux - 16 | 3000043651 | Functional | Others
44451 | Hamirpur Phc | Weighing Machine | Crown | 30002874 | Functional | Others
44452 | Satellite Hospital Mandor, Jodhpur | Baby Weighing Machine | Model Not Available | 3000046563 | Functional | Others
44453 | Jaitaran Chc | Suction Machine | Model Not Available | 3000202190 | Functional | Others
44454 | Nosar Phc | Blood Bank Refrigerator | MF114 | 3000117654 | Functional | Others
44455 | Dulapur Keri Phc Ganganagar | Baby Weighing Machine | Model Not Available | 3000048350 | Functional | Others
44456 | Nosar Phc | Syringe Needle Destroyer | Model not available | 3000134660 | Functional | Others
44457 | Satellite Hospital Mandor, Jodhpur | Nebulizer | CompAIR NE-C801 | 3000049562 | Functional | Others
44458 | Hire Ki Dhani Phc | Instrument Sterilizer | Model Not Available | 3000117935 | Functional | Others
44459 | Molaksar Phc | Radiant Heat Warmer | Meditrin - Heat Warmer | 3000134345 | Functional | Others
44460 | Jaitaran Chc | Suction Machine | Bhasin Sons | 3000202183 | Functional | Others
44461 | Badi Phc Udaipur | Syringe Needle Destroyer | Microsil ND 20 | 3000205684 | Functional | Others
44462 | Chak Maharajka Phc | SPHYGMOMANOMETER(BP APPRATUS) | MODEL NOT AVAILABLE | 3000048527 | Functional | Others
44463 | Chak Maharajka Phc | SPHYGMOMANOMETER(BP APPRATUS) | MODEL NOT AVAILABLE | 3000048530 | Functional | Others
44464 | Chak Maharajka Phc | SPHYGMOMANOMETER(BP APPRATUS) | MODEL NOT AVAILABLE | 3000048521 | Functional | Others
44465 | Molaksar Phc | Baby Weighing Machine | Docbel Braun | 3000134347 | Functional | Others
44466 | Nethrana Phc | Centrifuge Machine ( 4 Tube ) | Model not available | 3000043201 | Functional | Others
44467 | Karawali Phc Udaipur | Baby Weighing Machine | Model Not Available | 3000205917 | Functional | Others
44468 | Bala Phc | SPHYGMOMANOMETER(BP APPRATUS-Digital) | Model Not Available | 120208403 | Functional | Others
44469 | Asara Phc | SPHYGMOMANOMETER(BP APPRATUS) | MODEL NOT AVAILABLE | 3000134394 | Functional | Others
44470 | Kusalpura Chc | Radiant Heat Warmer | Zeal - RHW 2101A | RHW2101/0813/1335 | Functional | Others
44471 | Kusalpura Chc | Radiant Heat Warmer | Zeal - RHW 2101A | RHW2101/0813/1329 | Functional | Others
44472 | Phalodi Chc | Blood Cell Counter - 3 part | Horiba - ABX Micros ES 60 | 3000120187 | Functional | Others
44473 | Satellite Hospital Mandor, Jodhpur | ECG Machine (Three Channel ) | Model Not Available | 3000047656 | Functional | Others
44474 | Somasi Phc | Syringe Needle Destroyer | Model not available | 3000053790 | Functional | Others
44475 | Asara Phc | Suction Machine | Model Not Available | 3000134401 | Functional | Others
44476 | Sarat Phc | Freezes | Kelvinator KGE 193 | 3000119254 | Functional | Others
44477 | Hindoli Chc | Syringe Needle Destroyer | Microsil - ND350 | 3000046560 | Functional | Others
44478 | Thirana Garda Phc Hanumangarh | Hemoglobin meter | Model Not Available | 3000043508 | Functional | Others
44479 | Deikhera Chc | Ice lined refrigerator | HBD-116 | BE04GOE0100BL87M0874 | Functional | Haier Appliances India Pvt
44480 | Kharkhada Phc | Centrifuge Machine ( 6 Tube ) | Model Not Available | 3000140652 | Functional | Others
44481 | Sadulsahar Chc | Micropipettes | MODEL NOT AVAILABLE | 3000048597 | Functional | Others
44482 | Sadulsahar Chc | Micropipettes | MODEL NOT AVAILABLE | 3000048598 | Functional | Others
44483 | Sadulsahar Chc | Blood Cell Counter - 3 part | Model not available | 3000048594 | Functional | Others
44484 | Sadulsahar Chc | Blood Cell Counter - 3 part | Model not available | 3000048602 | Functional | Others
44485 | Samdari Chc | Incubator | MODEL NOT AVAILABLE | 3000134623 | Functional | Others
44486 | Dudhwa Phc | Binocular Microscope | BLS 116 | 6792 | Functional | Others
44487 | Satellite Hospital Mandor, Jodhpur | Slit Lamp | Model Not Available | 3000049141 | Functional | Others
44488 | Sherpura Phc Hanumangarh | Binocular Microscope | PZB 22 | 2000037946 | Functional | Others
44489 | Kharkhada Phc | Glucometer | Model not available | 3000140655 | Functional | Others
44490 | Kansing Ji Ki Seed Phc | Freezes | VKE204 | 3000120263 | Functional | Others
44491 | Sadulsahar Chc | Binocular Microscope | Model Not Available | 3000048596 | Functional | Others
44492 | Sadulsahar Chc | Binocular Microscope | Model Not Available | 3000048605 | Functional | Others
44493 | Kansing Ji Ki Seed Phc | Syringe Needle Destroyer | Microsil - ND350 | 4872 | Functional | Others
44494 | Satellite Hospital Mandor, Jodhpur | ELECTRIC OT TABLE | MODEL NOT AVAILABLE | 3000049565 | Functional | Cmho Supply
44495 | Norangdesar Phc | FOOT OPERATED SUCTION MACHINE | MODEL NOT AVAILABLE | 3000042051 | Functional | Others
44496 | Sahjipura Phc | Blood Bank Refrigerator | Model not available | 300004449 | Functional | Others
44497 | Jaitaran Chc | Baby Weighing Machine | Crown | 3000197977 | Functional | Others
44498 | Dhaadhan Phc | Ice lined refrigerator | MK - 142 | 44714577 | Functional | Vestfrost Solutions
44499 | Satellite Hospital Mandor, Jodhpur | ELECTRIC OT TABLE | MODEL NOT AVAILABLE | 3000049564 | Functional | Cmho Supply
44500 | V Bsf Dispensary Jaisalmer | Mobile ( Portable ) X-Ray Machine | Model not available | 3000056971 | Functional | Others
44501 | Sahjipura Phc | Baby Weighing Machine | Model Not Available | 300004445 | Functional | Others
44502 | Norangdesar Phc | Binocular Microscope | Model Not Available | 3000042057 | Functional | Others
44503 | Norangdesar Phc | Binocular Microscope | Model Not Available | 3000042058 | Functional | Others
44504 | Dugari Phc | Glucometer | Model not available | 3000055610 | Functional | Others
44505 | Dhaadhan Phc | Ice lined refrigerator | SB 142 | 31600841 | Functional | Vestfrost Solutions
44506 | Jaitaran Chc | Pulse Oxymeter | Model Not Available | AXTCOB4894 | Functional | Others
44507 | Dugari Phc | Micropipettes | MODEL NOT AVAILABLE | 3000055609 | Functional | Others
44508 | V Bsf Dispensary Jaisalmer | Suction Machine | Model Not Available | 3000056970 | Functional | Others
44509 | Rakhi Phc | Centrifuge Machine ( 8 Tube) | REMI - R4C | 3000134324 | Functional | Others
44510 | Jaitaran Chc | Radiant Heat Warmer | Meditrin - Heat Warmer | 3000197979 | Functional | Others
44511 | Daroli Phc Udaipur | Baby Weighing Machine | Model Not Available | 3000204139 | Functional | Others
44512 | Daroli Phc Udaipur | Baby Weighing Machine | Model Not Available | 3000204140 | Functional | Others
44513 | Rakhi Phc | Syringe Needle Destroyer | MRK | 25455 | Functional | Others
44514 | Dhaadhan Phc | Monocular Microscope | Model not available | 70538 | Functional | Others
44515 | Rakhi Phc | Blood Bank Refrigerator | Model not available | 24914166 | Functional | Others
44516 | Dugari Phc | Micropipettes | MODEL NOT AVAILABLE | 30000055608 | Functional | Others
44517 | Jaitaran Chc | Spot Light ( Portable ) | Model Not Available | 3000197981 | Functional | Others
44518 | Rakhi Phc | Ice lined refrigerator | HBC-70 | 3000134327 | Functional | Others
44519 | Dhaadhan Phc | Nebulizer | MODEL NOT AVAILABLE | 2000037504 | Functional | Marienfeld
44520 | Principal And Controller S N Medical Collage Jodhpur | Syringe Infusion Pump | Allied - Syrn 200 | 3000117749 | Functional | Others
44521 | Kishanpur Utrada Phc | Radiant Heat Warmer | Model Not Available | 3000044031 | Functional | Others
44522 | Kishanpur Utrada Phc | Radiant Heat Warmer | Model Not Available | 3000044036 | Functional | Others
44523 | Jail Dispensary Pali | Hemoglobin meter | Model Not Available | 3000124604 | Functional | Others
44524 | Hajipur Phc | Baby Weighing Machine | Model Not Available | 3000280499 | Functional | Others
44525 | Lohsana Bara Phc | Fetal Doppler | MODEL NOT AVAILABLE | 3000053685 | Functional | Others
44526 | Lohsana Bara Phc | Weighing Machine | MODEL NOT AVAILABLE | 3000053686 | Functional | Others
44527 | District Hospital Baran Dh | Suction Machine | Model Not Available | 3000129948 | Functional | Others
44528 | District Hospital Baran Dh | Suction Machine | Model Not Available | 3000129821 | Functional | Others
44529 | District Hospital Baran Dh | Suction Machine | Model Not Available | 3000129825 | Functional | Others
44530 | District Hospital Baran Dh | Suction Machine | Model Not Available | 3000129834 | Functional | Others
44531 | District Hospital Baran Dh | Suction Machine | Model Not Available | 3000129849 | Functional | Others
44532 | District Hospital Baran Dh | Suction Machine | Model Not Available | 3000129852 | Functional | Others
44533 | District Hospital Baran Dh | Suction Machine | Model Not Available | 3000129856 | Functional | Others
44534 | District Hospital Baran Dh | Suction Machine | Model Not Available | 3000129861 | Functional | Others
44535 | District Hospital Baran Dh | Suction Machine | Model Not Available | 3000129897 | Functional | Others
44536 | District Hospital Baran Dh | Suction Machine | Model Not Available | 3000129892 | Functional | Others
44537 | Jail Dispensary Pali | Syringe Needle Destroyer | Model not available | 3000124607 | Not in use | Others
44538 | Lohsana Bara Phc | Ice lined refrigerator | HBC-70 | 3000053687 | Functional | Others
44539 | Hajipur Phc | SPHYGMOMANOMETER(BP APPRATUS) | MODEL NOT AVAILABLE | 3000280501 | Functional | Others
44540 | Lohsana Bara Phc | Blood Bank Refrigerator | Model not available | 3000053688 | Functional | Others
44541 | Kankrala Phc Barmer | SPHYGMOMANOMETER(BP APPRATUS) | MODEL NOT AVAILABLE | 3000134549 | Functional | Others
44542 | Bhaisali Phc | Binocular Microscope | Model Not Available | 3000053506 | Functional | Others
44543 | Nithar Phc | Syringe Needle Destroyer | Model not available | 714479 | Functional | Others
44544 | Nithar Phc | Syringe Needle Destroyer | Model not available | 714482 | Functional | Others
44545 | Hajipur Phc | Weighing Machine | MODEL NOT AVAILABLE | 3000280502 | Functional | Others
44546 | Lohsana Bara Phc | Syringe Needle Destroyer | Model not available | 3000053689 | Functional | Others
44547 | Bhaisali Phc | Centrifuge Machine ( 4 Tube ) | Model not available | 3000053505 | Functional | Others
44548 | Dhumbriya Phc | Syringe Needle Destroyer | Model not available | 3000119690 | Functional | Others
44549 | Bhatala Phc Barmer | Radiant Heat Warmer | Meditrin - Heat Warmer | 3000134704 | Functional | Others
44550 | Karawali Phc Udaipur | Weighing Machine | MODEL NOT AVAILABLE | 3000205919 | Functional | Others
44551 | Amer Chc | Tonometer | Model Not Available | 2000025338 | Functional | Others
44552 | Chak Maharajka Phc | Glucometer | Model not available | 3000048528 | Functional | Others
44553 | Chak Maharajka Phc | Glucometer | Model not available | 3000048529 | Functional | Others
44554 | Karawali Phc Udaipur | SPHYGMOMANOMETER(BP APPRATUS) | MODEL NOT AVAILABLE | 3000205921 | Functional | Others
44555 | Amer Chc | Keratometer | Model Not Available | dee702 | Functional | Others
44556 | Navatala Phc | Baby Weighing Machine | Model Not Available | 3000122404 | Functional | Others
44557 | Vandhar Phc Jalore | Labour Table | Model Not Available | 3000119823 | Functional | Others
44558 | Ghamoorwali Phc | Blood Bank Refrigerator | Model not available | 3000048913 | Functional | Others
44559 | Ghamoorwali Phc | Blood Bank Refrigerator | Model not available | 3000048930 | Functional | Others
44560 | Ghamoorwali Phc | Blood Bank Refrigerator | Model not available | 3000048931 | Functional | Others
44561 | Ghamoorwali Phc | Blood Bank Refrigerator | Model not available | 3000048932 | Functional | Others
44562 | Palana Phc | FOOT OPERATED SUCTION MACHINE | MODEL NOT AVAILABLE | 2000030796 | Functional | Others
44563 | Palana Phc | Instrument Sterilizer | Model Not Available | 2000030797 | Functional | Others
44564 | Tabab Phc | Baby Weighing Machine | Crown | 3000119516 | Functional | Others
44565 | Araba Chouhan Phc | Ice lined refrigerator | HBC-70 | 3000134448 | Functional | Others
44566 | Araba Chouhan Phc | Syringe Needle Destroyer | MRK | 3000134449 | Functional | Others
44567 | Pachla Phc | Binocular Microscope | Labomed - Vision 2000 | 81409 | Functional | Others
44568 | Pachla Phc | Freezes | Kelvinator KGE 193 | 3000119910 | Functional | Others
44569 | Sangana Phc Jalore | Baby Weighing Machine | Model Not Available | 3000119515 | Functional | Others
44570 | Rewat Phc Jalore | SPHYGMOMANOMETER(BP APPRATUS) | MODEL NOT AVAILABLE | 62613 | Functional | Others
44571 | Rewat Phc Jalore | SPHYGMOMANOMETER(BP APPRATUS) | MODEL NOT AVAILABLE | 918 | Functional | Others
44572 | Rewat Phc Jalore | Weighing Machine | Victoria DX | 3000119236 | Functional | Others
44573 | Kaakda Phc Bikaner | Syringe Needle Destroyer | Model not available | 3000045212 | Functional | Others
44574 | Phalodi Chc | Centrifuge Machine ( 8 Tube) | REMI - R303 | 3000120191 | Functional | Others
44575 | Satellite Hospital Mandor, Jodhpur | Indirect Ophthalmoscope | Model Not Available | 10PS-HO1140461 | Functional | Others
44576 | Dudhwa Phc | Ice lined refrigerator | MF - 144 | 3000134525 | Functional | Others
44577 | Samdari Chc | Syringe Needle Destroyer | Model not available | 25193 | Functional | Others
44578 | Samdari Chc | Syringe Needle Destroyer | Model not available | 83200 | Functional | Others
44579 | Sadulsahar Chc | Hydraulic Operation Table | MODEL NOT AVAILABLE | 3000048562 | Functional | Others
44580 | Sadulsahar Chc | Hydraulic Operation Table | MODEL NOT AVAILABLE | 3000048589 | Functional | Others
44581 | Phalodi Chc | Syringe Needle Destroyer | Microsil - ND350 | 3000120192 | Functional | Others
44582 | City Dispensary Surajpole | Syringe Needle Destroyer | Model not available | 3000044638 | Functional | Others
44583 | City Dispensary Surajpole | Weighing Machine | MODEL NOT AVAILABLE | 3000044641 | Functional | Crown Digital Scales Inc
44584 | Phalodi Chc | Syringe Needle Destroyer | Microsil ND 20 | 3000120193 | Functional | Others
44585 | Kansing Ji Ki Seed Phc | Ice lined refrigerator | HBD-116 | 0100b28840270 | Functional | Others
44586 | Gadiyala Phc | Syringe Needle Destroyer | Model not available | 2000035066 | Functional | Others
44587 | Gadiyala Phc | Syringe Needle Destroyer | Model not available | 2000035068 | Functional | Others
44588 | Gadiyala Phc | Syringe Needle Destroyer | Model not available | 2000035072 | Functional | Others
44589 | Kishangarhbas Chc | Baby Weighing Machine | Crown | 3000281131 | Functional | Crown Digital Scales Inc
44590 | Satellite Hospital Mandor, Jodhpur | Cold Light Source | MODEL NOT AVAILABLE | 3000049112 | Functional | Others
44591 | Daawara Phc | Baby Weighing Machine | Crown | 3000047353 | Functional | Crown Digital Scales Inc
44592 | Asind Chc | Centrifuge Machine ( 8 Tube) | Model Not Available | 3000209182 | Functional | Others
44593 | Phalodi Chc | Dental X-Ray Machine | Model Not Available | 3000120199 | Functional | Others
44594 | Satellite Hospital Mandor, Jodhpur | Cold Light Source | MODEL NOT AVAILABLE | 3000049114 | Functional | Others
44595 | Banaad Chc | Centrifuge Machine ( 8 Tube) | Model Not Available | EPLC3835 | Functional | Others
44596 | Satellite Hospital Mandor, Jodhpur | Cold Light Source | MODEL NOT AVAILABLE | 3000049116 | Functional | Others
44597 | Phalodi Chc | Defibrillator | DEFIGARD 4000 | 3000120200 | Functional | Others
44598 | Dechu Chc | Radiant Heat Warmer | Zeal - RHW 2101A | 49800 | Functional | Zeal Medical Pvt Ltd
44599 | Banaad Chc | Syringe Needle Destroyer | Model not available | 3000049520 | Functional | Others
44600 | Daawara Phc | Freezes | MODEL NOT AVAILABLE | 3000047349 | Functional | Others
44601 | Daroli Phc Udaipur | SPHYGMOMANOMETER(BP APPRATUS) | MODEL NOT AVAILABLE | 3000204180 | Functional | Others
44602 | Daroli Phc Udaipur | SPHYGMOMANOMETER(BP APPRATUS) | MODEL NOT AVAILABLE | 3000204181 | Functional | Others
44603 | Jaitaran Chc | Radiant Heat Warmer | Meditrin - Heat Warmer | NRHM/WM09/083 | Functional | Others
44604 | Mundanwada Phc | SPHYGMOMANOMETER(BP APPRATUS) | BPMR-112 | 3000280414 | Functional | Industrial Electronic And Allied Products
44605 | Dugari Phc | Nebulizer | MODEL NOT AVAILABLE | 11082746 | Functional | Others
44606 | Araniyali Rampura Phc | Blood Bank Refrigerator | Model not available | 3000134736 | Functional | Others
44607 | Araniyali Rampura Phc | Blood Bank Refrigerator | Model not available | 3000134737 | Functional | Others
44608 | Daroli Phc Udaipur | Weighing Machine | MODEL NOT AVAILABLE | 3000204182 | Functional | Others
44609 | Barsinghsar Phc | SPHYGMOMANOMETER(BP APPRATUS) | MODEL NOT AVAILABLE | 2000030801 | Functional | Others
44610 | Araniyali Rampura Phc | Syringe Needle Destroyer | Model not available | 24710 | Functional | Others
44611 | Araniyali Rampura Phc | Syringe Needle Destroyer | Model not available | 341112 | Functional | Others
44612 | Barsinghsar Phc | Blood Bank Refrigerator | Model not available | 2000030802 | Functional | Others
44613 | Barsinghsar Phc | Blood Bank Refrigerator | Model not available | 2000030803 | Functional | Others
44614 | Barsinghsar Phc | Blood Bank Refrigerator | Model not available | 2000030804 | Functional | Others
44615 | Dugari Phc | SPHYGMOMANOMETER(BP APPRATUS) | MODEL NOT AVAILABLE | 13fokg | Functional | Others
44616 | Barsinghsar Phc | Baby Weighing Machine | Model Not Available | 2000030805 | Functional | Others
44617 | Barsinghsar Phc | Baby Weighing Machine | Model Not Available | 2000030814 | Functional | Others
44618 | Barwara Phc Udaipur | SPHYGMOMANOMETER(BP APPRATUS) | MODEL NOT AVAILABLE | 14J0112 | Functional | Others
44619 | Sathu Phc | Syringe Needle Destroyer | Nulife - Dots | 3000045956 | Functional | Others
44620 | Sathu Phc | Syringe Needle Destroyer | Nulife - Dots | 3000045958 | Functional | Others
44621 | Sathu Phc | Syringe Needle Destroyer | Nulife - Dots | 3000045959 | Functional | Others
44622 | Principal And Controller S N Medical Collage Jodhpur | Syringe Infusion Pump | Evadrop SP 300 | 3000117830 | Functional | Others
44623 | Neem Ka Kheda Phc | Baby Weighing Machine | Crown | 3000046492 | Functional | Others
44624 | Jaitaran Chc | Binocular Microscope | Labomed - Vision 2000 | 13F0560188 | Functional | Others
44625 | Barwara Phc Udaipur | Weighing Machine | MODEL NOT AVAILABLE | 3000198110 | Functional | Others
44626 | Sathu Phc | Radiant Heat Warmer | Zeal - RHW 2101A | 300045953 | Functional | Others
44627 | 1 Lsm Phc Ganganagar | SPHYGMOMANOMETER(BP APPRATUS) | MODEL NOT AVAILABLE | 2000030964 | Functional | Others
44628 | Bhaisali Phc | Syringe Needle Destroyer | Model not available | 3000053507 | Functional | Others
44629 | Kankrala Phc Barmer | Syringe Needle Destroyer | Model not available | 3000134550 | Functional | Others
44630 | Kankrala Phc Barmer | Syringe Needle Destroyer | Model not available | 3000134551 | Functional | Others
44631 | Bhaisali Phc | Radiant Heat Warmer | Model Not Available | 3000053504 | Functional | Others
44632 | Nithar Phc | Baby Weighing Machine | Model Not Available | 3000242347 | Functional | Others
44633 | Nithar Phc | Baby Weighing Machine | Model Not Available | 3000242350 | Functional | Others
44634 | Gadra Phc | Blood Cell Counter - 3 part | Model not available | 2000037912 | Functional | Others
44635 | Khandap Phc | Freezes | MODEL NOT AVAILABLE | 3000134322 | Functional | Others
44636 | Gadra Phc | Blood Bank Refrigerator | Model not available | 2000037922 | Functional | Others
44637 | Khandap Phc | Centrifuge Machine ( 4 Tube ) | Model not available | 3000134320 | Functional | Others
44638 | Khandap Phc | Nebulizer | MODEL NOT AVAILABLE | 161585 | Functional | Others
44639 | Gadra Phc | Weighing Machine | MODEL NOT AVAILABLE | 2000037925 | Functional | Others
44640 | Gadra Phc | Weighing Machine | MODEL NOT AVAILABLE | 2000037926 | Functional | Others
44641 | Guta Shahpur Phc | Binocular Microscope | Model Not Available | 3000280985 | Functional | Others
44642 | Siyat Phc | Baby Weighing Machine | Model Not Available | 3000214927 | Functional | Others
44643 | Khandap Phc | Blood Bank Refrigerator | Model not available | 91007959 | Functional | Others
44644 | Siyat Phc | SPHYGMOMANOMETER(BP APPRATUS) | MODEL NOT AVAILABLE | 3000214928 | Functional | Others
44645 | Rajgarh Chc Churu | Semi Automated Chemistry Analyzer | CHEM 5 PLUS | 3000053557 | Not in use | Others
44646 | Gadra Phc | Instrument Sterilizer | Model Not Available | 2000037931 | Functional | Others
44647 | Gadra Phc | Instrument Sterilizer | Model Not Available | 2000037932 | Functional | Others
44648 | Kalari Phc | Binocular Microscope | Model Not Available | 3000053418 | Functional | Others
44649 | Ratannagar Chc | Monocular Microscope | Model not available | 2000031147 | Functional | Others
44650 | Ratannagar Chc | Monocular Microscope | Model not available | 2000031152 | Functional | Others
44651 | Ratannagar Chc | Monocular Microscope | Model not available | 2000031153 | Functional | Others
44652 | Ratannagar Chc | Monocular Microscope | Model not available | 2000031154 | Functional | Others
44653 | Ramniya Phc | Ice lined refrigerator | MK-144 | 3000134338 | Functional | Others
44654 | Katariyasar Phc Bikaner | Weighing Machine | MODEL NOT AVAILABLE | 3000042043 | Functional | Others
44655 | Hadaan Phc | Syringe Needle Destroyer | Model not available | 2000031000 | Functional | Others
44656 | Pawata Phc | Glucometer | Model not available | 3000081677 | Functional | Others
44657 | Barora Phc Udaipur | SPHYGMOMANOMETER(BP APPRATUS) | MODEL NOT AVAILABLE | 3000205902 | Functional | Others
44658 | Udrasar Phc Bikaner | Weighing Machine | MODEL NOT AVAILABLE | 3000045048 | Functional | Others
44659 | Barora Phc Udaipur | Glucometer | Model not available | 3000205906 | Functional | Others
44660 | Dayalpura Phc | Glucometer | Model not available | 1013000163 | Functional | Others
44661 | Dayalpura Phc | Glucometer | Model not available | 6467 | Functional | Others
44662 | Dayalpura Phc | Glucometer | Model not available | 91004753 | Functional | Others
44663 | Dayalpura Phc | Glucometer | Model not available | 889 | Functional | Others
44664 | Dasudi Phc Bikaner | Syringe Needle Destroyer | Model not available | 2000035046 | Functional | Others
44665 | Dasudi Phc Bikaner | Weighing Machine | MODEL NOT AVAILABLE | 2000035047 | Functional | Others
44666 | Dasudi Phc Bikaner | Weighing Machine | MODEL NOT AVAILABLE | 2000035048 | Functional | Others
44667 | Sirana Phc | SPHYGMOMANOMETER(BP APPRATUS) | MODEL NOT AVAILABLE | 3000119502 | Functional | Others
44668 | Sirana Phc | Blood Bank Refrigerator | Model not available | 3000119504 | Functional | Others
44669 | Sirana Phc | Blood Bank Refrigerator | Model not available | 3000119505 | Functional | Others
44670 | Suin Phc | SPHYGMOMANOMETER(BP APPRATUS) | MODEL NOT AVAILABLE | 3000045111 | Functional | Others
44671 | Suin Phc | SPHYGMOMANOMETER(BP APPRATUS) | MODEL NOT AVAILABLE | 3000045122 | Functional | Others
44672 | Suin Phc | SPHYGMOMANOMETER(BP APPRATUS) | MODEL NOT AVAILABLE | 3000045123 | Functional | Others
44673 | Suin Phc | SPHYGMOMANOMETER(BP APPRATUS) | MODEL NOT AVAILABLE | 3000045124 | Functional | Others
44674 | Suin Phc | SPHYGMOMANOMETER(BP APPRATUS) | MODEL NOT AVAILABLE | 30000451236 | Functional | Others
44675 | Sirana Phc | Freezes | Kelvinator KGE 193 | 3000119506 | Functional | Others
44676 | Khudera Bara Phc | Blood Bank Refrigerator | Model not available | 3000121054 | Functional | Others
44677 | Suin Phc | Syringe Needle Destroyer | Model not available | 3000045134 | Functional | Others
44678 | Suin Phc | Syringe Needle Destroyer | Model not available | 3000045135 | Functional | Others
44679 | Khudera Bara Phc | Suction Machine | Model Not Available | 3000121055 | Functional | Others
44680 | Dispensary Sardar Patel City | Glucometer | Model not available | 2000024144 | Functional | Others
44681 | Dispensary Sardar Patel City | SPHYGMOMANOMETER(BP APPRATUS) | MODEL NOT AVAILABLE | 2000024146 | Functional | Others
44682 | Bamnera Phc | Weighing Machine | MODEL NOT AVAILABLE | 3000197912 | Functional | Others
44683 | Bamnera Phc | Instrument Sterilizer | Model Not Available | 3000197920 | Functional | Others
44684 | Bamnera Phc | Ice lined refrigerator | MK - 142 | 25117506 | Functional | Others
44685 | Deikhera Chc | Semi Automated Chemistry Analyzer | CPC - STAT FAX 3300 | 3000046396 | Functional | Cpc Diagnostics Pvt Ltd
44686 | Dhelana Chc | SPHYGMOMANOMETER(BP APPRATUS) | MODEL NOT AVAILABLE | 3000205458 | Functional | Others
44687 | Bamnera Phc | Baby Weighing Machine | Crown | 3000197917 | Functional | Others
44688 | Bamnera Phc | Suction Machine | Surgicoin | 3000197918 | Functional | Others
44689 | 1 Lsm Phc Ganganagar | Radiant Heat Warmer | Meditrin - Heat Warmer | 3000049170 | Functional | Others
44690 | Toparia Phc | Glucometer | Model not available | 3000043487 | Functional | Others
44691 | Toparia Phc | Glucometer | Model not available | 3000043489 | Functional | Others
44692 | Deikhera Chc | Colorimeter | MODEL NOT AVAILABLE | 3000046385 | Functional | Beckman Coulter India Pvt Ltd
44693 | 1 Lsm Phc Ganganagar | Radiant Heat Warmer | Meditrin - Heat Warmer | 3000049171 | Functional | Others
44694 | Deikhera Chc | Fetal Monitor | EDAN F-6 | 3000046276 | Functional | Others
44695 | Toparia Phc | FOOT OPERATED SUCTION MACHINE | MODEL NOT AVAILABLE | 3000043492 | Functional | Others
44696 | Gong Phc | SPHYGMOMANOMETER(BP APPRATUS) | MODEL NOT AVAILABLE | 3000197126 | Functional | Others
44697 | Machla Magara Urban Phc | Syringe Needle Destroyer | Model not available | 3000040104 | Functional | Others
44698 | Badanaya Gaon Phc | Suction Machine | Surgicoin | 3000046536 | Functional | Others
44699 | Kusalpura Chc | Binocular Microscope | Model Not Available | 3000214253 | Functional | Others
44700 | Joradar Phc Jalore | Weighing Machine | Crown | 3000197124 | Functional | Others
44701 | Joradar Phc Jalore | Weighing Machine | Crown | 3000197125 | Functional | Others
44702 | Kusalpura Chc | Radiant Heat Warmer | Zeal - RHW 2101A | RHW2101/0813/1337 | Functional | Others
44703 | Kishangarhbas Chc | Dental X-ray unit | DENTAL X RAY | 3000281146 | Functional | General Medical Equipment
44704 | Lakhasar Phc | Binocular Microscope | Model Not Available | 3000042208 | Functional | Others
44705 | Lakhasar Phc | Binocular Microscope | Model Not Available | 3000042209 | Functional | Others
44706 | Phalodi Chc | Syringe Needle Destroyer | Microsil - ND350 | 3000120185 | Functional | Others
44707 | Sathu Phc | Radiant Heat Warmer | Zeal - RHW 2101A | 3000045954 | Functional | Others
44708 | Sathu Phc | Radiant Heat Warmer | Zeal - RHW 2101A | 3000045955 | Functional | Others
44709 | Principal And Controller S N Medical Collage Jodhpur | Blood Gas Analyzer (ABG Machine) | Cobas b 121 | 3000117829 | Functional | Others
44710 | Barwara Phc Udaipur | Instrument Sterilizer | Model Not Available | 3000198112 | Functional | Others
44711 | Dugari Phc | Binocular Microscope | PZB 22 | 3000055614 | Functional | Others
44712 | Neem Ka Kheda Phc | Nebulizer | MODEL NOT AVAILABLE | 11080171 | Functional | Others
44713 | Satellite Hospital Mandor, Jodhpur | Ventilator | Model Not Available | 130710241081A1V | Functional | Schiller Healthcare India Pvt Ltd
44714 | Utradabas Phc | Blood Bank Refrigerator | Model not available | 2000037891 | Functional | Others
44715 | Neem Ka Kheda Phc | Centrifuge Machine ( 8 Tube) | Model Not Available | 3000046495 | Functional | Others
44716 | Jaitaran Chc | Binocular Microscope | MLW Lab | 3000197989 | Functional | Others
44717 | Gadoli Phc Udaipur | SPHYGMOMANOMETER(BP APPRATUS) | MODEL NOT AVAILABLE | 3000205288 | Functional | Others
44718 | Jaitaran Chc | Semi Automated Chemistry Analyzer | CHEM 5 PLUS | 61029 | Functional | Others
44719 | Jaitaran Chc | Hot Air Oven | Model not available | 3000197993 | Not in use | Others
44720 | Gadoli Phc Udaipur | Baby Weighing Machine | Model Not Available | 3000205291 | Functional | Others
44721 | Mundanwada Phc | Blood Bank Refrigerator | Alpha | 3000280413 | Functional | Sudarshan Chemicals Kota
44722 | Jaitaran Chc | Centrifuge Machine ( 8 Tube) | Model Not Available | GOLC-5430 | Functional | Others
44723 | Gadoli Phc Udaipur | Syringe Needle Destroyer | Model not available | 3000205293 | Functional | Others
44724 | Padru Phc | Radiant Heat Warmer | Meditrin - Heat Warmer | 3000134654 | Functional | Others
44725 | Kushalpura Phc | Syringe Needle Destroyer | Model not available | NBSD0714291 | Functional | Others
44726 | Garoda Phc | Ice lined refrigerator | SB 142 | 31614750 | Functional | Others
44727 | Baran Kalla Phc | Binocular Microscope | L1-BM-523 | 28108 | Functional | Others
44728 | Kushalpura Phc | Syringe Needle Destroyer | Microsil ND 120 | 1295/2009 | Functional | Others
44729 | Thob Phc | Baby Weighing Machine | Model Not Available | 3000134504 | Functional | Others
44730 | City Dispensary Jalore | SPHYGMOMANOMETER(BP APPRATUS) | MODEL NOT AVAILABLE | 9688 | Functional | Others
44731 | Piprali Phc | Centrifuge Machine ( 4 Tube ) | Remi 4C | 3000134752 | Functional | Others
44732 | City Dispensary Jalore | Freezes | Kelvinator KGE 193 | 3000045885 | Functional | Others
44733 | Mundanwada Phc | Glucometer | Accu Chek Performa | 3000280422 | Functional | Roche Digital Pvt Ltd
44734 | Guta Shahpur Phc | Centrifuge Machine ( 6 Tube ) | Model Not Available | 3000280986 | Functional | Others
44735 | Rajgarh Chc Churu | Hot Air Oven | DEL - 624 | 3000053550 | Functional | Others
44736 | Gadra Phc | Syringe Needle Destroyer | Model not available | 2000037933 | Functional | Others
44737 | Gadra Phc | Syringe Needle Destroyer | Model not available | 2000037934 | Functional | Others
44738 | Sanjta Phc Barmer | SPHYGMOMANOMETER(BP APPRATUS) | MODEL NOT AVAILABLE | 9834575 | Functional | Others
44739 | Siyat Phc | Freezes | MODEL NOT AVAILABLE | 3000214929 | Functional | Others
44740 | Ratannagar Chc | Blood Bank Refrigerator | Model not available | 2000031144 | Functional | Others
44741 | Guta Shahpur Phc | Syringe Needle Destroyer | Model not available | 3000280987 | Functional | Others
44742 | Kalari Phc | Glucometer | Model not available | 3000053419 | Functional | Others
44743 | Rajgarh Chc Churu | Colorimeter | MODEL NOT AVAILABLE | 3000053559 | Functional | Others
44744 | District Hospital Baran Dh | Ventilator | Philips - Ventilator | 317091677 | Functional | Others
44745 | District Hospital Baran Dh | Ventilator | Philips - Ventilator | vs3015803 | Functional | Others
44746 | District Hospital Baran Dh | Ventilator | Philips - Ventilator | IV19519 | Functional | Others
44747 | District Hospital Baran Dh | Ventilator | Philips - Ventilator | VS3015111 | Functional | Others
44748 | District Hospital Baran Dh | Ventilator | Philips - Ventilator | VS30151154 | Functional | Others
44749 | District Hospital Baran Dh | Ventilator | Philips - Ventilator | VS3015130 | Functional | Others
44750 | Sanjta Phc Barmer | Syringe Needle Destroyer | Microsil ND 20 | 3000134681 | Functional | Others
44751 | Ratannagar Chc | Microplate Reader | RT-2100c | 2000031145 | Functional | Others
44752 | Sanjta Phc Barmer | Binocular Microscope | PZB 22 | 3000210039 | Functional | Others
44753 | Ratannagar Chc | Blood Cell Counter - 3 part | Model not available | 2000031146 | Functional | Others
44754 | Rajgarh Chc Churu | ECG Machine (Single Channel) | Model Not Available | 3000053548 | Functional | Others
44755 | Rajgarh Chc Churu | Glucometer | Model not available | 3000053546 | Functional | Others
44756 | Siyat Phc | Binocular Microscope | AMT 5A | 3000214930 | Functional | Others
44757 | Ratannagar Chc | Glucometer | Model not available | 2000031151 | Functional | Others
44758 | Siyat Phc | Glucometer | Model not available | 4255112470013310 | Functional | Others
44759 | Ratannagar Chc | Syringe Needle Destroyer | Model not available | 5411 | Functional | Others
44760 | Guta Shahpur Phc | Baby Weighing Machine | Model Not Available | 3000280994 | Functional | Others
44761 | Khudera Bara Phc | Autoclave | Model not available | 3000121056 | Functional | Others
44762 | Dhanoti Bari Phc | Binocular Microscope | Model Not Available | 3000053335 | Functional | Others
44763 | Dhanoti Bari Phc | Binocular Microscope | Model Not Available | 3000053337 | Functional | Others
44764 | Paharsar Phc | Syringe Needle Destroyer | Model not available | 3000053468 | Functional | Others
44765 | Paharsar Phc | Syringe Needle Destroyer | Model not available | 3000053459 | Functional | Others
44766 | Paharsar Phc | Syringe Needle Destroyer | Model not available | 3000053461 | Functional | Others
44767 | Khudera Bara Phc | Nebulizer | MODEL NOT AVAILABLE | 3000121070 | Functional | Others
44768 | Paharsar Phc | Instrument Sterilizer | Model Not Available | 3000053470 | Functional | Others
44769 | Paharsar Phc | Instrument Sterilizer | Model Not Available | 3000053471 | Functional | Others
44770 | Khiyera Phc Bikaner | SPHYGMOMANOMETER(BP APPRATUS) | MODEL NOT AVAILABLE | 2000035092 | Functional | Others
44771 | Khiyera Phc Bikaner | SPHYGMOMANOMETER(BP APPRATUS) | MODEL NOT AVAILABLE | 2000035093 | Functional | Others
44772 | Khiyera Phc Bikaner | SPHYGMOMANOMETER(BP APPRATUS) | MODEL NOT AVAILABLE | 2000035096 | Functional | Others
44773 | Dhanoti Bari Phc | Centrifuge Machine ( 6 Tube ) | Model Not Available | 3000053334 | Functional | Others
44774 | Seevana Phc Jalore | SPHYGMOMANOMETER(BP APPRATUS) | MODEL NOT AVAILABLE | 3000045923 | Functional | Others
44775 | Khiyera Phc Bikaner | Ice lined refrigerator | Model Not Available | 2000035091 | Functional | Others
44776 | Seevana Phc Jalore | Weighing Machine | MODEL NOT AVAILABLE | 3000045925 | Functional | Others
44777 | Seevana Phc Jalore | Weighing Machine | MODEL NOT AVAILABLE | 3000045926 | Functional | Others
44778 | Seevana Phc Jalore | Labour Table | Model Not Available | 3000045927 | Functional | Others
44779 | Vadabhadvi Phc Jalore | Weighing Machine | MODEL NOT AVAILABLE | 3000119759 | Functional | Others
44780 | Vadabhadvi Phc Jalore | Weighing Machine | MODEL NOT AVAILABLE | 3000119760 | Functional | Others
44781 | Paharsar Phc | Centrifuge Machine ( 4 Tube ) | Model not available | 3000053469 | Functional | Others
44782 | Paharsar Phc | Centrifuge Machine ( 4 Tube ) | Model not available | 3000053457 | Functional | Others
44783 | Kudi Phc | Monocular Microscope | Model not available | 3000054330 | Functional | Lafco India Scientific Industries
44784 | Dharsoni Phc | Centrifuge Machine ( 4 Tube ) | Model not available | 3000259326 | Functional | 3m India Limited
44785 | Hariyamali Phc | Radiant Heat Warmer | Meditrin - Heat Warmer | NRHM/WM11/193 | Functional | Others
44786 | Ratkudiya | Ice lined refrigerator | MK - 142 | 24511734 | Functional | Others
44787 | Dharsoni Phc | Binocular Microscope | Model Not Available | 3000259327 | Functional | Anand Medicaids Pvt Ltd
44788 | Phalodi Chc | Radiant Heat Warmer | Zeal - RHW 2101A | 3000120101 | Functional | Others
44789 | Kurabad Chc | Baby Weighing Machine | Model Not Available | 3000204177 | Functional | Others
44790 | Dispensary Sardar Patel City | SPHYGMOMANOMETER(BP APPRATUS) | MODEL NOT AVAILABLE | 34894 | Functional | Others
44791 | Bamnera Phc | Binocular Microscope | Microlux - 16 | 13j13143 | Functional | Others
44792 | Bambora Phc | Ice lined refrigerator | Model Not Available | 25117518 | Functional | Haier Appliances India Pvt
44793 | Deikhera Chc | Instrument Sterilizer | Model Not Available | 3000046391 | Functional | Paras Enterprises
44794 | Deikhera Chc | Freezes | MODEL NOT AVAILABLE | 3000046390 | Functional | Others
44795 | Toparia Phc | Weighing Machine | MODEL NOT AVAILABLE | 3000043483 | Functional | Others
44796 | Bambora Phc | Radiant Heat Warmer | Model Not Available | 3000204234 | Functional | Others
44797 | Deikhera Chc | Glucometer | Model not available | 3000046388 | Functional | Others
44798 | Pachpadara Chc | Oxygen Concentrator | BPL - OG 4203 | 5309 | Functional | Others
44799 | Pachpadara Chc | Oxygen Concentrator | BPL - OG 4203 | 3000122423 | Functional | Others
44800 | Suratgarh Chc | Autoclave | Model not available | 300004179 | Functional | Others
44801 | Suratgarh Chc | SPHYGMOMANOMETER(BP APPRATUS) | MODEL NOT AVAILABLE | 3000041721 | Functional | Others
44802 | Suratgarh Chc | SPHYGMOMANOMETER(BP APPRATUS) | MODEL NOT AVAILABLE | 3000041738 | Functional | Others
44803 | Suratgarh Chc | SPHYGMOMANOMETER(BP APPRATUS) | MODEL NOT AVAILABLE | 3000041742 | Functional | Others
44804 | Jhiwana Phc | Baby Weighing Machine | Model Not Available | 3000119634 | Functional | Others
44805 | Phalodi Chc | Phototherepy Unit | Fenam, Bilitron Sky 5006 | 3000120104 | Functional | Others
44806 | Deikhera Chc | Suction Machine | Model Not Available | 3000046281 | Functional | Others
44807 | City Dispensary Pratapnagar | Syringe Needle Destroyer | Model not available | 3000044651 | Functional | Cmho Supply
44808 | Mayaja Phc Bundi | SPHYGMOMANOMETER(BP APPRATUS) | MODEL NOT AVAILABLE | 63457 | Functional | Others
44809 | Dispensary Jhotwara City | Weighing Machine | MODEL NOT AVAILABLE | 2000024094 | Functional | Others
44810 | Bala Phc | Freezes | MODEL NOT AVAILABLE | 3000054115 | Functional | Haier Appliances India Pvt
44811 | Kilchu Phc | Syringe Needle Destroyer | Model not available | 2000030820 | Functional | Others
44812 | Kilchu Phc | Syringe Needle Destroyer | Model not available | 2000030826 | Functional | Others
44813 | Kilchu Phc | Syringe Needle Destroyer | Model not available | 2000030828 | Functional | Others
44814 | Kilchu Phc | Syringe Needle Destroyer | Model not available | 2000030832 | Functional | Others
44815 | Neem Ka Kheda Phc | Fetal Doppler | MODEL NOT AVAILABLE | 3000046501 | Non Functional Repairable | Others
44816 | Piprali Phc | Baby Weighing Machine | Model Not Available | 3000134756 | Functional | Others
44817 | City Dispensary Jalore | Syringe Needle Destroyer | Nulife - Dots | 3000045888 | Functional | Others
44818 | City Dispensary Fatehpura | Glucometer | Model not available | 3000040068 | Functional | Others
44819 | City Dispensary Jalore | Blood Bank Refrigerator | Model not available | 3000045886 | Functional | Others
44820 | City Dispensary Jalore | Blood Bank Refrigerator | Model not available | 30000458887 | Functional | Others
44821 | Thob Phc | SPHYGMOMANOMETER(BP APPRATUS) | MODEL NOT AVAILABLE | 3000134506 | Functional | Others
44822 | Neem Ka Kheda Phc | Labour Table | Model Not Available | 3000046502 | Functional | Others
44823 | Baran Kalla Phc | Centrifuge Machine ( 8 Tube) | REMI - C 854/8 | HCC-3353 | Functional | Remi Electrotechnik Ltd
44824 | Hamirpur Phc | Ice lined refrigerator | MK - 142 | 3000281073 | Functional | Others
44825 | Thob Phc | Blood Bank Refrigerator | Model not available | 3000134507 | Functional | Others
44826 | Neem Ka Kheda Phc | Spot Light ( Portable ) | Model Not Available | 3000046503 | Functional | Others
44827 | Thob Phc | Ice lined refrigerator | HBC-70 | 3000134513 | Functional | Others
44828 | Jaitaran Chc | ECG Machine (Single Channel) | BPL - Cardiart 108T | CGMG7M6106 | Functional | Others
44829 | Nosar Phc | Ice lined refrigerator | MK-144 | 3000117653 | Functional | Others
44830 | Dugari Phc | Labour Table | Model Not Available | 3000055619 | Functional | Others
44831 | Thob Phc | Syringe Needle Destroyer | Microsil ND 20 | 3000134514 | Functional | Others
44832 | Thob Phc | Syringe Needle Destroyer | Microsil ND 20 | 24433 | Functional | Others
44833 | Dulapur Keri Phc Ganganagar | Suction Machine | Model Not Available | 10111 | Functional | Others
44834 | Baran Kalla Phc | Syringe Needle Destroyer | Microsil - ND350 | 4380 | Functional | Others
44835 | Dugari Phc | Baby Weighing Machine | Model Not Available | 3000055618 | Functional | Others
44836 | Dulapur Keri Phc Ganganagar | Baby Weighing Machine | Model Not Available | 3000048348 | Functional | Others
44837 | Surana Phc | Blood Bank Refrigerator | Model not available | 3000119656 | Functional | Others
44838 | Gandheli Phc | Blood Cell Counter - 3 part | Model not available | 3000043191 | Functional | Others
44839 | Surana Phc | Ice lined refrigerator | MK - 142 | 3000119657 | Functional | Others
44840 | Jaitaran Chc | Spot Light ( Portable ) | Model Not Available | 3000202188 | Functional | Others
44841 | Narolidang Phc | Ice lined refrigerator | HBD-116 | 2A8A0177 | Functional | Haier Appliances India Pvt
44842 | Bareh Phc | Blood Cell Counter - 3 part | Model not available | 3000259099 | Functional | Others
44843 | Gadarwara Noorji Phc | Glucometer | Easy Touch ET-101 | 3000201183 | Functional | Others
44844 | Jhareda Phc | Syringe Needle Destroyer | Nulife - Dots | NBSDO726063 | Functional | Mrk Healthcare Pvt Ltd Delhi
44845 | Jhareda Phc | Syringe Needle Destroyer | Nulife - Dots | 3000138890 | Functional | Others
44846 | Jhareda Phc | Suction Machine | Model Not Available | 3000138893 | Functional | Others
44847 | Jhareda Phc | Autoclave | Model not available | 3000138894 | Functional | Others
44848 | Jhareda Phc | TRACTION SYSTEM | MODEL NOT AVAILABLE | 3000138896 | Functional | Others
44849 | Marena Phc | Suction Machine | Model Not Available | 3000259115 | Functional | Yorco Sales Pvt Ltd
44850 | Marena Phc | Suction Machine | Model Not Available | 3000259116 | Functional | Yorco Sales Pvt Ltd
44851 | Pachpahar Phc | Instrument Sterilizer | Model Not Available | 3000206066 | Functional | Others
44852 | Siyat Phc | Syringe Needle Destroyer | Model not available | 3000214932 | Functional | Others
44853 | Ratannagar Chc | Radiant Heat Warmer | Model Not Available | 2000031155 | Functional | Others
44854 | Guta Shahpur Phc | Weighing Machine | MODEL NOT AVAILABLE | 3000280995 | Functional | Others
44855 | Siyat Phc | Centrifuge Machine ( 8 Tube) | Model Not Available | 3000214933 | Functional | Others
44856 | Siyat Phc | Freezes | MODEL NOT AVAILABLE | 111111792 | Functional | Others
44857 | District Hospital Baran Dh | Baby Weighing Machine | SUVARANA | 3000129859 | Functional | Others
44858 | District Hospital Baran Dh | Baby Weighing Machine | SUVARANA | 3000129942 | Functional | Others
44859 | District Hospital Baran Dh | Baby Weighing Machine | SUVARANA | 3000129943 | Functional | Others
44860 | District Hospital Baran Dh | Baby Weighing Machine | SUVARANA | 3000129898 | Functional | Others
44861 | Guta Shahpur Phc | Hemoglobin meter | Model Not Available | 3000280988 | Functional | Others
44862 | Siyat Phc | Syringe Needle Destroyer | Microsil - ND350 | 3235 | Functional | Others
44863 | Guta Shahpur Phc | Blood Component Separator | MODEL NOT AVAILABLE | 3000280989 | Functional | Others
44864 | Siyat Phc | Nebulizer | NE-C28 | 20100816995UF | Functional | Others
44865 | Luharva Phc Barmer | SPHYGMOMANOMETER(BP APPRATUS) | MODEL NOT AVAILABLE | 63311 | Functional | Others
44866 | Guta Shahpur Phc | Suction Machine | Model Not Available | 3000280990 | Functional | Others
44867 | Kudi Phc | Freezes | MODEL NOT AVAILABLE | 3000054331 | Functional | Electro Pvt Ltd Hydrabad
44868 | Hariyamali Phc | Baby Weighing Machine | Model Not Available | 3000214984 | Functional | Others
44869 | Ratkudiya | SPHYGMOMANOMETER(BP APPRATUS) | MODEL NOT AVAILABLE | 3000054277 | Functional | Others
44870 | Dharsoni Phc | Glucometer | Model not available | 3000259328 | Functional | Anand Medicaids Pvt Ltd
44871 | Dharsoni Phc | Hemoglobin Analyzer | Model not available | 3000259329 | Functional | 3m India Limited
44872 | Kudi Phc | Baby Weighing Machine | Model Not Available | 3000054332 | Functional | Others
44873 | Hariyamali Phc | Suction Machine | Model Not Available | 3000214983 | Functional | Others
44874 | Dharsoni Phc | Syringe Needle Destroyer | Model not available | 3000259330 | Functional | 3m India Limited
44875 | Kudi Phc | Blood Bank Refrigerator | Model not available | 3000054324 | Functional | Haier Appliances India Pvt
44876 | Hariyamali Phc | Nebulizer | MODEL NOT AVAILABLE | 3000214988 | Functional | Others
44877 | Kosana Phc | Blood Bank Refrigerator | Model not available | 3000054240 | Functional | Others
44878 | Bachhrein Phc | Syringe Needle Destroyer | Model not available | 26662 | Functional | Others
44879 | Bachhrein Phc | Syringe Needle Destroyer | Model not available | 3000242372 | Functional | Others
44880 | Kudi Phc | Syringe Needle Destroyer | Microsil - ND350 | 4265 | Functional | Others
44881 | Kudi Phc | Syringe Needle Destroyer | Nulife - Dots | 3000054327 | Functional | Mrk Healthcare Pvt Ltd Delhi
44882 | Kudi Phc | Syringe Needle Destroyer | Nulife - Dots | 3000054329 | Functional | Mrk Healthcare Pvt Ltd Delhi
44883 | Kudi Phc | Centrifuge Machine ( 8 Tube) | Model Not Available | 3000054328 | Functional | Lafco India Scientific Industries
44884 | Hariyamali Phc | Syringe Needle Destroyer | Model not available | NBSD0713863 | Functional | Others
44885 | Kosana Phc | Autoclave | Model not available | 3000054245 | Functional | Others
44886 | Khirwa Phc | Freezes | MODEL NOT AVAILABLE | 2000029358 | Functional | Others
44887 | Kosana Phc | Binocular Microscope | Model Not Available | 3000054248 | Functional | Others
44888 | City Dispensary No 1 Atalbandh | SPHYGMOMANOMETER(BP APPRATUS) | MODEL NOT AVAILABLE | 200003094 | Functional | Anand Medicaids Pvt Ltd
44889 | City Dispensary No 1 Atalbandh | SPHYGMOMANOMETER(BP APPRATUS) | MODEL NOT AVAILABLE | 200003093 | Functional | Anand Medicaids Pvt Ltd
44890 | City Dispensary No 1 Atalbandh | SPHYGMOMANOMETER(BP APPRATUS) | MODEL NOT AVAILABLE | 200003096 | Functional | Anand Medicaids Pvt Ltd
44891 | City Dispensary No 1 Atalbandh | SPHYGMOMANOMETER(BP APPRATUS) | MODEL NOT AVAILABLE | 200003095 | Functional | Anand Medicaids Pvt Ltd
44892 | City Dispensary No 1 Atalbandh | SPHYGMOMANOMETER(BP APPRATUS) | MODEL NOT AVAILABLE | 200003086 | Functional | Anand Medicaids Pvt Ltd
44893 | City Dispensary No 1 Atalbandh | SPHYGMOMANOMETER(BP APPRATUS) | MODEL NOT AVAILABLE | 200003090 | Functional | Anand Medicaids Pvt Ltd
44894 | Pachpadara Chc | Radiant Heat Warmer | Meditrin - Heat Warmer | 3000122437 | Functional | Others
44895 | Pachpadara Chc | Radiant Heat Warmer | Meditrin - Heat Warmer | 3000122426 | Functional | Others
44896 | Pachpadara Chc | Radiant Heat Warmer | Meditrin - Heat Warmer | 3000122425 | Functional | Others
44897 | Pachpadara Chc | Radiant Heat Warmer | Meditrin - Heat Warmer | 3000122424 | Functional | Others
44898 | Goverdhan Vilas Devali Phc | SPHYGMOMANOMETER(BP APPRATUS) | MODEL NOT AVAILABLE | 3000204270 | Functional | Others
44899 | Badanaya Gaon Phc | Binocular Microscope | Model Not Available | 3000046530 | Functional | Ajay Optical India
44900 | Dispensary Jhotwara City | Centrifuge Machine ( 12 Tube ) | Model Not Available | 4134 | Functional | Others
44901 | Satellite Chb Jodhpur | Ice lined refrigerator | SB 142 | 3000049173 | Functional | Others
44902 | Suratgarh Chc | Radiant Heat Warmer | Model Not Available | 3000041745 | Functional | Others
44903 | Suratgarh Chc | Radiant Heat Warmer | Model Not Available | 3000041746 | Functional | Others
44904 | Suratgarh Chc | Radiant Heat Warmer | Model Not Available | 3000041729 | Functional | Others
44905 | Suratgarh Chc | Radiant Heat Warmer | Model Not Available | 3000041733 | Functional | Others
44906 | Kusalpura Chc | 100mA X-Ray Machine | Model not available | 2k130606239 | Functional | Others
44907 | Badanaya Gaon Phc | Hemoglobin meter | Model Not Available | 3000046534 | Functional | Others
44908 | Satellite Chb Jodhpur | Ice lined refrigerator | MK - 142 | 3000049174 | Functional | Others
44909 | Kusalpura Chc | ECG Machine (Six Channel ) | Model Not Available | 3000214247 | Functional | Others
44910 | Surnana Phc | Blood Bank Refrigerator | Model not available | 3000042239 | Functional | Others
44911 | Surnana Phc | Blood Bank Refrigerator | Model not available | 3000042240 | Functional | Others
44912 | Surnana Phc | Blood Bank Refrigerator | Model not available | 3000042241 | Functional | Others
44913 | Suratgarh Chc | Weighing Machine | MODEL NOT AVAILABLE | 3000041751 | Functional | Others
44914 | Suratgarh Chc | Weighing Machine | MODEL NOT AVAILABLE | 3000041752 | Functional | Others
44915 | Suratgarh Chc | Weighing Machine | MODEL NOT AVAILABLE | 3000041735 | Functional | Others
44916 | Suratgarh Chc | Weighing Machine | MODEL NOT AVAILABLE | 3000041730 | Functional | Others
44917 | Machla Magara Urban Phc | Ice lined refrigerator | HBC-70 | BE0581EO100B29790112 | Functional | Haier Appliances India Pvt
44918 | Surewala Phc | FOOT OPERATED SUCTION MACHINE | MODEL NOT AVAILABLE | 2000037782 | Functional | Others
44919 | Baaru Chc | 100mA X-Ray Machine | Allengers - MARS-6R | 2K130706337-X/HF | Non Functional Repairable | Allengers Medical Systems Ltd
44920 | Jaitaran Chc | Autoclave | Reico | 21A87 | Functional | Others
44921 | City Dispensary Fatehpura | Ice lined refrigerator | MK-144 | 2003150-2135 | Functional | Others
44922 | Hire Ki Dhani Phc | Baby Weighing Machine | Model Not Available | 3000117936 | Functional | Others
44923 | Badi Phc Udaipur | Baby Weighing Machine | Model Not Available | 3000205683 | Functional | Crown Digital Scales Inc
44924 | Badi Phc Udaipur | Weighing Machine | MODEL NOT AVAILABLE | 3000205685 | Functional | Others
44925 | City Dispensary Fatehpura | Blood Bank Refrigerator | Model not available | 3000040075 | Functional | Haier Appliances India Pvt
44926 | Dhumbriya Phc | SPHYGMOMANOMETER(BP APPRATUS) | MODEL NOT AVAILABLE | 8819 | Functional | Others
44927 | Karawali Phc Udaipur | Radiant Heat Warmer | Zeal - RHW 2101A | 3000205915 | Functional | Zeal Medical Pvt Ltd
44928 | Dhumbriya Phc | Weighing Machine | Crown | 3000119689 | Functional | Others
44929 | Karawali Phc Udaipur | FOOT OPERATED SUCTION MACHINE | SU-101 | 3000205916 | Functional | Niscomed Electro Medical Devices
44930 | Satellite Hospital Mandor, Jodhpur | Ice lined refrigerator | HBC-70 | 3000049550 | Functional | Others
44931 | Nethrana Phc | Ice lined refrigerator | Model Not Available | 3000043202 | Functional | Others
44932 | Amer Chc | A Scan Ultrasonic Biometer | Model Not Available | 210147 | Functional | Others
44933 | Nethrana Phc | Blood Bank Refrigerator | Model not available | 3000043203 | Functional | Others
44934 | Nethrana Phc | Blood Bank Refrigerator | Model not available | 3000043204 | Functional | Others
44935 | Karawali Phc Udaipur | Syringe Needle Destroyer | Model not available | 3000205918 | Functional | Mrk Healthcare Pvt Ltd Delhi
44936 | Indrana Phc | Ice lined refrigerator | HBC-70 | 3000134301 | Functional | Others
44937 | Navatala Phc | Binocular Microscope | Model Not Available | 3000122406 | Functional | Others
44938 | Navatala Phc | Centrifuge Machine ( 4 Tube ) | Model not available | 3000122405 | Functional | Others
44939 | Vandhar Phc Jalore | SPHYGMOMANOMETER(BP APPRATUS) | MODEL NOT AVAILABLE | 3000119820 | Functional | Others
44940 | Navatala Phc | Suction Machine | Model Not Available | 3000122403 | Functional | Others
44941 | Indrana Phc | Freezes | MODEL NOT AVAILABLE | 3000134645 | Functional | Others
44942 | Vandhar Phc Jalore | Radiant Heat Warmer | Zeal - RHW 2101A | 3000119821 | Functional | Others
44943 | Ghamoorwali Phc | Syringe Needle Destroyer | Model not available | 3000048911 | Functional | Others
44944 | Ghamoorwali Phc | Syringe Needle Destroyer | Model not available | 3000048919 | Functional | Others
44945 | Ghamoorwali Phc | Syringe Needle Destroyer | Model not available | 3000048923 | Functional | Others
44946 | Palana Phc | Ice lined refrigerator | Model Not Available | 2000030791 | Functional | Others
44947 | Siyat Phc | SPHYGMOMANOMETER(BP APPRATUS) | MODEL NOT AVAILABLE | 3000214937 | Functional | Others
44948 | Ghanaoun Phc | Binocular Microscope | Model Not Available | 3000053364 | Functional | Others
44949 | Ghanaoun Phc | Binocular Microscope | Model Not Available | 3000053367 | Functional | Others
44950 | Guta Shahpur Phc | O.T. Light Single Dome | MODEL NOT AVAILABLE | 3000280992 | Functional | Others
44951 | Siyat Phc | Weighing Machine | MODEL NOT AVAILABLE | 3000214938 | Functional | Others
44952 | Guta Shahpur Phc | Instrument Sterilizer | Model Not Available | 3000280993 | Functional | Others
44953 | Rawatsar Chc | Suction Machine | Model Not Available | 3000044519 | Functional | Others
44954 | Rawatsar Chc | Suction Machine | Model Not Available | 3000044521 | Functional | Others
44955 | Rawatsar Chc | Suction Machine | Model Not Available | 3000044523 | Functional | Others
44956 | Rawatsar Chc | Suction Machine | Model Not Available | 3000044527 | Functional | Others
44957 | Rawatsar Chc | Suction Machine | Model Not Available | 3000044532 | Functional | Others
44958 | Ghanaoun Phc | Syringe Needle Destroyer | Model not available | 3000053365 | Functional | Others
44959 | Ghanaoun Phc | Syringe Needle Destroyer | Model not available | 3000053366 | Functional | Others
44960 | Ghanaoun Phc | Syringe Needle Destroyer | Model not available | 3000053372 | Functional | Others
44961 | Ghanaoun Phc | Syringe Needle Destroyer | Model not available | 3000053373 | Functional | Others
44962 | Ghanaoun Phc | Syringe Needle Destroyer | Model not available | 3000053374 | Functional | Others
44963 | Ghanaoun Phc | Syringe Needle Destroyer | Model not available | 3000053377 | Functional | Others
44964 | Rawatsar Chc | Centrifuge Machine ( 4 Tube ) | Model not available | 3000044534 | Functional | Others
44965 | Rawatsar Chc | Centrifuge Machine ( 4 Tube ) | Model not available | 3000044535 | Functional | Others
44966 | Korna Phc Barmer | Instrument Sterilizer | Model Not Available | 3000134480 | Functional | Others
44967 | Rawatsar Chc | Syringe Infusion Pump | Model not available | 3000044546 | Functional | Others
44968 | Rawatsar Chc | Syringe Infusion Pump | Model not available | 3000044547 | Functional | Others
44969 | Rawatsar Chc | Syringe Infusion Pump | Model not available | 3000044548 | Functional | Others
44970 | Rawatsar Chc | Syringe Infusion Pump | Model not available | 3000044549 | Functional | Others
44971 | Rawatsar Chc | Syringe Infusion Pump | Model not available | 3000044550 | Functional | Others
44972 | Rawatsar Chc | Syringe Infusion Pump | Model not available | 3000044551 | Functional | Others
44973 | City Dispensary No 1 Atalbandh | SPHYGMOMANOMETER(BP APPRATUS) | MODEL NOT AVAILABLE | 200003082 | Functional | Anand Medicaids Pvt Ltd
44974 | Hariyamali Phc | Syringe Needle Destroyer | Model not available | 3000214986 | Functional | Others
44975 | Kosana Phc | Centrifuge Machine ( 4 Tube ) | Model not available | 3000054249 | Functional | Others
44976 | Brahambad Phc | Syringe Needle Destroyer | Model not available | 3000242381 | Functional | Others
44977 | Brahambad Phc | Syringe Needle Destroyer | Model not available | 28348 | Functional | Others
44978 | Brahambad Phc | Syringe Needle Destroyer | Model not available | 3000242389 | Functional | Others
44979 | Brahambad Phc | Syringe Needle Destroyer | Model not available | 3000242390 | Functional | Others
44980 | Brahambad Phc | Syringe Needle Destroyer | Model not available | 3000242391 | Functional | Others
44981 | Khirwa Phc | Binocular Microscope | Quasmo | 2000029360 | Functional | Quality Scientific And Mechanical Works Pvt Ltd
44982 | Khirwa Phc | Autoclave | Model not available | 2000029354 | Functional | Others
44983 | Brahambad Phc | Centrifuge Machine ( 4 Tube ) | Model not available | 3000242378 | Functional | Others
44984 | Brahambad Phc | Centrifuge Machine ( 4 Tube ) | Model not available | 3000242379 | Functional | Others
44985 | Randhir Garh Phc | Syringe Needle Destroyer | Model not available | 3000259336 | Functional | Others
44986 | Randhir Garh Phc | Syringe Needle Destroyer | Model not available | 3000259338 | Functional | Others
44987 | Randhir Garh Phc | Syringe Needle Destroyer | Model not available | 3000259339 | Functional | Others
44988 | Randhir Garh Phc | Syringe Needle Destroyer | Model not available | 3000259340 | Functional | Others
44989 | Randhir Garh Phc | Syringe Needle Destroyer | Model not available | 3000259341 | Functional | Others
44990 | Randhir Garh Phc | Syringe Needle Destroyer | Model not available | 3000259342 | Functional | Others
44991 | Randhir Garh Phc | Syringe Needle Destroyer | Model not available | 3000259343 | Functional | Others
44992 | Salwa Khurd Phc | Syringe Needle Destroyer | Microsil - ND350 | 5030 | Functional | Others
44993 | Salwa Khurd Phc | Syringe Needle Destroyer | Microsil - ND350 | 5116 | Functional | Others
44994 | Khirwa Phc | Instrument Sterilizer | Model Not Available | 323118 | Functional | Others
44995 | Salwa Khurd Phc | Ice lined refrigerator | HBC-70 | 3000054370 | Functional | Haier Appliances India Pvt
44996 | Salwa Khurd Phc | Baby Weighing Machine | Model Not Available | 3000054372 | Functional | Others
44997 | Salwa Khurd Phc | Syringe Needle Destroyer | Microsil - ND350 | 5034 | Functional | Others
44998 | Pundlota Phc | Ice lined refrigerator | Model Not Available | 2000028803 | Functional | Others
44999 | Banda Bretha Phc | Syringe Needle Destroyer | Model not available | 3000242394 | Functional | Others
45000 | Sayara Phc | Baby Weighing Machine | Model Not Available | 3000198080 | Functional | Others
45001 | Sindhari Chc | ECG Machine (Single Channel) | Model Not Available | 3000122103 | Functional | Others
45002 | Sindhari Chc | ECG Machine (Single Channel) | Model Not Available | 3000122104 | Functional | Others
45003 | Machla Magara Urban Phc | Freezes | MODEL NOT AVAILABLE | 3000040107 | Non Functional Repairable | Others
45004 | Mayaja Phc Bundi | SPHYGMOMANOMETER(BP APPRATUS-Digital) | Model Not Available | 2011031140E7G | Functional | Others
45005 | Joradar Phc Jalore | Sahlis HB Meter | Model not available | 3000197123 | Functional | Others
45006 | Asara Phc | Syringe Needle Destroyer | MRK | 27307 | Functional | Others
45007 | Asara Phc | Syringe Needle Destroyer | MRK | 3000134400 | Functional | Others
45008 | Asara Phc | Syringe Needle Destroyer | MRK | 3000134396 | Functional | Others
45009 | Ghana Phc | SPHYGMOMANOMETER(BP APPRATUS) | MODEL NOT AVAILABLE | 3000119187 | Functional | Others
45010 | Satellite Hospital Mandor, Jodhpur | ECG Machine (Six Channel ) | BPL - Cardiart 8408 | 4061106 | Functional | Cmho Supply
45011 | Kusalpura Chc | Ice lined refrigerator | MK - 142 | 44623182 | Functional | Others
45012 | Dispensary Jhotwara City | Weighing Machine | MODEL NOT AVAILABLE | 2000024096 | Functional | Others
45013 | City Dispensary Jagdish Chowk | Binocular Microscope | Microlux - 16 | 3000040109 | Functional | Ajay Optical India
45014 | Kusalpura Chc | Ice lined refrigerator | HBD-116 | BEOG4E2600B2A5B0195 | Functional | Others
45015 | Ghana Phc | Centrifuge Machine ( 4 Tube ) | Model not available | 3000119190 | Functional | Others
45016 | City Dispensary Jagdish Chowk | Glucometer | Model not available | GC15601470 | Functional | Others
45017 | Chak Hirasinghwala Phc Hanumangarh | Suction Machine | Model Not Available | 3000044019 | Functional | Others
45018 | Deikhera Chc | Dental X-Ray Machine | X-Mind | 3000046296 | Functional | Acteon Satelec
45019 | Kansing Ji Ki Seed Phc | Binocular Microscope | MLW - Easy View | 3000120260 | Functional | Others
45020 | Deikhera Chc | Ice lined refrigerator | HBC-70 | 3000046297 | Functional | Haier Appliances India Pvt
45021 | Thirana Garda Phc Hanumangarh | Syringe Needle Destroyer | Model not available | 3000043510 | Functional | Others
45022 | Jaimalsar Phc | Blood Bank Refrigerator | Model not available | 3000045003 | Functional | Others
45023 | Jaimalsar Phc | Blood Bank Refrigerator | Model not available | 3000045017 | Functional | Others
45024 | Samdari Chc | Centrifuge Machine ( 8 Tube) | Model Not Available | 3000134620 | Functional | Others
45025 | Kharkhada Phc | Binocular Microscope | PZB 22 | 70742 | Functional | Others
45026 | Navatala Phc | Radiant Heat Warmer | Meditrin - Heat Warmer | 3000122402 | Functional | Others
45027 | Panlawa Phc | Freezes | GL-185 | 2000029336 | Functional | Others
45028 | Indrana Phc | Blood Bank Refrigerator | Model not available | 3000134300 | Functional | Others
45029 | Vandhar Phc Jalore | Baby Weighing Machine | Crown | 3000119822 | Functional | Others
45030 | Palana Phc | Blood Bank Refrigerator | Model not available | 2000030792 | Functional | Others
45031 | Vandhar Phc Jalore | Binocular Microscope | BLS 116 | 6158 | Functional | Others
45032 | Araba Chouhan Phc | Blood Bank Refrigerator | Model not available | 3000134447 | Functional | Others
45033 | Palana Phc | Labour Table | Model Not Available | 2000030799 | Functional | Others
45034 | Ghamoorwali Phc | Baby Weighing Machine | Model Not Available | 3000048922 | Functional | Others
45035 | Ghamoorwali Phc | Baby Weighing Machine | Model Not Available | 3000048929 | Functional | Others
45036 | Tabab Phc | FOOT OPERATED SUCTION MACHINE | MODEL NOT AVAILABLE | 3000119517 | Functional | Others
45037 | Tabab Phc | Spot Light ( Portable ) | Model Not Available | 3000119518 | Functional | Others
45038 | Araba Chouhan Phc | Baby Weighing Machine | Model Not Available | 3000134450 | Functional | Others
45039 | Saiwad Phc | Freezes | HRD-2055CMDGCC | 3000140702 | Functional | Others
45040 | Tabab Phc | Radiant Heat Warmer | Zeal - RHW 2101A | 3000119519 | Functional | Others
45041 | Bhinde Ka Paar Phc | Binocular Microscope | Model Not Available | 9435181 | Functional | Others
45042 | Bhinde Ka Paar Phc | Binocular Microscope | Model Not Available | 3000122187 | Functional | Others
45043 | Araba Chouhan Phc | Binocular Microscope | Model Not Available | 3000134453 | Functional | Others
45044 | Saiwad Phc | Syringe Needle Destroyer | Microsil ND 120 | 11052009 | Functional | Others
45045 | Tabab Phc | Instrument Sterilizer | Model Not Available | 3000119520 | Functional | Others
45046 | Bhinde Ka Paar Phc | Centrifuge Machine ( 4 Tube ) | Model not available | 3000122188 | Functional | Others
45047 | Bhinde Ka Paar Phc | Centrifuge Machine ( 4 Tube ) | Model not available | 300122189 | Functional | Others
45048 | Saiwad Phc | Centrifuge Machine ( 8 Tube) | Model Not Available | 300014074 | Functional | Others
45049 | Saiwad Phc | Binocular Microscope | RXL-4B | 98280784 | Functional | Others
45050 | Bhinde Ka Paar Phc | Syringe Needle Destroyer | Nulife - Dots | 3000122190 | Functional | Others
45051 | Bhinde Ka Paar Phc | Syringe Needle Destroyer | Nulife - Dots | 3000122191 | Functional | Others
45052 | Korna Phc Barmer | Baby Weighing Machine | Model Not Available | 300013481 | Functional | Others
45053 | Khara Mahechan Phc Barmer | SPHYGMOMANOMETER(BP APPRATUS) | MODEL NOT AVAILABLE | 43536 | Functional | Others
45054 | Khara Mahechan Phc Barmer | SPHYGMOMANOMETER(BP APPRATUS) | MODEL NOT AVAILABLE | 98119113 | Functional | Others
45055 | Sarwadi Phc Barmer | SPHYGMOMANOMETER(BP APPRATUS) | MODEL NOT AVAILABLE | 3000134519 | Functional | Others
45056 | Sarwadi Phc Barmer | SPHYGMOMANOMETER(BP APPRATUS) | MODEL NOT AVAILABLE | 3000134520 | Functional | Others
45057 | District Hospital Baran Dh | Binocular Microscope | MLW Lab | 3000129758 | Functional | Others
45058 | District Hospital Baran Dh | Binocular Microscope | MLW Lab | 3000129759 | Functional | Others
45059 | District Hospital Baran Dh | Binocular Microscope | MLW Lab | 3000129760 | Functional | Others
45060 | District Hospital Baran Dh | Binocular Microscope | MLW Lab | 3000129761 | Functional | Others
45061 | District Hospital Baran Dh | Binocular Microscope | MLW Lab | 3000129762 | Functional | Others
45062 | District Hospital Baran Dh | Binocular Microscope | MLW Lab | 6035901 | Functional | Others
45063 | Beriwala Wass Phc Barmer | SPHYGMOMANOMETER(BP APPRATUS) | MODEL NOT AVAILABLE | 3000117638 | Functional | Others
45064 | Beriwala Wass Phc Barmer | Nebulizer | MODEL NOT AVAILABLE | 3000117640 | Functional | Others
45065 | Beriwala Wass Phc Barmer | Binocular Microscope | PZB 22 | 67227 | Functional | Others
45066 | Bhadra Chc | Blood Cell Counter - 3 part | Model not available | 2000037799 | Functional | Others
45067 | Harsora Phc | Ice lined refrigerator | HBD-116 | 3000280996 | Functional | Cmho Supply
45068 | Harsora Phc | Ice lined refrigerator | MK - 142 | 3000280997 | Functional | Cmho Supply
45069 | Rajgarh Chc Churu | Centrifuge Machine ( 8 Tube) | REMI - R 8C DX | 3000053600 | Functional | Others
45070 | Bhadra Chc | Blood Mixer ( Roller Mixer ) | Model not available | 2000037800 | Functional | Others
45071 | Harsora Phc | Instrument Sterilizer | Model Not Available | 3000280998 | Functional | Cmho Supply
45072 | Bhadra Chc | Centrifuge Machine ( 8 Tube) | Model Not Available | 2000037801 | Functional | Others
45073 | Rajgarh Chc Churu | Blood Cell Counter - 3 part | Horiba - ABX Micros ES 60 | 3000053599 | Functional | Others
45074 | Harsora Phc | Weighing Machine | MODEL NOT AVAILABLE | 3000280999 | Functional | Others
45075 | Rajgarh Chc Churu | Semi Automated Chemistry Analyzer | Model not Available | 3000053598 | Functional | Others
45076 | Rajgarh Chc Churu | Freezes | MODEL NOT AVAILABLE | 3000053597 | Functional | Others
45077 | Harsora Phc | Radiant Heat Warmer | Zeal - RHW 2101A | 3000281000 | Functional | Others
45078 | Rajgarh Chc Churu | Incubator | Yorco - YSI - 438D | 3000053596 | Functional | Others
45079 | Banda Bretha Phc | Syringe Needle Destroyer | Model not available | 3000242395 | Functional | Others
45080 | Banda Bretha Phc | Syringe Needle Destroyer | Model not available | 3000242397 | Functional | Others
45081 | City Dispensary Ranjit Nagar(Pratap Nagar) | Syringe Needle Destroyer | Model not available | 200003111 | Functional | Anand Medicaids Pvt Ltd
45082 | Salwa Khurd Phc | Freezes | GL-195RL4 | 3000054041 | Functional | Lg
45083 | City Dispensary Ranjit Nagar(Pratap Nagar) | SPHYGMOMANOMETER(BP APPRATUS) | MODEL NOT AVAILABLE | 200003157 | Functional | Anand Medicaids Pvt Ltd
45084 | City Dispensary Ranjit Nagar(Pratap Nagar) | SPHYGMOMANOMETER(BP APPRATUS) | MODEL NOT AVAILABLE | 200003156 | Functional | Anand Medicaids Pvt Ltd
45085 | City Dispensary Ranjit Nagar(Pratap Nagar) | SPHYGMOMANOMETER(BP APPRATUS) | MODEL NOT AVAILABLE | 200003152 | Functional | Anand Medicaids Pvt Ltd
45086 | City Dispensary Ranjit Nagar(Pratap Nagar) | SPHYGMOMANOMETER(BP APPRATUS) | MODEL NOT AVAILABLE | 200003151 | Functional | Anand Medicaids Pvt Ltd
45087 | Ballabhgarh Phc | Baby Weighing Machine | Model Not Available | 3000242355 | Functional | Others
45088 | Sankhwas Phc | Blood Bank Refrigerator | Model not available | 2000036900 | Functional | Others
45089 | Chala Phc | Binocular Microscope | Quasmo | 2000031311 | Functional | Quality Scientific And Mechanical Works Pvt Ltd
45090 | Setrawa Phc | ECG Machine (Single Channel) | RMS - Vista 101 | 3000049832 | Non Functional Not Repairable | Others
45091 | Chala Phc | Ice lined refrigerator | Model Not Available | 91208282 | Functional | Vestfrost Solutions
45092 | Salempur Kalan Phc | Baby Weighing Machine | Model Not Available | 3000242327 | Functional | Others
45093 | Mandukara Phc | Syringe Needle Destroyer | Microsil ND 20 | 5403605 | Functional | Others
45094 | Chala Phc | Ice lined refrigerator | HBD-116 | 2000031317 | Functional | Haier Appliances India Pvt
45095 | Mandukara Phc | Glucometer | Model not available | 55308372694 | Functional | Others
45096 | Pahadi Chc | Binocular Microscope | Model Not Available | 3000236479 | Functional | Others
45097 | Pahadi Chc | Binocular Microscope | Model Not Available | 3000236478 | Functional | Others
45098 | Chala Phc | Fetal Doppler | MODEL NOT AVAILABLE | 2019FR347 | Functional | Others
45099 | Setrawa Phc | Freezes | MODEL NOT AVAILABLE | 3000049836 | Non Functional Not Repairable | Others
45100 | Setrawa Phc | Suction Machine | Model Not Available | 3000049838 | Functional | Others
45101 | Ganganni Phc | Centrifuge Machine ( 8 Tube) | Model Not Available | 3000047364 | Functional | Others
45102 | Setrawa Phc | Radiant Heat Warmer | Zeal - RHW 2101A | 3000049839 | Functional | Others
45103 | Ganganni Phc | Monocular Microscope | Model not available | 28116 | Functional | Lafco India Scientific Industries
45104 | Ganganni Phc | Freezes | Kelvinator KGE 193 | 3000047362 | Functional | Others
45105 | Setrawa Phc | Instrument Sterilizer | Model Not Available | 923036 | Functional | Others
45106 | Samdari Chc | Binocular Microscope | Model Not Available | 3000134621 | Functional | Others
45107 | Bala Phc | Binocular Microscope | L1-BM-523 | 2819 | Functional | Falco India
45108 | Bhavrani Phc | Spot Light ( Portable ) | Model Not Available | 3000119182 | Functional | Others
45109 | Bhavrani Phc | Baby Weighing Machine | Model Not Available | 3000119185 | Functional | Others
45110 | Sadulsahar Chc | Baby Weighing Machine | Model Not Available | 3000048578 | Functional | Others
45111 | Sadulsahar Chc | Baby Weighing Machine | Model Not Available | 3000048575 | Functional | Others
45112 | Kishangarhbas Chc | Radiant Heat Warmer | Bilitron Sky 5006 | 3000281130 | Functional | Fanem
45113 | Gadiyala Phc | SPHYGMOMANOMETER(BP APPRATUS) | MODEL NOT AVAILABLE | 2000035050 | Functional | Others
45114 | Gadiyala Phc | SPHYGMOMANOMETER(BP APPRATUS) | MODEL NOT AVAILABLE | 2000035051 | Functional | Others
45115 | Asind Chc | Hot Air Oven | Model not available | 3000209181 | Functional | Others
45116 | City Dispensary Surajpole | Syringe Needle Destroyer | Model not available | 26991 | Functional | Others
45117 | Samdari Chc | FOGGING MACHINE | MODEL NOT AVAILABLE | 3000134614 | Functional | Others
45118 | Samdari Chc | FOGGING MACHINE | MODEL NOT AVAILABLE | 3000134630 | Functional | Others
45119 | Gadiyala Phc | Weighing Machine | MODEL NOT AVAILABLE | 2000035057 | Functional | Others
45120 | Gadiyala Phc | Weighing Machine | MODEL NOT AVAILABLE | 2000035058 | Functional | Others
45121 | Gadiyala Phc | Weighing Machine | MODEL NOT AVAILABLE | 2000035059 | Functional | Others
45122 | Dechu Chc | Incubator | MODEL NOT AVAILABLE | 49796 | Functional | Others
45123 | Samdari Chc | Autoclave | Model not available | 3000134633 | Functional | Others
45124 | Samdari Chc | Autoclave | Model not available | 3000134634 | Functional | Others
45125 | Sadulsahar Chc | Syringe Needle Destroyer | Model not available | 3000048564 | Functional | Others
45126 | Sadulsahar Chc | Syringe Needle Destroyer | Model not available | 3000048569 | Functional | Others
45127 | Sadulsahar Chc | Syringe Needle Destroyer | Model not available | 3000048583 | Functional | Others
45128 | Sadulsahar Chc | Syringe Needle Destroyer | Model not available | 3000048601 | Functional | Others
45129 | Daawara Phc | Binocular Microscope | L1-BM-523 | 28109 | Functional | Falco India
45130 | Phalodi Chc | Centrifuge Machine ( 8 Tube) | Model Not Available | 3000120195 | Functional | Others
45131 | Daawara Phc | Monocular Microscope | Monocular - M L W | 852123 | Functional | Others
45132 | Phalodi Chc | Binocular Microscope | Model Not Available | 3000120196 | Functional | Others
45133 | Saiwad Phc | Syringe Needle Destroyer | Microsil ND 120 | 1214/2009 | Functional | Others
45134 | Parlu Phc | Binocular Microscope | Labomed - Vision 2000 | 3598 | Functional | Others
45135 | Parlu Phc | Binocular Microscope | Labomed - Vision 2000 | 6737 | Functional | Others
45136 | Saiwad Phc | Instrument Sterilizer | Model Not Available | 3000140707 | Functional | Others
45137 | Pachla Phc | SPHYGMOMANOMETER(BP APPRATUS) | MODEL NOT AVAILABLE | 287399 | Functional | Others
45138 | 365 Rd Phc | Syringe Needle Destroyer | Model not available | 3000041587 | Functional | Others
45139 | 365 Rd Phc | Syringe Needle Destroyer | Model not available | 2126 | Functional | Others
45140 | Pachla Phc | Weighing Machine | MODEL NOT AVAILABLE | 3000119907 | Functional | Others
45141 | Pachla Phc | Centrifuge Machine ( 4 Tube ) | Model not available | 3000119908 | Functional | Others
45142 | Parlu Phc | Instrument Sterilizer | Model Not Available | 3000122411 | Functional | Others
45143 | 365 Rd Phc | Blood Bank Refrigerator | MRL 280 Electrolux | 3000041588 | Functional | Others
45144 | 365 Rd Phc | Blood Bank Refrigerator | MRL 280 Electrolux | 3000041589 | Functional | Others
45145 | Parlu Phc | Baby Weighing Machine | Crown | 3000122410 | Functional | Others
45146 | 365 Rd Phc | Baby Weighing Machine | Model Not Available | 3000041590 | Functional | Others
45147 | 365 Rd Phc | Baby Weighing Machine | Model Not Available | 3000041571 | Functional | Others
45148 | 365 Rd Phc | Baby Weighing Machine | Model Not Available | 3000041572 | Functional | Others
45149 | Majal Phc | SPHYGMOMANOMETER(BP APPRATUS) | MODEL NOT AVAILABLE | 3000134638 | Functional | Others
45150 | Majal Phc | SPHYGMOMANOMETER(BP APPRATUS) | MODEL NOT AVAILABLE | 3000134639 | Functional | Others
45151 | Parlu Phc | Suction Machine | Model Not Available | 3000122409 | Functional | Others
45152 | 365 Rd Phc | SPHYGMOMANOMETER(BP APPRATUS) | MODEL NOT AVAILABLE | 3000041592 | Functional | Others
45153 | 365 Rd Phc | SPHYGMOMANOMETER(BP APPRATUS) | MODEL NOT AVAILABLE | 3000041593 | Functional | Others
45154 | Majal Phc | Instrument Sterilizer | Model Not Available | 3000134640 | Functional | Others
45155 | Majal Phc | Instrument Sterilizer | Model Not Available | 3000134641 | Functional | Others
45156 | Majal Phc | Suction Machine | Model Not Available | 3000134642 | Functional | Others
45157 | Principal And Controller S P Medical Collage Bikaneer | Blood Bank Refrigerator | Model not available | 2000035698 | Functional | Others
45158 | Principal And Controller S P Medical Collage Bikaneer | Blood Bank Refrigerator | Model not available | 2000035699 | Functional | Others
45159 | Harsora Phc | Baby Weighing Machine | Model Not Available | 3000280481 | Functional | Others
45160 | Rajgarh Chc Churu | Multi-Para Monitor | INNOAVA | 3000053586 | Functional | Others
45161 | Rajgarh Chc Churu | Suction Machine | Model Not Available | 3000053520 | Functional | Others
45162 | Rajgarh Chc Churu | Boyles Apparatus | MODEL NOT AVAILABLE | 3000053521 | Functional | Others
45163 | District Hospital Baran Dh | Radiant Heat Warmer | Meditrin - Heat Warmer | 3000129855 | Functional | Others
45164 | District Hospital Baran Dh | Radiant Heat Warmer | Meditrin - Heat Warmer | 3000129863 | Functional | Others
45165 | District Hospital Baran Dh | Radiant Heat Warmer | Meditrin - Heat Warmer | 3000129864 | Functional | Others
45166 | District Hospital Baran Dh | Radiant Heat Warmer | Meditrin - Heat Warmer | 3000129866 | Functional | Others
45167 | District Hospital Baran Dh | Radiant Heat Warmer | Meditrin - Heat Warmer | 3000129867 | Functional | Others
45168 | District Hospital Baran Dh | Radiant Heat Warmer | Meditrin - Heat Warmer | 3000129870 | Functional | Others
45169 | District Hospital Baran Dh | Radiant Heat Warmer | Meditrin - Heat Warmer | 3000129871 | Functional | Others
45170 | District Hospital Baran Dh | Radiant Heat Warmer | Meditrin - Heat Warmer | 3000129873 | Functional | Others
45171 | District Hospital Baran Dh | Radiant Heat Warmer | Meditrin - Heat Warmer | 3000129875 | Functional | Others
45172 | District Hospital Baran Dh | Radiant Heat Warmer | Meditrin - Heat Warmer | 3000129876 | Functional | Others
45173 | District Hospital Baran Dh | Radiant Heat Warmer | Meditrin - Heat Warmer | 3000129880 | Functional | Others
45174 | District Hospital Baran Dh | Radiant Heat Warmer | Meditrin - Heat Warmer | 3000129881 | Functional | Others
45175 | Rajgarh Chc Churu | Binocular Microscope | Model Not Available | 3000053519 | Functional | Others
45176 | Rajgarh Chc Churu | Binocular Microscope | Model Not Available | 3000053518 | Functional | Others
45177 | Harsora Phc | Suction Machine | Model Not Available | 3000280482 | Functional | Others
45178 | Bhadra Chc | Micropipettes | MODEL NOT AVAILABLE | 2000037805 | Functional | Others
45179 | Bhadra Chc | Micropipettes | MODEL NOT AVAILABLE | 2000037806 | Functional | Others
45180 | Bhadra Chc | Micropipettes | MODEL NOT AVAILABLE | 2000037807 | Functional | Others
45181 | Bhadra Chc | Micropipettes | MODEL NOT AVAILABLE | 2000037808 | Functional | Others
45182 | Bhadra Chc | Micropipettes | MODEL NOT AVAILABLE | 2000037809 | Functional | Others
45183 | Bhadra Chc | Micropipettes | MODEL NOT AVAILABLE | 2000037810 | Functional | Others
45184 | Bhadra Chc | Micropipettes | MODEL NOT AVAILABLE | 2000037811 | Functional | Others
45185 | Kharchi Chc | Radiant Heat Warmer | Meditrin - Heat Warmer | NRHW/WM11/230 | Functional | Others
45186 | Ganganni Phc | Blood Bank Refrigerator | Model not available | BG04G0E0100B287M0703 | Functional | Haier Appliances India Pvt
45187 | Setrawa Phc | Ice lined refrigerator | HBC-70 | 3000049846 | Functional | Haier Appliances India Pvt
45188 | Ganganni Phc | Syringe Needle Destroyer | Model not available | 3000047359 | Functional | Mrk Healthcare Pvt Ltd Delhi
45189 | Halena Phc | Centrifuge Machine ( 4 Tube ) | Model not available | 3000259275 | Functional | Others
45190 | Halena Phc | Glucometer | Model not available | 3000259276 | Functional | Others
45191 | Unhel Phc | FOOT OPERATED SUCTION MACHINE | SU-101 | 11431 | Functional | Others
45192 | Gaguda Phc | Binocular Microscope | AMT 5A | 3000214910 | Functional | Others
45193 | Unhel Phc | Ice lined refrigerator | MF - 144 | 90506047 | Functional | Others
45194 | Bijwari Phc | Centrifuge Machine ( 4 Tube ) | Model not available | 3000259285 | Functional | Others
45195 | Bijwari Phc | Baby Weighing Machine | Model Not Available | 3000259288 | Functional | Others
45196 | Gaguda Phc | Baby Weighing Machine | Model Not Available | 3000214913 | Functional | Others
45197 | Jeevad Phc | SPHYGMOMANOMETER(BP APPRATUS) | MODEL NOT AVAILABLE | 3000259320 | Functional | Others
45198 | Hemda Phc | Autoclave | Model not available | 9573 | Functional | Others
45199 | Gaguda Phc | Autoclave | Model not available | 3000214920 | Functional | Others
45200 | Hemda Phc | Labour Table | Model Not Available | 3000206667 | Functional | Others
45201 | Gaguda Phc | Syringe Needle Destroyer | Model not available | 3000214921 | Functional | Others
45202 | Gaguda Phc | Syringe Needle Destroyer | Model not available | 3000214922 | Functional | Others
45203 | Gaguda Phc | Syringe Needle Destroyer | Model not available | 3000214923 | Functional | Others
45204 | Dabla Phc Sikar | Freezes | MODEL NOT AVAILABLE | 2000031524 | Functional | Videocon Industries Ltd
45205 | Dispensary Jawahar Nagar City | Baby Weighing Machine | Model Not Available | 3000086979 | Functional | Others
45206 | Bhavi Phc | Binocular Microscope | Model Not Available | 3000054082 | Functional | Mlw Intermed
45207 | Bhavi Phc | Syringe Needle Destroyer | Microsil - ND350 | 4361 | Functional | Others
45208 | Jamdoli Phc | SPHYGMOMANOMETER(BP APPRATUS) | BPMR-112 | 3000280579 | Functional | Industrial Electronic And Allied Products
45209 | Bhavi Phc | Freezes | Kelvinator KGE 193 | 3.9091e+17 | Functional | Others
45210 | Jamdoli Phc | Blood Bank Refrigerator | Alpha | 3000280574 | Functional | Sudarshan Chemicals Kota
45211 | Dispensary Jawahar Nagar City | Centrifuge Machine ( 8 Tube) | Model Not Available | 3000086986 | Functional | Others
45212 | Dispensary Jawahar Nagar City | Blood Cell Counter - 5 part | Model not available | 3000086990 | Functional | Others
45213 | Banaad Chc | Syringe Needle Destroyer | Model not available | 3000049518 | Functional | Others
45214 | Dechu Chc | Ice lined refrigerator | MK - 142 | 49804 | Functional | Others
45215 | Bagawas Ahiran Phc | Binocular Microscope | RXL-4B | 27198 | Functional | Others
45216 | Kishangarhbas Chc | Suction Machine | Deluxe Model | 3000281134 | Functional | Gulati Industries
45217 | Bhiknera Phc | SPHYGMOMANOMETER(BP APPRATUS) | MODEL NOT AVAILABLE | 3000042265 | Functional | Others
45218 | Bhiknera Phc | SPHYGMOMANOMETER(BP APPRATUS) | MODEL NOT AVAILABLE | 3000042275 | Functional | Others
45219 | Samidhi Phc Bundi | Weighing Machine | Crown | 3000055518 | Functional | Others
45220 | Bhiknera Phc | Binocular Microscope | Model Not Available | 300004227 | Functional | Others
45221 | Bhiknera Phc | Binocular Microscope | Model Not Available | 3000042278 | Functional | Others
45222 | Nimbalkot Chc Barmer | SPHYGMOMANOMETER(BP APPRATUS) | MODEL NOT AVAILABLE | 3000134679 | Functional | Others
45223 | Bagawas Ahiran Phc | Glucometer | Model not available | 2000022385 | Functional | Others
45224 | Bagora Phc | Binocular Microscope | Microlux - 16 | 12658 | Functional | Others
45225 | Bagora Phc | Binocular Microscope | Microlux - 16 | 65161067 | Functional | Others
45226 | Bagora Phc | Sahlis HB Meter | Model not available | 3000119667 | Functional | Others
45227 | Basi Phc | Suction Machine | Surgicoin | 3000055628 | Functional | Surgicoin Medequip Pvt Ltd
45228 | Bagora Phc | Centrifuge Machine ( 4 Tube ) | Model not available | eilc3243 | Functional | Others
45229 | Bagora Phc | Baby Weighing Machine | Crown | 3000119670 | Functional | Others
45230 | Basi Phc | Suction Machine | HI VAC | 3000055634 | Functional | Anand Medicaids Pvt Ltd
45231 | Takhatgarh Chc | Ice lined refrigerator | Model Not Available | 90210662 | Functional | Others
45232 | Bagora Phc | Radiant Heat Warmer | Meditrin - Heat Warmer | 3000119671 | Functional | Others
45233 | Kanwat Chc | ECG Machine (Single Channel) | Model Not Available | c613362 | Functional | Medicaid Systems
45234 | Rampura Phc Hanumangarh | Syringe Needle Destroyer | Model not available | 3000043519 | Functional | Others
45235 | Basi Phc | Fetal Doppler | MODEL NOT AVAILABLE | 3000055631 | Functional | Others
45236 | Toliyasar Phc | Blood Bank Refrigerator | Model not available | 2000030880 | Functional | Others
45237 | Toliyasar Phc | Blood Bank Refrigerator | Model not available | 2000030887 | Functional | Others
45238 | Takhatgarh Chc | Ice lined refrigerator | HBD-116 | BEOG4E2600B2A7T00143 | Functional | Others
45239 | Bagawas Ahiran Phc | Radiant Heat Warmer | Meditrin - Heat Warmer | 2000022388 | Functional | Others
45240 | Nayla Chc | Ice lined refrigerator | HBC-70 | 30001406036 | Functional | Others
45241 | Nayla Chc | Ice lined refrigerator | MK - 142 | 3000140607 | Functional | Others
45242 | Principal And Controller S P Medical Collage Bikaneer | Centrifuge Machine ( 16 Tube ) | Model not available | 2000035700 | Functional | Others
45243 | Nayla Chc | Ice lined refrigerator | MK - 142 | 14900617 | Functional | Others
45244 | Sangana Phc Jalore | Binocular Microscope | BLS 116 | 6156 | Functional | Others
45245 | Nayla Chc | Ice lined refrigerator | HBD-116 | 3000104609 | Functional | Others
45246 | Sangana Phc Jalore | Spot Light ( Portable ) | Model Not Available | 3000119512 | Functional | Others
45247 | Rasisar Phc Bikaner | SPHYGMOMANOMETER(BP APPRATUS) | MODEL NOT AVAILABLE | 2000030994 | Functional | Others
45248 | Nayla Chc | SPHYGMOMANOMETER(BP APPRATUS) | MODEL NOT AVAILABLE | 93135631 | Functional | Others
45249 | Sangana Phc Jalore | Weighing Machine | MODEL NOT AVAILABLE | 3000119513 | Functional | Others
45250 | Sangana Phc Jalore | Labour Table | Model Not Available | 3000119514 | Functional | Others
45251 | Nayla Chc | ECG Machine (Six Channel ) | Model Not Available | A1213016 | Functional | Others
45252 | Rasisar Phc Bikaner | Baby Weighing Machine | Model Not Available | 2000030995 | Functional | Others
45253 | Rasisar Phc Bikaner | Baby Weighing Machine | Model Not Available | 2000030996 | Functional | Others
45254 | Kaakda Phc Bikaner | SPHYGMOMANOMETER(BP APPRATUS) | MODEL NOT AVAILABLE | 3000045211 | Functional | Others
45255 | Ramniya Phc | Centrifuge Machine ( 4 Tube ) | Remi 4C | 3000134343 | Functional | Others
45256 | Rewat Phc Jalore | Instrument Sterilizer | Model Not Available | 3000119235 | Functional | Others
45257 | Rewat Phc Jalore | Suction Machine | Model Not Available | 3000119234 | Functional | Others
45258 | Ramniya Phc | Syringe Needle Destroyer | MRK | 3000134342 | Functional | Others
45259 | Ramniya Phc | Binocular Microscope | Model Not Available | 22060 | Functional | Others
45260 | Ramniya Phc | Binocular Microscope | Model Not Available | 57347 | Functional | Others
45261 | Kaakda Phc Bikaner | Baby Weighing Machine | Model Not Available | 3000045214 | Functional | Others
45262 | Kaakda Phc Bikaner | Baby Weighing Machine | Model Not Available | 3000045218 | Functional | Others
45263 | Ramniya Phc | Freezes | MODEL NOT AVAILABLE | 3000134339 | Functional | Others
45264 | Mandali Phc | Centrifuge Machine ( 8 Tube) | Model Not Available | 300011547 | Functional | Others
45265 | Katariyasar Phc Bikaner | SPHYGMOMANOMETER(BP APPRATUS) | MODEL NOT AVAILABLE | 3000042041 | Functional | Others
45266 | Harsora Phc | Instrument Sterilizer | Model Not Available | 3000280483 | Functional | Others
45267 | Kharchi Chc | Radiant Heat Warmer | Tiana | 3000202267 | Functional | Others
45268 | Bhadra Chc | Micropipettes | MODEL NOT AVAILABLE | 2000037812 | Functional | Others
45269 | Bhadra Chc | Micropipettes | MODEL NOT AVAILABLE | 2000037813 | Functional | Others
45270 | Bhadra Chc | Micropipettes | MODEL NOT AVAILABLE | 2000037814 | Functional | Others
45271 | Bhadra Chc | Micropipettes | MODEL NOT AVAILABLE | 2000037815 | Functional | Others
45272 | Bhadra Chc | Micropipettes | MODEL NOT AVAILABLE | 2000037816 | Functional | Others
45273 | Bhadra Chc | Micropipettes | MODEL NOT AVAILABLE | 2000037817 | Functional | Others
45274 | Bhadra Chc | Micropipettes | MODEL NOT AVAILABLE | 2000037818 | Functional | Others
45275 | Bhadra Chc | Blood Cell Counter - 3 part | Model not available | 2000037829 | Functional | Others
45276 | Kharchi Chc | 100mA X-Ray Machine | Model not available | 1374 | Functional | Others
45277 | Harsora Phc | Fetal Doppler | ND - 102 | 3000280485 | Functional | Others
45278 | Harsora Phc | Binocular Microscope | Model Not Available | 3000280486 | Functional | Others
45279 | Kharchi Chc | Incubator | MODEL NOT AVAILABLE | 3000202277 | Functional | Others
45280 | Sudrasan Phc | SPHYGMOMANOMETER(BP APPRATUS) | MODEL NOT AVAILABLE | NA1 | Functional | Others
45281 | Sudrasan Phc | SPHYGMOMANOMETER(BP APPRATUS) | MODEL NOT AVAILABLE | NA2 | Functional | Others
45282 | Harsora Phc | Centrifuge Machine ( 6 Tube ) | Model Not Available | 3000280487 | Functional | Others
45283 | Harsora Phc | Blood Component Separator | MODEL NOT AVAILABLE | 3000280489 | Functional | Others
45284 | Kharchi Chc | Centrifuge Machine ( 4 Tube ) | Model not available | DOLI-3310 | Functional | Others
45285 | Sahnali Phc | Glucometer | Model not available | 3000053605 | Functional | Others
45286 | Harsora Phc | SPHYGMOMANOMETER(BP APPRATUS) | MODEL NOT AVAILABLE | 3000280490 | Functional | Others
45287 | Kharchi Chc | Suction Machine | Model Not Available | 3000202300 | Functional | Others
45288 | Kharchi Chc | Instrument Sterilizer | Model Not Available | 5200648 | Functional | Others
45289 | Dhabaan Chc Hanumangarh | Centrifuge Machine ( 4 Tube ) | Model not available | 3000043089 | Functional | Others
45290 | Kharchi Chc | Semi Automated Chemistry Analyzer | Model not Available | 3000202283 | Functional | Others
45291 | Dhabaan Chc Hanumangarh | Glucometer | Model not available | 3000043088 | Functional | Others
45292 | Gaguda Phc | Glucometer | Model not available | 3000214911 | Functional | Others
45293 | Gaguda Phc | Freezes | MODEL NOT AVAILABLE | 11111542 | Functional | Others
45294 | Dabla Phc Sikar | Freezes | Kelvinator KGE 193 | 3.9011e+17 | Non Functional Not Repairable | Videocon Industries Ltd
45295 | Jail Dispensary Bundi | SPHYGMOMANOMETER(BP APPRATUS) | MODEL NOT AVAILABLE | 3000041998 | Functional | Others
45296 | Lohawat Chc | Radiant Heat Warmer | Tiana | 3000120062 | Functional | Others
45297 | Jail Dispensary Bundi | Hemoglobin meter | Model Not Available | 3000041455 | Functional | Others
45298 | Khanuwa Phc | Glucometer | Model not available | 3000236574 | Functional | Others
45299 | Gothera Phc | Baby Weighing Machine | Model Not Available | 3000055686 | Functional | Others
45300 | Gothera Phc | Baby Weighing Machine | Model Not Available | 3000055692 | Functional | Others
45301 | Khanuwa Phc | SPHYGMOMANOMETER(BP APPRATUS) | MODEL NOT AVAILABLE | 3000236573 | Functional | Others
45302 | Khanuwa Phc | Blood Bank Refrigerator | Model not available | 3000236578 | Functional | Others
45303 | Khanuwa Phc | Blood Bank Refrigerator | Model not available | 3000236579 | Functional | Others
45304 | Gothera Phc | Binocular Microscope | Model Not Available | 3000055701 | Functional | Others
45305 | Gothera Phc | Binocular Microscope | Model Not Available | 3000055700 | Functional | Others
45306 | Dablana Phc | Baby Weighing Machine | Model Not Available | 3000055674 | Functional | Others
45307 | Dablana Phc | Baby Weighing Machine | Model Not Available | 3000055665 | Functional | Others
45308 | Dablana Phc | Instrument Sterilizer | Model Not Available | 3000055673 | Functional | Others
45309 | Kanasar Phc Jodhpur | Suction Machine | Model Not Available | 3000056585 | Functional | Others
45310 | Maharawar Phc Bharatpur | SPHYGMOMANOMETER(BP APPRATUS) | MODEL NOT AVAILABLE | 3000259386 | Functional | Others
45311 | Dablana Phc | Nebulizer | MODEL NOT AVAILABLE | 3000055680 | Functional | Others
45312 | Chanwandiya Phc | Binocular Microscope | RXL-4B | 28949 | Functional | Others
45313 | Sangria Phc | Binocular Microscope | AMT 5A | 3000206671 | Functional | Others
45314 | Chanwandiya Phc | Glucometer | Model not available | 3000140645 | Functional | Others
45315 | Thikriya Charanan Phc Bundi | Instrument Sterilizer | Model Not Available | 96G376 | Functional | Others
45316 | Chadwas Phc | Suction Machine | Model Not Available | SI5774 | Functional | Others
45317 | Chanwandiya Phc | Centrifuge Machine ( 8 Tube) | Model Not Available | 3000140646 | Functional | Others
45318 | Kishanpura Dikhanda Phc Hanumangarh | SPHYGMOMANOMETER(BP APPRATUS-Digital) | Model Not Available | 12005507 | Functional | Others
45319 | Kanwat Chc | 100mA X-Ray Machine | GME - GMHF-6 | 2000037242 | Functional | Others
45320 | Nukera Phc Hanumangarh | Radiant Heat Warmer | Model Not Available | 1213/2805 | Functional | Others
45321 | Talwas Phc | SPHYGMOMANOMETER(BP APPRATUS) | Pagoda | 3000055533 | Functional | Others
45322 | Samidhi Phc Bundi | Labour Table | Model Not Available | 3000055514 | Functional | Others
45323 | Takhatgarh Chc | Binocular Microscope | Model Not Available | 30001197782 | Functional | Others
45324 | Bhompura Phc Hanumangarh | SPHYGMOMANOMETER(BP APPRATUS-Digital) | Model Not Available | 20101105960LG | Functional | Others
45325 | Sekhsar Phc | Blood Bank Refrigerator | Model not available | 2000030923 | Functional | Others
45326 | Sekhsar Phc | Blood Bank Refrigerator | Model not available | 2000030927 | Functional | Others
45327 | Sekhsar Phc | Blood Bank Refrigerator | Model not available | 2000030928 | Functional | Others
45328 | Takhatgarh Chc | Incubator | MODEL NOT AVAILABLE | 3000197786 | Functional | Others
45329 | Dudhwa Phc | Blood Bank Refrigerator | Model not available | 3000134524 | Functional | Others
45330 | Satellite Hospital Mandor, Jodhpur | Cold Light Source | MODEL NOT AVAILABLE | 3000049119 | Functional | Others
45331 | City Dispensary Krishi Upaj Mandi | Freezes | Kelvinator KGE 193 | 3000043738 | Functional | Others
45332 | Satellite Hospital Mandor, Jodhpur | Cold Light Source | MODEL NOT AVAILABLE | 3000049120 | Functional | Others
45333 | Kanwat Chc | Ice lined refrigerator | SB 142 | 31600827 | Functional | Vestfrost Solutions
45334 | Alod Chc | Baby Weighing Machine | Crown | 3000055725 | Functional | Others
45335 | City Dispensary Krishi Upaj Mandi | Ice lined refrigerator | Model Not Available | 3000043741 | Functional | Haier Appliances India Pvt
45336 | Satellite Hospital Mandor, Jodhpur | Cold Light Source | MODEL NOT AVAILABLE | 3000049121 | Functional | Others
45337 | Shivpur Chc Ganganagar | Blood Bank Refrigerator | Model not available | 3000048093 | Functional | Others
45338 | Shivpur Chc Ganganagar | Blood Bank Refrigerator | Model not available | 3000048111 | Functional | Others
45339 | Shivpur Chc Ganganagar | Blood Bank Refrigerator | Model not available | 3000048112 | Functional | Others
45340 | Shivpur Chc Ganganagar | Blood Bank Refrigerator | Model not available | 3000048115 | Functional | Others
45341 | Bhuniya Phc | Blood Bank Refrigerator | Model not available | 3000134830 | Functional | Others
45342 | Takhatgarh Chc | Radiant Heat Warmer | Zeal - RHW 2101A | RHW2101/0813/1344 | Functional | Others
45343 | City Dispensary Krishi Upaj Mandi | Freezes | MODEL NOT AVAILABLE | 3000043742 | Functional | Haier Appliances India Pvt
45344 | Katariyasar Phc Bikaner | SPHYGMOMANOMETER(BP APPRATUS) | MODEL NOT AVAILABLE | 3000042042 | Functional | Others
45345 | Mandali Phc | Blood Bank Refrigerator | Model not available | 92 | Functional | Others
45346 | Hadaan Phc | Ice lined refrigerator | Model Not Available | 2000030999 | Functional | Others
45347 | Jeevana Phc Jalore | Radiant Heat Warmer | Meditrin - Heat Warmer | 3000119632 | Functional | Others
45348 | Mandali Phc | SPHYGMOMANOMETER(BP APPRATUS) | MODEL NOT AVAILABLE | 3000134488 | Functional | Others
45349 | Mandali Phc | SPHYGMOMANOMETER(BP APPRATUS) | MODEL NOT AVAILABLE | 3000134496 | Functional | Others
45350 | Jeevana Phc Jalore | Weighing Machine | Victoria DX | 3000119633 | Functional | Others
45351 | Ramniya Phc | Baby Weighing Machine | Model Not Available | 3000134334 | Functional | Others
45352 | Jeevana Phc Jalore | SPHYGMOMANOMETER(BP APPRATUS) | MODEL NOT AVAILABLE | 3000119635 | Functional | Others
45353 | Lalamdesdar Bada Phc | Spot Light ( Portable ) | Model Not Available | 3000042314 | Functional | Others
45354 | Lalamdesdar Bada Phc | Spot Light ( Portable ) | Model Not Available | 3000042315 | Functional | Others
45355 | Lalamdesdar Bada Phc | Spot Light ( Portable ) | Model Not Available | 3000042316 | Functional | Others
45356 | Pawata Phc | Binocular Microscope | Model Not Available | 3000081666 | Functional | Hitachi Ltd
45357 | Pawata Phc | Binocular Microscope | Model Not Available | 3000081667 | Non Functional Repairable | Ajay Optical India
45358 | Pawata Phc | Centrifuge Machine ( 8 Tube) | Model Not Available | 3000081668 | Functional | Others
45359 | Udrasar Phc Bikaner | SPHYGMOMANOMETER(BP APPRATUS) | MODEL NOT AVAILABLE | 3000045044 | Functional | Others
45360 | Barora Phc Udaipur | Weighing Machine | MODEL NOT AVAILABLE | 3000205903 | Functional | Others
45361 | Barora Phc Udaipur | Baby Weighing Machine | Model Not Available | 3000205904 | Functional | Others
45362 | Vati, Phc Udaipur | SPHYGMOMANOMETER(BP APPRATUS) | MODEL NOT AVAILABLE | 3000205106 | Functional | Omron Health Care
45363 | Rundeda Phc | Centrifuge Machine ( 8 Tube) | Model Not Available | 3000052292 | Functional | Others
45364 | Rundeda Phc | Binocular Microscope | Model Not Available | 3000052294 | Functional | Others
45365 | Bakra Phc | Radiant Heat Warmer | Zeal - RHW 2101A | 3000119601 | Functional | Others
45366 | Bakra Phc | Radiant Heat Warmer | Zeal - RHW 2101A | 3000119602 | Functional | Others
45367 | Bakra Phc | Syringe Needle Destroyer | Model not available | 3000119603 | Functional | Others
45368 | Bakra Phc | FOOT OPERATED SUCTION MACHINE | MODEL NOT AVAILABLE | 11380 | Functional | Others
45369 | Rundeda Phc | Baby Weighing Machine | Docbel Braun | 3000052296 | Functional | Others
45370 | Dasudi Phc Bikaner | SPHYGMOMANOMETER(BP APPRATUS) | MODEL NOT AVAILABLE | 2000035045 | Functional | Others
45371 | Dhabaan Chc Hanumangarh | Glucometer | Model not available | 3000043087 | Functional | Others
45372 | Gudhachurani Phc | SPHYGMOMANOMETER(BP APPRATUS) | MODEL NOT AVAILABLE | 3000281383 | Functional | Others
45373 | Kharchi Chc | Binocular Microscope | MLW Lab | 3000202285 | Functional | Others
45374 | Dhabaan Chc Hanumangarh | Blood Bank Refrigerator | Model not available | 3000043084 | Functional | Others
45375 | Gudhachurani Phc | SPHYGMOMANOMETER(BP APPRATUS) | MODEL NOT AVAILABLE | 3000281384 | Functional | Others
45376 | Dhabaan Chc Hanumangarh | Ice lined refrigerator | Model Not Available | 3000043082 | Functional | Others
45377 | Sahnali Phc | Syringe Needle Destroyer | Model not available | 3000053606 | Functional | Others
45378 | Dhabaan Chc Hanumangarh | Blood Bank Refrigerator | Model not available | 3000043081 | Functional | Others
45379 | Sahnali Phc | Nebulizer | MODEL NOT AVAILABLE | 3000053607 | Functional | Others
45380 | Kharchi Chc | Suction Machine | Model Not Available | 3000202271 | Functional | Others
45381 | Gudhachurani Phc | Binocular Microscope | Model Not Available | 3000281385 | Functional | Others
45382 | Sahnali Phc | Suction Machine | Surgivac | 3000053608 | Functional | Others
45383 | Kharchi Chc | SPHYGMOMANOMETER(BP APPRATUS-Digital) | Model Not Available | 3000202272 | Functional | Others
45384 | Gudhachurani Phc | Centrifuge Machine ( 6 Tube ) | Model Not Available | 3000281386 | Functional | Others
45385 | Sahnali Phc | Autoclave | Model not available | 3000053609 | Functional | Others
45386 | Kharchi Chc | SPHYGMOMANOMETER(BP APPRATUS) | MODEL NOT AVAILABLE | 3000202273 | Functional | Others
45387 | Kharchi Chc | Spot Light ( Portable ) | Model Not Available | 3000202275 | Functional | Others
45388 | Nagar Phc | Freezes | MODEL NOT AVAILABLE | 300134823 | Functional | Others
45389 | Kakku Phc | Weighing Machine | MODEL NOT AVAILABLE | 2000030945 | Functional | 3m India Limited
45390 | Kharchi Chc | Autoclave | Model not available | 3000202291 | Functional | Others
45391 | Kharchi Chc | Suction Machine | Model Not Available | 3000202292 | Functional | Others
45392 | Nagar Phc | SPHYGMOMANOMETER(BP APPRATUS) | MODEL NOT AVAILABLE | 207875 | Functional | Others
45393 | Kakku Phc | Freezes | MODEL NOT AVAILABLE | 2000030946 | Functional | 3m India Limited
45394 | Tijara Chc | Syringe Needle Destroyer | Model not available | 3000281495 | Functional | Others
45395 | Kharchi Chc | Hot Air Oven | Model not available | 3000202293 | Functional | Others
45396 | Kharchi Chc | Anesthesia Machine | Jupiter 200 | 200-1063 | Functional | Others
45397 | Sarunda Phc Bikaner | Spot Light ( Portable ) | Model Not Available | 2000030967 | Functional | Others
45398 | Thikriya Charanan Phc Bundi | Syringe Needle Destroyer | Nulife - Dots | NBSD0714696 | Functional | Others
45399 | Chanwandiya Phc | Glucometer | Model not available | 59105967325 | Functional | Others
45400 | Khatkad Phc | Baby Weighing Machine | Model Not Available | 3000041984 | Functional | Others
45401 | Khatkad Phc | Baby Weighing Machine | Model Not Available | 3000041995 | Functional | Others
45402 | Chanwandiya Phc | Colorimeter | MODEL NOT AVAILABLE | 1107034 | Functional | Others
45403 | Thikriya Charanan Phc Bundi | Baby Weighing Machine | Model Not Available | 3000041460 | Functional | Others
45404 | Khatkad Phc | Suction Machine | Model Not Available | 3000041983 | Functional | Others
45405 | Chadwas Phc | Binocular Microscope | AMT 5A | 3000214878 | Functional | Others
45406 | Khatkad Phc | Freezes | MODEL NOT AVAILABLE | 3000041987 | Functional | Others
45407 | Khatkad Phc | Freezes | MODEL NOT AVAILABLE | 3000041988 | Functional | Others
45408 | Kanasar Phc Jodhpur | Binocular Microscope | Model Not Available | 27321 | Functional | Others
45409 | Chadwas Phc | Freezes | MODEL NOT AVAILABLE | 3000214881 | Functional | Others
45410 | Jindoli Phc | SPHYGMOMANOMETER(BP APPRATUS) | BPMR-112 | 58674z09 | Functional | Industrial Electronic And Allied Products
45411 | Lalita Mudia Phc | FOOT OPERATED SUCTION MACHINE | MODEL NOT AVAILABLE | 3000259311 | Functional | Others
45412 | Sirpoi Phc | Glucometer | Model not available | 4207112490008310 | Functional | Others
45413 | Bamangaon Phc | Baby Weighing Machine | Model Not Available | 3000055578 | Functional | Others
45414 | Bamangaon Phc | Baby Weighing Machine | Model Not Available | 3000055584 | Functional | Others
45415 | Ashop Chc | 100mA X-Ray Machine | GME - GMHF-6 | 3000054289 | Functional | Others
45416 | Bamangaon Phc | Ice lined refrigerator | HBC-70 | 3000055576 | Functional | Others
45417 | Alipur Phc | SPHYGMOMANOMETER(BP APPRATUS) | MODEL NOT AVAILABLE | 3000242319 | Functional | Others
45418 | Ashop Chc | Freezes | MODEL NOT AVAILABLE | 3000054288 | Functional | Others
45419 | Ashop Chc | Freezes | MODEL NOT AVAILABLE | 3000054296 | Functional | Others
45420 | Alipur Phc | Syringe Needle Destroyer | Nulife - Dots | 3000242321 | Functional | Others
45421 | Ashop Chc | Instrument Sterilizer | Model Not Available | 3000054295 | Functional | Others
45422 | Ashop Chc | Instrument Sterilizer | Model Not Available | 3000054279 | Functional | Others
45423 | Alipur Phc | Binocular Microscope | Model Not Available | 3000242323 | Functional | Others
45424 | Ashop Chc | Radiant Heat Warmer | Model Not Available | 3000054283 | Functional | Others
45425 | Nourangdesar Phc | Baby Weighing Machine | Model Not Available | 3000044317 | Functional | Others
45426 | Satellite Hospital Mandor, Jodhpur | Cold Light Source | MODEL NOT AVAILABLE | 3000049122 | Functional | Others
45427 | Shivpur Chc Ganganagar | Syringe Needle Destroyer | Model not available | 3000048095 | Functional | Others
45428 | Shivpur Chc Ganganagar | Syringe Needle Destroyer | Model not available | 3000048106 | Functional | Others
45429 | Shivpur Chc Ganganagar | Syringe Needle Destroyer | Model not available | 3000048113 | Functional | Others
45430 | Takhatgarh Chc | Suction Machine | Model Not Available | 4 | Functional | Others
45431 | Talwara Jheel Phc | Glucometer | Model not available | 25132 | Functional | Others
45432 | Phalodi Chc | Autoclave | Model not available | 3000120164 | Functional | Others
45433 | Jamsar Phc | Binocular Microscope | Model Not Available | 3000042028 | Functional | Others
45434 | Jamsar Phc | Binocular Microscope | Model Not Available | 3000042029 | Functional | Others
45435 | Satellite Hospital Mandor, Jodhpur | Cold Light Source | MODEL NOT AVAILABLE | 3000049124 | Functional | Others
45436 | Siyana Chc | Blood Cell Counter - 3 part | Horiba - ABX Micros ES 60 | 3000045895 | Functional | Others
45437 | Bhuniya Phc | Binocular Microscope | Labomed - Vision 2000 | 3000134836 | Functional | Others
45438 | Bhuniya Phc | Binocular Microscope | Labomed - Vision 2000 | 3000134838 | Functional | Others
45439 | Bhuniya Phc | Binocular Microscope | Labomed - Vision 2000 | 3000134839 | Functional | Others
45440 | Talwas Phc | Suction Machine | HI VAC | 55461 | Functional | Anand Medicaids Pvt Ltd
45441 | Alod Chc | Sahlis HB Meter | Model not available | 3000055722 | Functional | Others
45442 | Tokar Phc Udaipur | Weighing Machine | MODEL NOT AVAILABLE | 3000198274 | Functional | Others
45443 | Alod Chc | Sahlis HB Meter | Model not available | 3000055721 | Functional | Others
45444 | Siyana Chc | Freezes | MODEL NOT AVAILABLE | 3000045903 | Functional | Others
45445 | Siyana Chc | Freezes | MODEL NOT AVAILABLE | 3000045904 | Functional | Others
45446 | Chawa Phc | Binocular Microscope | Labomed - Vision 2000 | 4106 | Functional | Others
45447 | Chawa Phc | Binocular Microscope | Labomed - Vision 2000 | 3000117636 | Functional | Others
45448 | City Dispensary Surajpole | Binocular Microscope | Model Not Available | 110931919 | Functional | Cmho Supply
45449 | Satellite Hospital Mandor, Jodhpur | O.T. Light Double Dome | MODEL NOT AVAILABLE | 3000049128 | Functional | Others
45450 | Dulchasar Phc | SPHYGMOMANOMETER(BP APPRATUS) | MODEL NOT AVAILABLE | 2000032034 | Functional | Others
45451 | Dulchasar Phc | SPHYGMOMANOMETER(BP APPRATUS) | MODEL NOT AVAILABLE | 2000035035 | Functional | Others
45452 | Duthawa Phc Jalore | SPHYGMOMANOMETER(BP APPRATUS) | MODEL NOT AVAILABLE | 103713 | Functional | Others
45453 | Aupni Phc | Spot Light ( Portable ) | Model Not Available | 3000042178 | Functional | Others
45454 | Aupni Phc | Spot Light ( Portable ) | Model Not Available | 3000042179 | Functional | Others
45455 | Dudhwakhara Chc | Radiant Heat Warmer | Model Not Available | 3000053639 | Functional | Others
45456 | Dudhwakhara Chc | Radiant Heat Warmer | Model Not Available | 3000053640 | Functional | Others
45457 | Dudhwakhara Chc | Radiant Heat Warmer | Model Not Available | 3000053643 | Functional | Others
45458 | Duthawa Phc Jalore | Weighing Machine | MODEL NOT AVAILABLE | 3000197085 | Functional | Others
45459 | Duthawa Phc Jalore | Weighing Machine | MODEL NOT AVAILABLE | 3000197087 | Functional | Others
45460 | Satyu Phc | Glucometer | Model not available | 3000053699 | Functional | Others
45461 | Satyu Phc | Glucometer | Model not available | 3000053700 | Functional | Others
45462 | Satyu Phc | Glucometer | Model not available | 3000053701 | Functional | Others
45463 | Rajaldesar Chc | Defibrillator | MODEL NOT AVAILABLE | 3000116006 | Functional | Others
45464 | Rajaldesar Chc | Syringe Needle Destroyer | Microsil - ND350 | 3000116007 | Functional | Others
45465 | Rajaldesar Chc | Syringe Needle Destroyer | Microsil - ND350 | 3000116016 | Functional | Others
45466 | Rajaldesar Chc | Syringe Needle Destroyer | Microsil - ND350 | 3000116023 | Functional | Others
45467 | Rajaldesar Chc | Syringe Needle Destroyer | Microsil - ND350 | 3000116026 | Functional | Others
45468 | Rajaldesar Chc | Syringe Needle Destroyer | Microsil - ND350 | 3000116035 | Functional | Others
45469 | Sankarna Phc Jalore | SPHYGMOMANOMETER(BP APPRATUS) | MODEL NOT AVAILABLE | 3000119286 | Functional | Others
45470 | Dudhwakhara Chc | FOOT OPERATED SUCTION MACHINE | MODEL NOT AVAILABLE | 3000053641 | Functional | Others
45471 | Dudhwakhara Chc | FOOT OPERATED SUCTION MACHINE | MODEL NOT AVAILABLE | 3000053648 | Functional | Others
45472 | Sankarna Phc Jalore | Syringe Needle Destroyer | Microsil - ND350 | 3000119289 | Functional | Others
45473 | Sankarna Phc Jalore | Syringe Needle Destroyer | Microsil - ND350 | 3000119290 | Functional | Others
45474 | Rajaldesar Chc | Radiant Heat Warmer | Zeal - RHW 2101A | 3000116008 | Functional | Others
45475 | Rajaldesar Chc | Radiant Heat Warmer | Zeal - RHW 2101A | 3000116019 | Functional | Others
45476 | Rajaldesar Chc | Radiant Heat Warmer | Zeal - RHW 2101A | 3000116020 | Functional | Others
45477 | Rajaldesar Chc | Radiant Heat Warmer | Zeal - RHW 2101A | 3000116021 | Functional | Others
45478 | Sarunda Phc Bikaner | Spot Light ( Portable ) | Model Not Available | 2000030968 | Functional | Others
45479 | Sarunda Phc Bikaner | Labour Table | Model Not Available | 2000030973 | Functional | Others
45480 | Sarunda Phc Bikaner | Labour Table | Model Not Available | 2000030972 | Functional | Others
45481 | Kharchi Chc | ECG Machine (Six Channel ) | Model Not Available | 3000202304 | Functional | Others
45482 | Sarunda Phc Bikaner | SPHYGMOMANOMETER(BP APPRATUS) | MODEL NOT AVAILABLE | 3070 | Functional | Others
45483 | Phephana Chc | Blood Cell Counter - 3 part | Model not available | 3000043442 | Functional | Others
45484 | Kharchi Chc | Syringe Needle Destroyer | Microsil - ND350 | 6418 | Functional | Others
45485 | Phephana Chc | Blood Mixer ( Roller Mixer ) | Model not available | 3000043443 | Functional | Others
45486 | Tijara Chc | Suction Machine | Model Not Available | 3000281498 | Functional | Cmho Supply
45487 | Phephana Chc | Blood Bank Refrigerator | Model not available | 3000043472 | Functional | Others
45488 | Tijara Chc | ECG Machine (Single Channel) | Model Not Available | 3000281499 | Functional | Cmho Supply
45489 | Phephana Chc | Binocular Microscope | Model Not Available | 3000043439 | Functional | Others
45490 | Phephana Chc | Binocular Microscope | Model Not Available | 3000043440 | Functional | Others
45491 | Tijara Chc | Ultra Sonography (USG) & Colour Dopler Machine | Mindray - DP 2200 | 3000281500 | Functional | Cmho Supply
45492 | Indergarh Chc | Blood Cell Counter - 3 part | Model not available | 3000041907 | Functional | Anand Medicaids Pvt Ltd
45493 | Indergarh Chc | Semi Automated Chemistry Analyzer | Model not Available | 3000041908 | Functional | Anand Medicaids Pvt Ltd
45494 | Indergarh Chc | Incubator | MODEL NOT AVAILABLE | 3000041909 | Functional | Anand Medicaids Pvt Ltd
45495 | Indergarh Chc | Centrifuge Machine ( 4 Tube ) | Model not available | 3000041910 | Functional | A K Surgicals
45496 | Sardarsamand Phc | Centrifuge Machine ( 4 Tube ) | Model not available | ELIC-3490 | Functional | Others
45497 | Sardarsamand Phc | Binocular Microscope | BLS 116 | 5874 | Functional | Others
45498 | Tijara Chc | Dental X-Ray Machine | GME - Dentex 7008/1.5 | 3000281473 | Functional | Others
45499 | Sardarsamand Phc | Nebulizer | MODEL NOT AVAILABLE | 3000214897 | Functional | Others
45500 | Tijara Chc | Binocular Microscope | Model Not Available | 3000281475 | Functional | Cmho Supply
45501 | Sardarsamand Phc | Baby Weighing Machine | Model Not Available | 3000214899 | Functional | Others
45502 | Sardarsamand Phc | Suction Machine | Model Not Available | 3000214900 | Functional | Others
45503 | Sardarsamand Phc | Freezes | MODEL NOT AVAILABLE | 3000214902 | Functional | Others
45504 | Barundhan Phc | Binocular Microscope | PZB 22 | 3000046442 | Functional | Others
45505 | Barundhan Phc | Binocular Microscope | PZB 22 | 3000046443 | Functional | Others
45506 | Kalwar Phc | Radiant Heat Warmer | Meditrin - Heat Warmer | 3000086936 | Functional | Others
45507 | Kalwar Phc | Labour Table | Model Not Available | 3000086937 | Functional | Others
45508 | Ranwasiya Phc | Binocular Microscope | AMT 5A | 3000206137 | Functional | Others
45509 | Kalwar Phc | Baby Weighing Machine | Model Not Available | 3000086939 | Functional | Others
45510 | Barundhan Phc | Glucometer | Model not available | 3000046444 | Functional | Others
45511 | Ranwasiya Phc | Freezes | MODEL NOT AVAILABLE | 300206137 | Functional | Others
45512 | Kalwar Phc | FOOT OPERATED SUCTION MACHINE | MODEL NOT AVAILABLE | 3000086940 | Functional | Others
45513 | Jindoli Phc | Slit Lamp | APPASAMY | 3000280165 | Functional | Appasamy Assoicates
45514 | Kalwar Phc | Ice lined refrigerator | HBC-70 | c0028 | Functional | Others
45515 | Ransigaon Phc | Ice lined refrigerator | MK - 142 | 25111920 | Functional | Vestfrost Solutions
45516 | Kalwar Phc | Freezes | MODEL NOT AVAILABLE | 3000086949 | Functional | Others
45517 | Singhada Phc | Syringe Needle Destroyer | Model not available | 3000259367 | Functional | Others
45518 | Jindoli Phc | Baby Weighing Machine | Crown | 3000280169 | Functional | Crown Digital Scales Inc
45519 | Suwansa Phc | Centrifuge Machine ( 4 Tube ) | Remi 4C | 3000046413 | Functional | Others
45520 | Suwansa Phc | Micropipettes | MODEL NOT AVAILABLE | 3000046412 | Functional | Others
45521 | Suwansa Phc | Micropipettes | MODEL NOT AVAILABLE | 3000046411 | Functional | Others
45522 | Suwansa Phc | Micropipettes | MODEL NOT AVAILABLE | 3000046410 | Functional | Others
45523 | Suwansa Phc | Baby Weighing Machine | Crown | 3000046406 | Functional | Others
45524 | Ransigaon Phc | Syringe Needle Destroyer | Model not available | 4530 | Functional | Mico
45525 | Suwansa Phc | Blood Bank Refrigerator | Model not available | 3000046399 | Functional | Others
45526 | Chonkarwada Phc | Syringe Needle Destroyer | Model not available | 3000236410 | Functional | Others
45527 | Ransigaon Phc | Radiant Heat Warmer | Zeal - RHW 2101A | 3000049501 | Functional | Zeal Medical Pvt Ltd
45528 | Chonkarwada Phc | Blood Bank Refrigerator | Model not available | 3000236407 | Functional | Others
45529 | Chonkarwada Phc | Blood Bank Refrigerator | Model not available | 3000236406 | Functional | Others
45530 | Taraj Phc | Binocular Microscope | Model Not Available | 3000206352 | Functional | Others
45531 | Marena Phc | Binocular Microscope | Model Not Available | 3000259103 | Functional | Others
45532 | Marena Phc | Binocular Microscope | Model Not Available | 3000259104 | Functional | Others
45533 | Marena Phc | Blood Cell Counter - 3 part | Model not available | 3000259105 | Functional | Others
45534 | Marena Phc | Instrument Sterilizer | Model Not Available | 3000259108 | Functional | Others
45535 | Jhareda Phc | Binocular Microscope | AMT 5A | 3000138887 | Functional | Others
45536 | Pachpahar Phc | Binocular Microscope | AMT 5A | NBSD0715463 | Functional | Others
45537 | Pachpahar Phc | Centrifuge Machine ( 6 Tube ) | Model Not Available | 3000206063 | Functional | Others
45538 | Mahuibrahimpur Phc | FOOT OPERATED SUCTION MACHINE | SU-101 | 10803 | Functional | Others
45539 | Viparpur Phc | Binocular Microscope | Model Not Available | 3000259068 | Functional | Others
45540 | Viparpur Phc | Blood Cell Counter - 3 part | Model not available | 3000259071 | Functional | Others
45541 | Mahuibrahimpur Phc | Hemoglobin meter | Model Not Available | 3000138805 | Functional | Others
45542 | Mahuibrahimpur Phc | Hemoglobin meter | Model Not Available | 3000138806 | Functional | Others
45543 | Viparpur Phc | Hemoglobin meter | Model Not Available | 3000259076 | Functional | Others
45544 | Viparpur Phc | Hemoglobin meter | Model Not Available | 3000259073 | Functional | Others
45545 | Viparpur Phc | Hemoglobin meter | Model Not Available | 3000259075 | Functional | Others
45546 | Virondha Phc | Glucometer | Model not available | 103A0269C02 | Functional | Others
45547 | Karsouli Phc | Neubaurs Chamber | Model not available | 3000138826 | Functional | Others
45548 | Jhalarapatan Chc | Centrifuge Machine ( 16 Tube ) | REMI (R8C + R83) | 3000206494 | Functional | Remi Electrotechnik Ltd
45549 | Karsouli Phc | Syringe Needle Destroyer | Model not available | 3000138828 | Functional | Others
45550 | Karsouli Phc | SPHYGMOMANOMETER(BP APPRATUS) | Pagoda | 206795 | Functional | Others
45551 | Jhalarapatan Chc | Incubator | MODEL NOT AVAILABLE | 3000206495 | Functional | Yorco Sales Pvt Ltd
45552 | Karsouli Phc | Baby Weighing Machine | Crown | 3000138836 | Functional | Others
45553 | Virondha Phc | Centrifuge Machine ( 8 Tube) | Model Not Available | 3000259052 | Functional | Others
45554 | Dulchasar Phc | SPHYGMOMANOMETER(BP APPRATUS) | MODEL NOT AVAILABLE | 2000035028 | Functional | Others
45555 | Rajiyasar Chc Ganganagar | Micropipettes | MODEL NOT AVAILABLE | 3000046086 | Functional | Others
45556 | Rajiyasar Chc Ganganagar | Micropipettes | MODEL NOT AVAILABLE | 3000046087 | Functional | Others
45557 | Dudhwakhara Chc | Instrument Sterilizer | Model Not Available | 3000053646 | Functional | Others
45558 | Satyu Phc | Syringe Needle Destroyer | Model not available | 3000053702 | Functional | Others
45559 | Satyu Phc | Syringe Needle Destroyer | Model not available | 3000053707 | Functional | Others
45560 | Satyu Phc | Syringe Needle Destroyer | Model not available | 3000053709 | Functional | Others
45561 | Satyu Phc | Syringe Needle Destroyer | Model not available | 3000053710 | Functional | Others
45562 | Satyu Phc | Syringe Needle Destroyer | Model not available | 3000053711 | Functional | Others
45563 | Satyu Phc | Syringe Needle Destroyer | Model not available | 3000053712 | Functional | Others
45564 | Satyu Phc | Syringe Needle Destroyer | Model not available | 3000053713 | Functional | Others
45565 | Saranu Phc Jalore | SPHYGMOMANOMETER(BP APPRATUS) | MODEL NOT AVAILABLE | 62870 | Functional | Others
45566 | Saranu Phc Jalore | Syringe Needle Destroyer | Microsil - ND350 | 7645 | Functional | Others
45567 | Saranu Phc Jalore | Syringe Needle Destroyer | Microsil - ND350 | 3000119920 | Functional | Others
45568 | Jaitsisar Chc Churu | Centrifuge Machine ( 4 Tube ) | Model not available | 3000116136 | Functional | Others
45569 | Jaitsisar Chc Churu | Binocular Microscope | Model Not Available | 3000116137 | Functional | Others
45570 | Jaitsisar Chc Churu | Binocular Microscope | Model Not Available | 3000116138 | Functional | Others
45571 | Jaitsisar Chc Churu | Syringe Needle Destroyer | Model not available | 3000116140 | Functional | Others
45572 | Parihara Phc | Syringe Needle Destroyer | Model not available | 3000053265 | Functional | Others
45573 | Parihara Phc | Syringe Needle Destroyer | Model not available | 3000053266 | Functional | Others
45574 | Sirsala Phc | Glucometer | Model not available | 3000053731 | Functional | Others
45575 | Sulkhaniya Phc | Binocular Microscope | Model Not Available | 3000053480 | Functional | Others
45576 | Sulkhaniya Phc | Binocular Microscope | Model Not Available | 3000053479 | Functional | Others
45577 | Sulkhaniya Phc | Binocular Microscope | Model Not Available | 3000053478 | Functional | Others
45578 | Bhojasar Phc | Blood Bank Refrigerator | Model not available | 3000120113 | Functional | Others
45579 | Taranagar Chc | Blood Bank Refrigerator | Model not available | 3000053112 | Functional | Others
45580 | Bhojasar Phc | Ice lined refrigerator | Model Not Available | 3000120114 | Functional | Others
45581 | Arnai Phc | Baby Weighing Machine | Crown | 3000119 | Functional | Others
45582 | Jasrasar Phc Churu | Centrifuge Machine ( 4 Tube ) | Model not available | 3000053853 | Functional | Others
45583 | Jasrasar Phc Churu | Incubator | MODEL NOT AVAILABLE | 3000053854 | Functional | Others
45584 | Tijara Chc | Blood Cell Counter - 5 part | Horiba ABX Pentra 60 | 3000281477 | Functional | Others
45585 | Sardarsamand Phc | Autoclave | Model not available | 3000214901 | Functional | Others
45586 | Sardarsamand Phc | Suction Machine | Model Not Available | 3000214907 | Functional | Others
45587 | Tijara Chc | Incubator | MODEL NOT AVAILABLE | 3000281479 | Functional | Others
45588 | Sardarsamand Phc | Syringe Needle Destroyer | Microsil - ND350 | 5614 | Functional | Others
45589 | Sardarsamand Phc | Syringe Needle Destroyer | Microsil - ND350 | 5485 | Functional | Others
45590 | Sardarsamand Phc | Syringe Needle Destroyer | Microsil - ND350 | 5493 | Functional | Others
45591 | Tijara Chc | VDRL Rotator (Rotor and Shaker) | Model Not Available | 3000281480 | Functional | Others
45592 | Tijara Chc | Syringe Needle Destroyer | Microsil - ND350 | 3000281493 | Functional | Others
45593 | Sardarsamand Phc | Syringe Needle Destroyer | Model not available | 3000214898 | Functional | Others
45594 | Sanvreej Phc | Syringe Needle Destroyer | Model not available | 3000120040 | Functional | Others
45595 | Sanvreej Phc | Freezes | MODEL NOT AVAILABLE | 3000120041 | Functional | Others
45596 | Sanvreej Phc | Ice lined refrigerator | HBC-70 | 3000120042 | Functional | Others
45597 | Sanvreej Phc | Blood Bank Refrigerator | Model not available | 3000120043 | Functional | Others
45598 | Sanvreej Phc | Syringe Needle Destroyer | Microsil - ND350 | 7339 | Functional | Others
45599 | Roopawas Phc | Instrument Sterilizer | Model Not Available | 3000214858 | Functional | Others
45600 | Roopawas Phc | Baby Weighing Machine | Model Not Available | 3000214861 | Functional | Others
45601 | Tena Phc | Centrifuge Machine ( 4 Tube ) | Model not available | 3000120008 | Functional | Others
45602 | Tena Phc | Ice lined refrigerator | MK - 142 | 25116346 | Functional | Others
45603 | Tena Phc | Suction Machine | Model Not Available | 3000120016 | Functional | Others
45604 | Roopawas Phc | Freezes | MODEL NOT AVAILABLE | 3000214864 | Functional | Others
45605 | Tena Phc | SPHYGMOMANOMETER(BP APPRATUS) | MODEL NOT AVAILABLE | 362668 | Functional | Others
45606 | Roopawas Phc | Centrifuge Machine ( 8 Tube) | Model Not Available | 3000214865 | Functional | Others
45607 | Tena Phc | SPHYGMOMANOMETER(BP APPRATUS) | MODEL NOT AVAILABLE | 3000120012 | Functional | Others
45608 | Roopawas Phc | Binocular Microscope | BLS 116 | 6093 | Functional | Others
45609 | Tena Phc | Freezes | MODEL NOT AVAILABLE | 3000120011 | Functional | Videocon Industries Ltd
45610 | Tena Phc | Syringe Needle Destroyer | Microsil - ND350 | 7464 | Functional | Others
45611 | Ransigaon Phc | SPHYGMOMANOMETER(BP APPRATUS) | MODEL NOT AVAILABLE | 3000054221 | Functional | Others
45612 | Jindoli Phc | Centrifuge Machine ( 12 Tube ) | Model Not Available | 3000280161 | Functional | Carestream Health India Pvt Ltd
45613 | Dispensary Shanti Nagar City | Binocular Microscope | Model Not Available | 3000086973 | Functional | Others
45614 | Jajawer Phc | Freezes | MODEL NOT AVAILABLE | 3000055552 | Functional | Others
45615 | Jajawer Phc | Freezes | MODEL NOT AVAILABLE | 3000055551 | Functional | Others
45616 | Jajawer Phc | Freezes | MODEL NOT AVAILABLE | 3000055572 | Functional | Others
45617 | Dispensary Shanti Nagar City | Centrifuge Machine ( 6 Tube ) | Model Not Available | 3000086975 | Functional | Others
45618 | Dispensary Shanti Nagar City | Freezes | MODEL NOT AVAILABLE | 3000086972 | Functional | Others
45619 | Jajawer Phc | Baby Weighing Machine | Model Not Available | 3000055561 | Functional | Others
45620 | Jajawer Phc | Baby Weighing Machine | Model Not Available | 3000055567 | Functional | Others
45621 | Jajawer Phc | Baby Weighing Machine | Model Not Available | 3000055571 | Functional | Others
45622 | Jatmasi Phc | Syringe Needle Destroyer | Model not available | 3000236561 | Functional | Others
45623 | Jatmasi Phc | Syringe Needle Destroyer | Model not available | 3000236560 | Functional | Others
45624 | Jatmasi Phc | Syringe Needle Destroyer | Model not available | 3000236558 | Functional | Others
45625 | Dispensary Shanti Nagar City | Sahlis HB Meter | Model not available | 3000086970 | Functional | Others
45626 | Ransigaon Phc | Syringe Needle Destroyer | Nulife - Dots | 3000054225 | Functional | Others
45627 | Kalsada Phc | Centrifuge Machine ( 4 Tube ) | Model not available | 3000259373 | Functional | Others
45628 | Taraj Phc | Glucometer | Model not available | 3000206351 | Functional | Others
45629 | Kalsada Phc | Syringe Needle Destroyer | Model not available | 3000259378 | Functional | Others
45630 | Karwar Phc | Freezes | MODEL NOT AVAILABLE | 3000056238 | Functional | Others
45631 | Atbera Phc | Radiant Heat Warmer | Zeal - RHW 2101A | RHW2101A/0813/1331 | Functional | Others
45632 | Karwar Phc | Binocular Microscope | Labomed - Vision 2000 | 300005689 | Functional | Others
45633 | Nonera Phc | Centrifuge Machine ( 4 Tube ) | Model not available | 3000236853 | Functional | Others
45634 | Atbera Phc | Weighing Machine | MODEL NOT AVAILABLE | 3000202451 | Functional | Others
45635 | Jhalatala Phc | Centrifuge Machine ( 12 Tube ) | Model Not Available | 300028060 | Functional | Others
45636 | Dispensary Moti Katla City | Centrifuge Machine ( 4 Tube ) | Model not available | 3000086771 | Functional | Others
45637 | Gudha Dev Ji Phc Bundi | Baby Weighing Machine | Crown | 3000055526 | Functional | Others
45638 | Bhinder Chc | SPHYGMOMANOMETER(BP APPRATUS) | MODEL NOT AVAILABLE | 3000260333 | Functional | Others
45639 | Bhinder Chc | SPHYGMOMANOMETER(BP APPRATUS) | MODEL NOT AVAILABLE | 3000134671 | Functional | Others
45640 | Satellite Hospital Mandor, Jodhpur | O.T. Light Double Dome | MODEL NOT AVAILABLE | 3000049129 | Functional | Others
45641 | Phalodi Chc | Cold Light Source | MODEL NOT AVAILABLE | 3000120167 | Functional | Others
45642 | City Dispensary Surajpole | Binocular Microscope | Model Not Available | 3000044644 | Functional | Cmho Supply
45643 | Talwas Phc | Binocular Microscope | Model Not Available | 3000055546 | Functional | Others
45644 | Jhotoli Phc | SPHYGMOMANOMETER(BP APPRATUS) | MODEL NOT AVAILABLE | 3000259048 | Non Functional Not Repairable | Others
45645 | Jhotoli Phc | Binocular Microscope | Model Not Available | 3000259045 | Functional | Others
45646 | City Dispensary Aayad | Freezes | Kelvinator KGE 193 | 3000043657 | Functional | Others
45647 | Ashaholi Phc | Binocular Microscope | Model Not Available | 3000262383 | Functional | Others
45648 | Nadauti Chc | Binocular Microscope | MLW Lab | 4625 | Functional | Others
45649 | Chandpur Phc | SPHYGMOMANOMETER(BP APPRATUS) | MODEL NOT AVAILABLE | 3000280408 | Functional | Others
45650 | Dantaramgarh Phc Sikar | Freezes | MODEL NOT AVAILABLE | 2000031217 | Functional | Others
45651 | Ajeet Phc | Suction Machine | Model Not Available | 3000134307 | Functional | Others
45652 | Bagwara Phc | Spot Light ( Portable ) | Model Not Available | 3000085714 | Functional | Others
45653 | Dakha Phc | SPHYGMOMANOMETER(BP APPRATUS) | MODEL NOT AVAILABLE | 3000134719 | Functional | Others
45654 | Dakha Phc | SPHYGMOMANOMETER(BP APPRATUS) | MODEL NOT AVAILABLE | 3000134724 | Functional | Others
45655 | Jakhri Phc | Weighing Machine | MODEL NOT AVAILABLE | 63146 | Functional | Others
45656 | Bagwara Phc | Phototherepy Unit | MODEL NOT AVAILABLE | 3000085715 | Functional | Others
45657 | Nadauti Chc | Phototherepy Unit | Fenam, Bilitron Sky 5006 | 3000138999 | Functional | Others
45658 | Jakhri Phc | SPHYGMOMANOMETER(BP APPRATUS) | MODEL NOT AVAILABLE | 63147 | Functional | Others
45659 | Kamrania Phc | Radiant Heat Warmer | Model Not Available | 3000041142 | Functional | Others
45660 | Kamrania Phc | Radiant Heat Warmer | Model Not Available | 300004143 | Functional | Others
45661 | Chandpur Phc | Stethoscope | Littmann | 3000280406 | Functional | Others
45662 | Alod Chc | Radiant Heat Warmer | Zeal - RHW 2101A | RHW/2101A/0313/1750 | Non Functional Repairable | Others
45663 | Bagwara Phc | Syringe Needle Destroyer | Model not available | 3000085717 | Functional | Others
45664 | Rajasar Bhatiyan Phc | Radiant Heat Warmer | Model Not Available | 2000035107 | Functional | Others
45665 | Meethri Chc | Binocular Microscope | Model Not Available | 2000036779 | Functional | Others
45666 | Meethri Chc | Binocular Microscope | Model Not Available | 2000036782 | Functional | Others
45667 | Meethri Chc | Binocular Microscope | Model Not Available | 2000036783 | Functional | Others
45668 | Meethri Chc | Binocular Microscope | Model Not Available | 2000036784 | Functional | Others
45669 | Meethri Chc | Binocular Microscope | Model Not Available | 2000036787 | Functional | Others
45670 | Bakani Chc | FOOT OPERATED SUCTION MACHINE | MODEL NOT AVAILABLE | 3000206165 | Functional | Others
45671 | Bakani Chc | Binocular Microscope | Model Not Available | 3000206087 | Functional | Others
45672 | Chhoti Khatu Chc | Radiant Heat Warmer | Model Not Available | 2302 | Functional | Others
45673 | Chhoti Khatu Chc | Radiant Heat Warmer | Model Not Available | 3330 | Functional | Others
45674 | Chhoti Khatu Chc | Radiant Heat Warmer | Model Not Available | 44993 | Functional | Others
45675 | Chhoti Khatu Chc | Radiant Heat Warmer | Model Not Available | 53 | Functional | Others
45676 | Khinwsar Chc | Binocular Microscope | Model Not Available | 2000036864 | Functional | Others
45677 | Khinwsar Chc | Binocular Microscope | Model Not Available | 2000036865 | Functional | Others
45678 | Khinwsar Chc | Binocular Microscope | Model Not Available | 2000036866 | Functional | Others
45679 | Khinwsar Chc | Binocular Microscope | Model Not Available | 2000036867 | Functional | Others
45680 | Khinwsar Chc | Binocular Microscope | Model Not Available | 2000036868 | Functional | Others
45681 | Khinwsar Chc | Binocular Microscope | Model Not Available | 2000036869 | Functional | Others
45682 | Khinwsar Chc | Binocular Microscope | Model Not Available | 200036870 | Functional | Others
45683 | Khinwsar Chc | Binocular Microscope | Model Not Available | 2000036871 | Functional | Others
45684 | Khinwsar Chc | Binocular Microscope | Model Not Available | 2000036872 | Functional | Others
45685 | Khinwsar Chc | Binocular Microscope | Model Not Available | 2000036876 | Functional | Others
45686 | Taranagar Chc | 100mA X-Ray Machine | Model not available | 3000053117 | Functional | Others
45687 | Taranagar Chc | Automatic Film Processor | Promax Speed | 3000053118 | Functional | Others
45688 | Bhojasar Phc | Freezes | MODEL NOT AVAILABLE | 3000120119 | Functional | Others
45689 | Bhojasar Phc | Freezes | MODEL NOT AVAILABLE | 3000120120 | Functional | Others
45690 | Arnai Phc | Syringe Needle Destroyer | Microsil - ND350 | 7862 | Functional | Others
45691 | Kamkheda Phc | Binocular Microscope | AMT 5A | 3000201161 | Functional | Others
45692 | Tena Phc | Syringe Needle Destroyer | Model not available | 300012009 | Functional | Others
45693 | Jamba Phc | Blood Bank Refrigerator | Model not available | 8500948 | Functional | Vestfrost Solutions
45694 | Khejdla Phc | Syringe Needle Destroyer | Microsil - ND350 | 4524 | Functional | Others
45695 | Jamba Phc | Ice lined refrigerator | HBC-70 | BD05800100BQ48W0044 | Functional | Vestfrost Solutions
45696 | Khejdla Phc | SPHYGMOMANOMETER(BP APPRATUS) | MODEL NOT AVAILABLE | 98123125 | Functional | Others
45697 | Khejdla Phc | Ice lined refrigerator | HBC-70 | 300047367 | Functional | Others
45698 | Jamba Phc | Freezes | MODEL NOT AVAILABLE | 3000120231 | Functional | Others
45699 | Khejdla Phc | Freezes | MODEL NOT AVAILABLE | 3000047366 | Functional | Others
45700 | Roopawas Phc | Glucometer | Model not available | 425511247001334A | Functional | Others
45701 | Panchalakhurd Phc | Radiant Heat Warmer | Zeal - RHW 2101A | 3000049494 | Functional | Others
45702 | Jamba Phc | SPHYGMOMANOMETER(BP APPRATUS) | MODEL NOT AVAILABLE | 3000120229 | Functional | Others
45703 | Panchalakhurd Phc | Blood Bank Refrigerator | Model not available | 85000888 | Functional | Others
45704 | Khara Phc | Binocular Microscope | Model Not Available | 6774 | Functional | Others
45705 | Roopawas Phc | SPHYGMOMANOMETER(BP APPRATUS) | MODEL NOT AVAILABLE | 3000214860 | Functional | Others
45706 | Jojawarnagar Phc | Ice lined refrigerator | HBD-116 | 2000029157 | Functional | Haier Appliances India Pvt
45707 | Rajola Kalan Phc | Binocular Microscope | BLS 116 | 5985 | Functional | Others
45708 | Panchalakhurd Phc | Freezes | MODEL NOT AVAILABLE | 3000054051 | Functional | Others
45709 | Jojawarnagar Phc | Fetal Doppler | MODEL NOT AVAILABLE | FD2D130810505 | Functional | Vicomin Technology Limited
45710 | Rajola Kalan Phc | Freezes | MODEL NOT AVAILABLE | 111111156 | Functional | Others
45711 | Rajola Kalan Phc | Baby Weighing Machine | Model Not Available | 3000214889 | Functional | Others
45712 | Rajola Kalan Phc | Nebulizer | MODEL NOT AVAILABLE | 3000214890 | Functional | Others
45713 | Khangta Phc | Radiant Heat Warmer | Zeal - RHW 2101A | 3000054267 | Functional | Others
45714 | Rajola Kalan Phc | Weighing Machine | MODEL NOT AVAILABLE | 3000214892 | Functional | Others
45715 | Khangta Phc | Suction Machine | Model Not Available | 3000054268 | Functional | Others
45716 | Rajola Kalan Phc | Syringe Needle Destroyer | Model not available | NBSD0724353 | Functional | Others
45717 | Khangta Phc | Instrument Sterilizer | Model Not Available | 3000054269 | Functional | Others
45718 | Rajola Kalan Phc | SPHYGMOMANOMETER(BP APPRATUS) | ELITE | 3000214893 | Functional | Others
45719 | Gudha Dev Ji Phc Bundi | Baby Weighing Machine | Crown | 3000055522 | Functional | Others
45720 | Atbera Phc | Suction Machine | Model Not Available | 3000202454 | Functional | Others
45721 | Gudha Dev Ji Phc Bundi | Syringe Needle Destroyer | Model not available | 3000055529 | Functional | Others
45722 | District Hospital Nagaur Dh | Oxygen Concentrator | Model Not Available | 3000200034 | Functional | Others
45723 | District Hospital Nagaur Dh | Oxygen Concentrator | Model Not Available | 3000200055 | Functional | Others
45724 | District Hospital Nagaur Dh | Oxygen Concentrator | Model Not Available | 3000200056 | Functional | Others
45725 | District Hospital Nagaur Dh | Oxygen Concentrator | Model Not Available | 3000200057 | Functional | Others
45726 | District Hospital Nagaur Dh | Oxygen Concentrator | Model Not Available | 3000200058 | Functional | Others
45727 | District Hospital Nagaur Dh | Oxygen Concentrator | Model Not Available | 3000200059 | Functional | Others
45728 | District Hospital Nagaur Dh | Oxygen Concentrator | Model Not Available | 3000200060 | Functional | Others
45729 | District Hospital Nagaur Dh | Oxygen Concentrator | Model Not Available | 3000200061 | Functional | Others
45730 | Gudha Dev Ji Phc Bundi | Instrument Sterilizer | Model Not Available | 3000055525 | Functional | Others
45731 | Ranipura Phc Bundi | Syringe Needle Destroyer | Microsil ND 20 | 3000055658 | Functional | Others
45732 | Ranipura Phc Bundi | Syringe Needle Destroyer | Microsil ND 20 | 9773 | Functional | Others
45733 | Ranipura Phc Bundi | Baby Weighing Machine | Model Not Available | 3000055662 | Functional | Others
45734 | Ranipura Phc Bundi | Baby Weighing Machine | Model Not Available | 3000055653 | Functional | Others
45735 | District Hospital Nagaur Dh | Pulse Oxymeter | Model Not Available | 3000200047 | Functional | Others
45736 | District Hospital Nagaur Dh | Pulse Oxymeter | Model Not Available | 3000200048 | Functional | Others
45737 | Hajipur Phc | Ice lined refrigerator | MK - 142 | 237 | Functional | Others
45738 | Jhalatala Phc | Baby Weighing Machine | Crown | 3000280063 | Functional | Crown Digital Scales Inc
45739 | Atbera Phc | Binocular Microscope | BLS 116 | 6095 | Functional | Others
45740 | Ashop Chc | SPHYGMOMANOMETER(BP APPRATUS) | MODEL NOT AVAILABLE | 3000054292 | Functional | Others
45741 | Gopalgarh Phc | Syringe Needle Destroyer | Model not available | 3000236799 | Functional | Others
45742 | Dispensary Moti Katla City | Syringe Needle Destroyer | Model not available | nbsd0726456 | Functional | Others
45743 | Ashop Chc | Centrifuge Machine ( 4 Tube ) | Model not available | 3000054284 | Functional | Others
45744 | Pahadi Chc | Ice lined refrigerator | HBD-116 | 489 | Functional | Others
45745 | Ashop Chc | Semi Automated Chemistry Analyzer | Transasia - CHEM 7 | N130582 | Functional | Others
45746 | Nadauti Chc | Suction Machine | Model Not Available | 3000138990 | Functional | Others
45747 | Matunda Phc | Centrifuge Machine ( 4 Tube ) | Model not available | 3000046143 | Functional | Others
45748 | V Bsf Dispensary Jaisalmer | Incubator | MODEL NOT AVAILABLE | 3000056958 | Functional | Others
45749 | Jakhri Phc | FOOT OPERATED SUCTION MACHINE | MODEL NOT AVAILABLE | 3000119884 | Functional | Others
45750 | Bagwara Phc | Ice lined refrigerator | HBC-70 | 3000085720 | Functional | Others
45751 | Alod Chc | Suction Machine | Surgicoin | 3000055710 | Functional | Others
45752 | Matunda Phc | Syringe Needle Destroyer | Nulife - Dots | NBSDOT14686 | Functional | Others
45753 | Satellite Hospital Mandor, Jodhpur | ELECTRIC OT TABLE | MODEL NOT AVAILABLE | 3000047663 | Functional | Others
45754 | Kamrania Phc | Syringe Needle Destroyer | Model not available | 3000041146 | Functional | Others
45755 | Kamrania Phc | Syringe Needle Destroyer | Model not available | 3000041134 | Functional | Others
45756 | Bagwara Phc | Ice lined refrigerator | HBD-116 | 3000085721 | Functional | Others
45757 | Nadol Chc | FOOT OPERATED SUCTION MACHINE | MODEL NOT AVAILABLE | 3000197521 | Functional | Others
45758 | Rajasar Bhatiyan Phc | Fetal Doppler | MODEL NOT AVAILABLE | 2000035110 | Functional | Others
45759 | Alod Chc | FOOT OPERATED SUCTION MACHINE | MODEL NOT AVAILABLE | 3000055709 | Functional | Others
45760 | V Bsf Dispensary Jaisalmer | Semi Automated Chemistry Analyzer | Model not Available | 3000056960 | Functional | Beckman Coulter India Pvt Ltd
45761 | Rajasar Bhatiyan Phc | Ice lined refrigerator | Model Not Available | 2000035111 | Functional | Others
45762 | Dakha Phc | Binocular Microscope | Model Not Available | 3000134726 | Functional | Others
45763 | Dakha Phc | Binocular Microscope | Model Not Available | 790194 | Functional | Others
45764 | Kamrania Phc | Syringe Needle Destroyer | Model not available | 3000041153 | Functional | Others
45765 | Bawadi Chc | Syringe Needle Destroyer | Model not available | 3000054019 | Non Functional Not Repairable | Others
45766 | Sarnu Phc | Binocular Microscope | MLW Lab | 3000117626 | Functional | Others
45767 | Kamrania Phc | Ice lined refrigerator | Model Not Available | 3000041132 | Functional | Others
45768 | Kamrania Phc | Ice lined refrigerator | Model Not Available | 3000041151 | Functional | Others
45769 | Sarnu Phc | Ice lined refrigerator | HBD-116 | 3000117627 | Functional | Others
45770 | Alod Chc | Autoclave | Model not available | 2848 | Functional | Others
45771 | District Hospital Baran Dh | Pulse Oxymeter | Comet - P (L and T) | 3000129933 | Functional | Others
45772 | V Bsf Dispensary Jaisalmer | Coagulation Analyzer | Model not available | 3000056961 | Functional | Others
45773 | Nagar Chc | Ice lined refrigerator | HBD-116 | 55081 | Functional | Others
45774 | Nagar Chc | Ice lined refrigerator | HBD-116 | 3000284271 | Functional | Others
45775 | Shandawa Chc | Blood Cell Counter - 3 part | Model not available | 3000129166 | Functional | Anand Medicaids Pvt Ltd
45776 | Deva Phc | Syringe Needle Destroyer | Microsil - ND350 | 3000056195 | Functional | Cmho Supply
45777 | Bhirani Phc | Blood Bank Refrigerator | Model not available | 3000043177 | Functional | Others
45778 | Shandawa Chc | Syringe Needle Destroyer | Model not available | 3000129169 | Functional | Anand Medicaids Pvt Ltd
45779 | Dispensary Barkat Nagar City | Slit Lamp | Model Not Available | 3000087034 | Functional | Others
45780 | Shandawa Chc | Glucometer | Model not available | 3000129170 | Functional | Ambica Surgicare
45781 | Hindon Sdh | Slit Lamp | Model Not Available | 1189 | Functional | Others
45782 | Ajitpura Phc | Blood Cell Counter - 3 part | Model not available | 3000043154 | Functional | Others
45783 | Bagri Nagar Chc | SPHYGMOMANOMETER(BP APPRATUS) | MODEL NOT AVAILABLE | 3000202399 | Functional | Others
45784 | Bagri Nagar Chc | Boyles Apparatus | MODEL NOT AVAILABLE | 3000202400 | Functional | Others
45785 | Setrawa Phc | Radiant Heat Warmer | Tiana | 3000049845 | Functional | Others
45786 | Behror Chc | Oxygen Concentrator | Model Not Available | 3000280949 | Functional | Others
45787 | Nagar Chc | Radiant Heat Warmer | Zeal - RHW 2101A | 3000280119 | Functional | Others
45788 | Sikrai Chc | Phototherepy Unit | MODEL NOT AVAILABLE | IJACK | Functional | Others
45789 | Behror Chc | 125 KVA Diesel Generator Set | Mahindra Powerol 61695GM | 3000280957 | Functional | Cmho Supply
45790 | Behror Chc | Boyles Apparatus | MODEL NOT AVAILABLE | 3000280958 | Functional | Cmho Supply
45791 | Ghasoli Phc Alwar | Stethoscope | Model Not Available | 3000281513 | Functional | Others
45792 | Bhindusi Phc | Neubaurs Chamber | Model not available | 3000281521 | Functional | Others
45793 | Behror Chc | SPHYGMOMANOMETER(BP APPRATUS) | MODEL NOT AVAILABLE | 3000280978 | Functional | Others
45794 | General Hospital Karauli Dh | Syringe Needle Destroyer | Model not available | 1002717 | Functional | Others
45795 | General Hospital Karauli Dh | A Scan Ultrasonic Biometer | Model Not Available | J25035 | Non Functional Not Repairable | Others
45796 | Dhanota Phc | Syringe Needle Destroyer | Microsil - ND350 | 8950 | Functional | Cmho Supply
45797 | Bagawas Phc | Syringe Needle Destroyer | Microsil - ND350 | 7929 | Functional | Others
45798 | Chandras Phc | Ice lined refrigerator | Model Not Available | 24001057 | Functional | Others
45799 | Undu Phc | Fetal Doppler | ND - 102 | 3000214570 | Functional | Others
45800 | Kadera Phc Jaipur | Instrument Sterilizer | Model Not Available | 3000230834 | Functional | Others
45801 | Kadera Phc Jaipur | Weighing Machine | MODEL NOT AVAILABLE | 3000230816 | Functional | Others
45802 | Jasraser Phc | Monocular Microscope | Model not available | 2000029453 | Functional | Others
45803 | Tapukara Chc | Centrifuge Machine ( 4 Tube ) | Model not available | 3000281845 | Functional | Others
45804 | Luhariklan Phc | Binocular Microscope | Microlux - 16 | 3000209068 | Functional | Others
45805 | Kadera Phc Jaipur | Baby Weighing Machine | Model Not Available | 3000230833 | Functional | Others
45806 | Tapukara Chc | Semi Automated Chemistry Analyzer | Ark - CKK 24 | 3000281844 | Functional | Others
45807 | Tapukara Chc | Incubator | MODEL NOT AVAILABLE | 3000281843 | Functional | Others
45808 | Sakkargarh Phc | Binocular Microscope | Microlux - 16 | 13104 | Functional | Others
45809 | Modunagar Phc | Centrifuge Machine ( 4 Tube ) | Model not available | 3000044406 | Functional | Others
45810 | Modunagar Phc | SPHYGMOMANOMETER(BP APPRATUS) | MODEL NOT AVAILABLE | 3000044408 | Functional | Others
45811 | Kadera Phc Jaipur | Ice lined refrigerator | HBC-70 | 3000230824 | Functional | Others
45812 | Kadera Phc Jaipur | Monocular Microscope | Model not available | 3000230841 | Functional | Others
45813 | Behror Chc | Hemoglobin meter | Model Not Available | 30000281704 | Functional | Others
45814 | Tb Hospital Jaipur | Syringe Needle Destroyer | Model not available | 156445 | Functional | Others
45815 | Behror Chc | Baby Weighing Machine | Model Not Available | 3000281718 | Functional | Others
45816 | Tasai Phc | Baby Weighing Machine | Model Not Available | 3000280272 | Functional | Others
45817 | Ashawari Phc | SPHYGMOMANOMETER(BP APPRATUS) | MODEL NOT AVAILABLE | 2000036915 | Functional | Others
45818 | Ashawari Phc | SPHYGMOMANOMETER(BP APPRATUS) | MODEL NOT AVAILABLE | 2000036916 | Functional | Others
45819 | Ashawari Phc | SPHYGMOMANOMETER(BP APPRATUS) | MODEL NOT AVAILABLE | 2000036917 | Functional | Others
45820 | Ashawari Phc | SPHYGMOMANOMETER(BP APPRATUS) | MODEL NOT AVAILABLE | 2000036918 | Functional | Others
45821 | Lalas Phc | Freezes | MODEL NOT AVAILABLE | 2000028062 | Functional | Others
45822 | Lalas Phc | Freezes | MODEL NOT AVAILABLE | 2000028064 | Functional | Others
45823 | Lalas Phc | Freezes | MODEL NOT AVAILABLE | 2000028065 | Functional | Others
45824 | Lalas Phc | Freezes | MODEL NOT AVAILABLE | 2000028066 | Functional | Others
45825 | Lalas Phc | Freezes | MODEL NOT AVAILABLE | 2000028069 | Functional | Others
45826 | Lalas Phc | Freezes | MODEL NOT AVAILABLE | 2000028071 | Functional | Others
45827 | Tb Hospital Jaipur | Bi-pap Machine | MODEL NOT AVAILABLE | C118244326497 | Functional | Philips Electronics India Ltd
45828 | Jasraser Phc | Freezes | MODEL NOT AVAILABLE | 2000029430 | Functional | Videocon Industries Ltd
45829 | Jaisangsar Phc Churu | Weighing Machine | MODEL NOT AVAILABLE | 3000129429 | Functional | Others
45830 | Ramsara Taal Phc | Instrument Sterilizer | Model Not Available | 3000053327 | Functional | Anand Medicaids Pvt Ltd
45831 | Habur Phc | Binocular Microscope | BLS 116 | 6205 | Functional | Cmho Supply
45832 | Ramsara Taal Phc | Centrifuge Machine ( 4 Tube ) | Model not available | 3000053328 | Functional | Others
45833 | Binadesar Phc | Glucometer | Model not available | 16348 | Functional | Others
45834 | Habur Phc | Binocular Microscope | PZB 22 | 3000056819 | Functional | Cmho Supply
45835 | Tb Hospital Jaipur | O.T. Light Single Dome | MODEL NOT AVAILABLE | 3000139304 | Functional | Others
45836 | Hindon Sdh | Spot Light ( Portable ) | Model Not Available | 3000138350 | Functional | Others
45837 | Ratusar Phc Churu | Radiant Heat Warmer | Model Not Available | 3000129017 | Functional | Anand Medicaids Pvt Ltd
45838 | Ratusar Phc Churu | Radiant Heat Warmer | Model Not Available | 3000129018 | Functional | Anand Medicaids Pvt Ltd
45839 | Ratusar Phc Churu | Radiant Heat Warmer | Model Not Available | 3000129019 | Functional | Anand Medicaids Pvt Ltd
45840 | Ratusar Phc Churu | Radiant Heat Warmer | Model Not Available | 3000129020 | Functional | Anand Medicaids Pvt Ltd
45841 | Ratusar Phc Churu | Radiant Heat Warmer | Model Not Available | 3000129021 | Functional | Anand Medicaids Pvt Ltd
45842 | Ratusar Phc Churu | Radiant Heat Warmer | Model Not Available | 3000129022 | Functional | Anand Medicaids Pvt Ltd
45843 | Ratusar Phc Churu | Radiant Heat Warmer | Model Not Available | 3000129023 | Functional | Anand Medicaids Pvt Ltd
45844 | Kurdaya Phc | Centrifuge Machine ( 8 Tube) | Model Not Available | 2000036286 | Functional | Others
45845 | Jasraser Phc | Suction Machine | Model Not Available | 2000029433 | Functional | Others
45846 | Habur Phc | Freezes | MODEL NOT AVAILABLE | 3000056820 | Functional | Others
45847 | Panniwali Phc | SPHYGMOMANOMETER(BP APPRATUS) | MODEL NOT AVAILABLE | 3000048471 | Functional | Others
45848 | Panniwali Phc | SPHYGMOMANOMETER(BP APPRATUS) | MODEL NOT AVAILABLE | 3000048474 | Functional | Others
45849 | Kusumdesar Phc | Binocular Microscope | PZB 22 | 3145 | Functional | Others
45850 | Hindon Sdh | SPHYGMOMANOMETER(BP APPRATUS) | MODEL NOT AVAILABLE | 90134504 | Functional | Others
45851 | Todameena Phc | Weighing Machine | MODEL NOT AVAILABLE | 3000140713 | Functional | Others
45852 | Tb Hospital Jaipur | Suction Machine | SURGIX | 3000139309 | Functional | Anand Surgical Industries (India)
45853 | Bagri Nagar Chc | Binocular Microscope | MLW Lab | 3000202385 | Functional | Others
45854 | Bagri Nagar Chc | Freezes | MODEL NOT AVAILABLE | 3000202386 | Functional | Others
45855 | Phephana Chc | Radiant Heat Warmer | Model Not Available | 2833 | Functional | Others
45856 | Khirajkhas Adpost Phc Jodhpur | Instrument Sterilizer | Model Not Available | 3000120006 | Non Functional Not Repairable | Others
45857 | Jln Central Store Medical College | O.T. Light Double Dome | MODEL NOT AVAILABLE | 2000033372 | Functional | Others
45858 | Bagri Nagar Chc | Hydraulic Operation Table | MODEL NOT AVAILABLE | 3000202402 | Functional | Others
45859 | Kutina Phc | Weighing Machine | Crown | 3000284208 | Functional | Others
45860 | Bagri Nagar Chc | Syringe Needle Destroyer | Microsil ND 20 | 5737 | Functional | Others
45861 | Jln Central Store Medical College | Autoclave | Model not available | 402 | Functional | Others
45862 | Pathena Phc | FOOT OPERATED SUCTION MACHINE | MODEL NOT AVAILABLE | 3000242302 | Functional | Others
45863 | Tidiyasar Phc Hanumangarh | Ice lined refrigerator | HBD-116 | 3000043555 | Functional | Others
45864 | Sojatroad Chc | Suction Machine | Model Not Available | 3000214029 | Functional | Others
45865 | General Hospital Karauli Dh | Fetal Monitor | EDAN F-6 | 3000138293 | Functional | Others
45866 | Bhindusi Phc | Weighing Machine | MODEL NOT AVAILABLE | 3000281523 | Functional | Others
45867 | Behror Chc | Blood Bank Refrigerator | Model not available | 3000281691 | Functional | Others
45868 | Hamirpur Phc | Freezes | Kelvinator KGE 193 | REGKGE193CBRDS | Functional | Others
45869 | Hamirpur Phc | Centrifuge Machine ( 8 Tube) | REMI - R 8C | GGLC8245 | Functional | Remi Electrotechnik Ltd
45870 | General Hospital Karauli Dh | SPHYGMOMANOMETER(BP APPRATUS) | MODEL NOT AVAILABLE | 98130324 | Functional | Others
45871 | General Hospital Karauli Dh | SPHYGMOMANOMETER(BP APPRATUS) | MODEL NOT AVAILABLE | 300138291 | Functional | Others
45872 | Bhindusi Phc | Glucometer | BG-03 | 3000281516 | Functional | Others
45873 | Jln Central Store Medical College | O.T. Light Single Dome | MODEL NOT AVAILABLE | SMPS8166 | Functional | Others
45874 | Sojatroad Chc | Photoelectric Calorimeter | Calorimeter - 1312 | 12722 | Functional | Others
45875 | S Mandi Phc | Fetal Doppler | MODEL NOT AVAILABLE | 3000041931 | Functional | Others
45876 | Bari Satellite Hospital Dholpur | Baby Weighing Machine | Model Not Available | 54722521 | Functional | Others
45877 | S Mandi Phc | Suction Machine | Model Not Available | 3000041933 | Functional | Others
45878 | Bari Satellite Hospital Dholpur | Pulse Oxymeter | Model Not Available | 3000242171 | Functional | Others
45879 | Sojatroad Chc | Binocular Microscope | BLS 116 | 6165 | Functional | Others
45880 | Mainsar Phc | Glucometer | Model not available | 3000045234 | Functional | Others
45881 | Dispensary Shanti Nagar City | SPHYGMOMANOMETER(BP APPRATUS) | MODEL NOT AVAILABLE | 3000086832 | Functional | Others
45882 | Luhariklan Phc | Freezes | MODEL NOT AVAILABLE | 3000209061 | Functional | Others
45883 | Pinan Chc | Blood Bank Refrigerator | Model not available | 91010031 | Functional | Others
45884 | Jaipuria Hospital Dh | Binocular Microscope | Labomed - Vision 2000 | 90825740 | Functional | Others
45885 | Govt Hospital Sojat Sdh | BLOOD DONOR COUCH | MODEL NOT AVAILABLE | ZACM-0118 | Functional | Remi Electrotechnik Ltd
45886 | Govt Hospital Sojat Sdh | BLOOD DONOR COUCH | MODEL NOT AVAILABLE | ZACN-138 | Functional | Remi Electrotechnik Ltd
45887 | Pinan Chc | Instrument Sterilizer | Model Not Available | 3000280024 | Functional | Others
45888 | Mundawar Chc | Hot Air Oven | Model not available | 3000281998 | Functional | Others
45889 | Mundawar Chc | Hot Air Oven | Model not available | 3000281990 | Functional | Others
45890 | Mainsar Phc | Radiant Heat Warmer | Model Not Available | 3000045237 | Functional | Others
45891 | Pinan Chc | SPHYGMOMANOMETER(BP APPRATUS) | MODEL NOT AVAILABLE | 20130401886VGL | Functional | Others
45892 | Jaipuria Hospital Dh | Hemoglobin meter | HB 301 | 1343813004 | Functional | Hemocue India
45893 | Jaipuria Hospital Dh | Hemoglobin meter | HB 301 | 2000025012 | Functional | Hemocue India
45894 | Jaipuria Hospital Dh | Hemoglobin meter | HB 301 | 1303813071 | Functional | Hemocue India
45895 | Jaipuria Hospital Dh | Hemoglobin meter | HB 301 | 1332813148 | Functional | Hemocue India
45896 | Jaipuria Hospital Dh | Hemoglobin meter | HB 301 | 1342813177 | Functional | Hemocue India
45897 | B.D.K. Hospital Jhunjhunu Dh | Syringe Needle Destroyer | Model not available | 2000019190 | Functional | Others
45898 | B.D.K. Hospital Jhunjhunu Dh | Syringe Needle Destroyer | Model not available | 2000019193 | Functional | Others
45899 | Garabdesar Phc Bikaner | Syringe Needle Destroyer | Microsil ND-60 | 3000042242 | Functional | Others
45900 | Mundawar Chc | Blood Cell Counter - 3 part | Horiba - ABX Micros ES 60 | 3000281993 | Functional | Horiba India Pvt Ltd
45901 | Mundawar Chc | Blood Cell Counter - 3 part | Horiba - ABX Micros ES 60 | 3000281994 | Functional | Horiba India Pvt Ltd
45902 | Pinan Chc | Binocular Microscope | Model Not Available | 890424 | Functional | Others
45903 | Pinan Chc | Binocular Microscope | Model Not Available | 3000280029 | Functional | Others
45904 | Dispensary Raigaron Ki Kothi Ghat Gate City | Binocular Microscope | Model Not Available | 24234 | Functional | Metro Traiding Corporation
45905 | B.D.K. Hospital Jhunjhunu Dh | Weighing Machine | MODEL NOT AVAILABLE | 2000019191 | Functional | Others
45906 | Ghyangarh Phc | Autoclave | Model not available | 3000125806 | Functional | Others
45907 | Lohawat Chc | Syringe Needle Destroyer | Microsil - ND350 | 7882 | Functional | Others
45908 | Pander Chc | Binocular Microscope | Model Not Available | 3000125914 | Functional | Others
45909 | Khunkhuna Phc | Suction Machine | Model Not Available | na01 | Functional | Others
45910 | Khunkhuna Phc | Suction Machine | Model Not Available | na02 | Functional | Others
45911 | Khunkhuna Phc | Suction Machine | Model Not Available | 1911 | Functional | Others
45912 | Khunkhuna Phc | Suction Machine | Model Not Available | 463 | Functional | Others
45913 | Atbera Phc | SPHYGMOMANOMETER(BP APPRATUS) | MODEL NOT AVAILABLE | 3000202450 | Functional | Others
45914 | Pander Chc | Micropipettes | MODEL NOT AVAILABLE | 3000125916 | Functional | Others
45915 | Ghyangarh Phc | Ice lined refrigerator | HBC-70 | 3000125795 | Functional | Haier Appliances India Pvt
45916 | Lohawat Chc | Binocular Microscope | Model Not Available | 27373 | Functional | Others
45917 | Lohawat Chc | Syringe Needle Destroyer | Microsil - ND350 | 7772 | Non Functional Repairable | Others
45918 | Loonkaransar Chc | Blood Cell Counter - 3 part | Horiba - ABX Micros ES 60 | 3000045137 | Functional | Others
45919 | Rohat Chc | Fetal Doppler | MODEL NOT AVAILABLE | 3000214190 | Functional | Others
45920 | Loonkaransar Chc | Semi Automated Chemistry Analyzer | 3300 | 3000045139 | Functional | Others
45921 | Pander Chc | STABILIZER | MODEL NOT AVAILABLE | 3000125925 | Functional | Others
45922 | Tb Hospital Jaipur | Weighing Machine | MODEL NOT AVAILABLE | 3000139389 | Functional | Unique Power Technologies
45923 | Pander Chc | STABILIZER | MODEL NOT AVAILABLE | 3000125926 | Functional | Others
45924 | Gajner Chc | Labour Table | Model Not Available | 3000042370 | Functional | Others
45925 | Loonkaransar Chc | Nebulizer | MODEL NOT AVAILABLE | 3000045148 | Functional | Others
45926 | Ghyangarh Phc | Centrifuge Machine ( 4 Tube ) | Model not available | 3000125792 | Functional | Others
45927 | Pander Chc | Syringe Needle Destroyer | Model not available | 3000125927 | Functional | Others
45928 | Pander Chc | FOOT OPERATED SUCTION MACHINE | MODEL NOT AVAILABLE | 3000125928 | Functional | Others
45929 | Rohat Chc | Anesthesia Machine | MODEL NOT AVAILABLE | 3000214183 | Functional | Others
45930 | Koliya Phc | Glucometer | Model not available | 77 | Functional | Others
45931 | Koliya Phc | Glucometer | Model not available | 386 | Functional | Others
45932 | Tb Hospital Jaipur | VDRL Rotator (Rotor and Shaker) | Model Not Available | 3000139437 | Functional | Others
45933 | Hindon Sdh | Radiant Heat Warmer | Meditrin - Heat Warmer | NRHM/W09/62 | Functional | Others
45934 | Hindon Sdh | Syringe Needle Destroyer | Model not available | 4143 | Functional | Others
45935 | Tb Hospital Jaipur | Nebulizer | MODEL NOT AVAILABLE | 751367 | Functional | Omron Health Care
45936 | Hindon Sdh | Syringe Infusion Pump | SIMTEK - Infutek 405 | 23041455514 | Functional | Others
45937 | Tb Hospital Jaipur | Nebulizer | MODEL NOT AVAILABLE | 3000139314 | Functional | Others
45938 | Kelansar Chc | Ice lined refrigerator | HBC-70 | 3000120248 | Functional | Others
45939 | Bhaleri Phc | SPHYGMOMANOMETER(BP APPRATUS) | MODEL NOT AVAILABLE | 3000053001 | Functional | Others
45940 | Bhaleri Phc | SPHYGMOMANOMETER(BP APPRATUS) | MODEL NOT AVAILABLE | 3000053002 | Functional | Others
45941 | Kelansar Chc | Blood Bank Refrigerator | Model not available | 3000120249 | Functional | Others
45942 | Hindon Sdh | Cautry Machine | Model Not Available | 3000138358 | Functional | Others
45943 | Sanjoo Phc | SPHYGMOMANOMETER(BP APPRATUS) | MODEL NOT AVAILABLE | 2000030061 | Functional | Others
45944 | Sanjoo Phc | SPHYGMOMANOMETER(BP APPRATUS) | MODEL NOT AVAILABLE | 2000030064 | Functional | Others
45945 | Sanjoo Phc | SPHYGMOMANOMETER(BP APPRATUS) | MODEL NOT AVAILABLE | 2000030065 | Functional | Others
45946 | Kelansar Chc | Binocular Microscope | Model Not Available | 3000120252 | Functional | Cmho Supply
45947 | Kelansar Chc | Centrifuge Machine ( 4 Tube ) | Model not available | 3000120253 | Functional | Lafco India Scientific Industries
45948 | Sikrai Chc | Instrument Sterilizer | Model Not Available | 3000236814 | Functional | Others
45949 | Palwa Phc Alwar | Stethoscope | Model Not Available | 3000280236 | Functional | Others
45950 | Basana Phc Jaipur1 | Syringe Needle Destroyer | Microsil ND 120 | 11892009 | Functional | Others
45951 | Palwa Phc Alwar | SPHYGMOMANOMETER(BP APPRATUS) | MODEL NOT AVAILABLE | 3000280237 | Functional | Others
45952 | Paladi Kala Phc | SPHYGMOMANOMETER(BP APPRATUS) | MODEL NOT AVAILABLE | 2000036206 | Functional | Others
45953 | Paladi Kala Phc | SPHYGMOMANOMETER(BP APPRATUS) | MODEL NOT AVAILABLE | 2000028809 | Functional | Others
45954 | Jasraser Phc | Binocular Microscope | Model Not Available | 2000029441 | Functional | Quality Scientific And Mechanical Works Pvt Ltd
45955 | Nethrana Phc | Hemoglobin meter | Model Not Available | 3000043200 | Functional | Others
45956 | Chindhaliya Phc | Cautry Machine | Model Not Available | 2000028652 | Functional | Others
45957 | Chindhaliya Phc | Cautry Machine | Model Not Available | 2000028654 | Functional | Others
45958 | Bhare Wala Phc Jaisalmer | Syringe Needle Destroyer | Model not available | 3000120454 | Functional | Cmho Supply
45959 | Baramsar Phc | Hemoglobin meter | Model Not Available | 2000031601 | Functional | Others
45960 | S Mandi Phc | SPHYGMOMANOMETER(BP APPRATUS) | MODEL NOT AVAILABLE | 3000041936 | Functional | Others
45961 | Govt Hospital Sojat Sdh | Instrument Sterilizer | Model Not Available | 3000214719 | Functional | Others
45962 | S Mandi Phc | Syringe Needle Destroyer | Model not available | 3000041938 | Functional | Others
45963 | S Mandi Phc | Weighing Machine | MODEL NOT AVAILABLE | 3000041937 | Functional | Others
45964 | Sojatroad Chc | Hemoglobin meter | HB 301 | 1342813059 | Functional | Others
45965 | General Hospital Karauli Dh | Hydraulic Operation Table | MODEL NOT AVAILABLE | 3000138277 | Functional | Others
45966 | Tehla Chc | Slit Lamp | Model Not Available | 3000281189 | Functional | Others
45967 | Bari Satellite Hospital Dholpur | Radiant Heat Warmer | Model Not Available | RHW210A/0713/743 | Functional | Others
45968 | Jln Central Store Medical College | O.T. Light Single Dome | MODEL NOT AVAILABLE | 2000033385 | Functional | Others
45969 | Bari Satellite Hospital Dholpur | Syringe Needle Destroyer | Model not available | 3000242176 | Functional | Others
45970 | Dhanota Phc | Labour Table | Model Not Available | 2000022639 | Functional | Others
45971 | Jaipuria Hospital Dh | FOGGING MACHINE | MODEL NOT AVAILABLE | FMSSFN1121 | Functional | Others
45972 | General Hospital Karauli Dh | Cautry Machine | Model Not Available | 2711007010 | Functional | Others
45973 | Karooi Klaan Phc | Radiant Heat Warmer | Model Not Available | 3000125430 | Functional | Others
45974 | Karooi Klaan Phc | FOOT OPERATED SUCTION MACHINE | SU-101 | 11122 | Functional | Others
45975 | Dhanota Phc | Fetal Doppler | MODEL NOT AVAILABLE | 2000022638 | Functional | Others
45976 | Bagawas Phc | Ice lined refrigerator | MK-144 | 90405803 | Functional | Others
45977 | General Hospital Karauli Dh | Slit Lamp | APPASAMY | 30001382245 | Functional | Others
45978 | General Hospital Karauli Dh | Slit Lamp | APPASAMY | 3000138246 | Functional | Others
45979 | Arnetha Phc | Instrument Sterilizer | Model Not Available | 3000046176 | Functional | Others
45980 | Bari Satellite Hospital Dholpur | SPHYGMOMANOMETER(BP APPRATUS) | MODEL NOT AVAILABLE | 3000242178 | Functional | Others
45981 | Bagawas Phc | Centrifuge Machine ( 6 Tube ) | Model Not Available | 3000140760 | Functional | Others
45982 | Govt Hospital Sojat Sdh | Hydraulic Operation Table | MODEL NOT AVAILABLE | 3000214727 | Functional | Others
45983 | Karooi Klaan Phc | Baby Weighing Machine | Model Not Available | 3000125428 | Functional | Others
45984 | Karooi Klaan Phc | Spot Light ( Portable ) | Model Not Available | 3000125427 | Functional | Others
45985 | Taratara Math Phc | Centrifuge Machine ( 4 Tube ) | Model not available | 3000134223 | Functional | Others
45986 | Taratara Math Phc | Centrifuge Machine ( 4 Tube ) | Model not available | 3000134221 | Functional | Others
45987 | Jln Central Store Medical College | Defibrillator | MODEL NOT AVAILABLE | 0787ESNR | Functional | Others
45988 | Piplund Phc | Spot Light ( Portable ) | Model Not Available | 3000203139 | Functional | Others
45989 | B.D.K. Hospital Jhunjhunu Dh | 300mA X-Ray Machine | Model not available | 2000019192 | Functional | Others
45990 | Govt Hospital Sojat Sdh | Blood Bank Refrigerator | Model not available | 3000214807 | Non Functional Repairable | Others
45991 | Govt Hospital Sojat Sdh | Blood Bank Refrigerator | Model not available | 3000215808 | Non Functional Repairable | Others
45992 | Pinan Chc | Baby Weighing Machine | Model Not Available | 3000280033 | Functional | Others
45993 | Jaisindhear Station Phc | Syringe Needle Destroyer | Model not available | 3000214073 | Functional | Others
45994 | Girab Phc | SPHYGMOMANOMETER(BP APPRATUS) | MODEL NOT AVAILABLE | 3000214590 | Functional | Others
45995 | Girab Phc | SPHYGMOMANOMETER(BP APPRATUS) | MODEL NOT AVAILABLE | 3000214591 | Functional | Others
45996 | Jaisindhear Station Phc | Nebulizer | MODEL NOT AVAILABLE | 3000214074 | Functional | Others
45997 | Pinan Chc | 100mA X-Ray Machine | GME - GMHF-6 | 3000280034 | Functional | Others
45998 | Govt Hospital Sojat Sdh | Centrifuge Machine ( 4 Tube ) | Model not available | EILC-3473 | Functional | Others
45999 | B.D.K. Hospital Jhunjhunu Dh | Pulse Oxymeter | Model Not Available | 2000019012 | Functional | Others
46000 | Pinan Chc | SPHYGMOMANOMETER(BP APPRATUS) | MODEL NOT AVAILABLE | 3000280035 | Functional | Others
46001 | Garabdesar Phc Bikaner | FOOT OPERATED SUCTION MACHINE | SU-101 | 3000042247 | Functional | Others
46002 | Girab Phc | Monocular Microscope | Model not available | 3000214593 | Functional | Others
46003 | Dispensary Raigaron Ki Kothi Ghat Gate City | Glucometer | Easy Touch ET-101 | 24235 | Functional | Metro Traiding Corporation
46004 | Girab Phc | Centrifuge Machine ( 4 Tube ) | Model not available | 3000214595 | Functional | Others
46005 | Garabdesar Phc Bikaner | Radiant Heat Warmer | Zeal - RHW 2101A | 3000042248 | Functional | Others
46006 | Govt Hospital Sojat Sdh | Glucometer | Model not available | 3000214813 | Non Functional Repairable | Others
46007 | B.D.K. Hospital Jhunjhunu Dh | Weighing Machine | MODEL NOT AVAILABLE | 2000019070 | Functional | Others
46008 | B.D.K. Hospital Jhunjhunu Dh | Weighing Machine | MODEL NOT AVAILABLE | 2000019069 | Functional | Others
46009 | B.D.K. Hospital Jhunjhunu Dh | Weighing Machine | MODEL NOT AVAILABLE | 2000019068 | Functional | Others
46010 | Kherli Chc | Suction Machine | Model Not Available | 3000280868 | Functional | Others
46011 | Govt Hospital Sojat Sdh | VDRL Rotator (Rotor and Shaker) | Yorco - YSI 148 | 06I0725 | Functional | Others
46012 | Kherli Chc | O.T. Light Double Dome | MODEL NOT AVAILABLE | 3000280869 | Functional | Others
46013 | Dispensary Raigaron Ki Kothi Ghat Gate City | Syringe Needle Destroyer | Nulife - Dots | NBSDO724885 | Functional | Cmho Supply
46014 | Pander Chc | Hydraulic Operation Table | MODEL NOT AVAILABLE | 3000125937 | Functional | Others
46015 | Tb Hospital Jaipur | VDRL Rotator (Rotor and Shaker) | Model Not Available | 3000139334 | Functional | Others
46016 | Pander Chc | ECG Machine (Single Channel) | Model Not Available | 3000125939 | Functional | Others
46017 | Loonkaransar Chc | Syringe Needle Destroyer | Nulife - Dots | 3000045152 | Functional | Others
46018 | Pander Chc | SPHYGMOMANOMETER(BP APPRATUS) | MODEL NOT AVAILABLE | 3000125940 | Functional | Others
46019 | Pander Chc | SPHYGMOMANOMETER(BP APPRATUS) | MODEL NOT AVAILABLE | 3000125941 | Functional | Others
46020 | Pander Chc | SPHYGMOMANOMETER(BP APPRATUS) | MODEL NOT AVAILABLE | 3000125942 | Functional | Others
46021 | Pander Chc | SPHYGMOMANOMETER(BP APPRATUS) | MODEL NOT AVAILABLE | 3000125943 | Functional | Others
46022 | Loonkaransar Chc | Phototherepy Unit | MODEL NOT AVAILABLE | 3000045153 | Functional | Others
46023 | Pander Chc | Glucometer | Model not available | 3000125944 | Functional | Others
46024 | Nimbhahera Jatan Phc | Labour Table | Model Not Available | 3000125777 | Functional | Others
46025 | Chhotiberi Phc | Blood Bank Refrigerator | Model not available | 8810056 | Functional | Others
46026 | Chhotiberi Phc | Blood Bank Refrigerator | Model not available | 4962009 | Functional | Others
46027 | Chhotiberi Phc | Blood Bank Refrigerator | Model not available | 07a6737 | Functional | Others
46028 | Chhotiberi Phc | Blood Bank Refrigerator | Model not available | 3220 | Functional | Others
46029 | Chhotiberi Phc | Blood Bank Refrigerator | Model not available | 7066 | Functional | Others
46030 | Tb Hospital Jaipur | Multi-Para Monitor | Model not available | 3000139432 | Functional | Others
46031 | Loonkaransar Chc | SPHYGMOMANOMETER(BP APPRATUS) | MODEL NOT AVAILABLE | 3000045155 | Functional | Others
46032 | Nimbhahera Jatan Phc | Radiant Heat Warmer | Zeal - RHW 2101A | AHW2101A/10B/2179 | Functional | Others
46033 | Jhaag Phc Block Dudu | SPHYGMOMANOMETER(BP APPRATUS) | MODEL NOT AVAILABLE | 3000222711 | Functional | Others
46034 | Loonkaransar Chc | Labour Table | Model Not Available | 3000045158 | Functional | Others
46035 | Loonkaransar Chc | Radiant Heat Warmer | Zeal - RHW 2101A | 3000045159 | Functional | Others
46036 | Loonkaransar Chc | Radiant Heat Warmer | Meditrin - Heat Warmer | 3000045160 | Functional | Others
46037 | Setrawa Phc | Syringe Needle Destroyer | Microsil - ND350 | 7975 | Functional | Others
46038 | Tb Hospital Jaipur | Nebulizer | MODEL NOT AVAILABLE | 133026270 | Functional | Others
46039 | Loonkaransar Chc | Phototherepy Unit | Fenam, Bilitron Sky 5006 | 3000045161 | Functional | Others
46040 | Loonkaransar Chc | FOOT OPERATED SUCTION MACHINE | SU-101 | 3000045162 | Functional | Others
46041 | Ghasoli Phc Alwar | Stethoscope | Model Not Available | 3000281316 | Functional | Others
46042 | Tb Hospital Jaipur | Freezes | MODEL NOT AVAILABLE | 191PMV | Functional | Lg
46043 | 1 Lsm Phc Ganganagar | Hemoglobin meter | Model Not Available | 3000281317 | Functional | Others
46044 | Piplund Phc | Glucometer | Model not available | 2149340 | Functional | Others
46045 | Lunawa Phc | Baby Weighing Machine | Model Not Available | 2000028394 | Functional | Others
46046 | Lunawa Phc | Baby Weighing Machine | Model Not Available | 2000028395 | Functional | Others
46047 | Lunawa Phc | Baby Weighing Machine | Model Not Available | 2000028396 | Functional | Others
46048 | Lunawa Phc | Baby Weighing Machine | Model Not Available | 2000028399 | Functional | Others
46049 | Kadera Phc Jaipur | Instrument Sterilizer | Model Not Available | 3000230835 | Functional | Others
46050 | Behror Chc | Suction Machine | Model Not Available | 3000280967 | Functional | Others
46051 | Sakkargarh Phc | Syringe Needle Destroyer | Model not available | 3000209079 | Functional | Others
46052 | Tb Hospital Jaipur | Incubator | MODEL NOT AVAILABLE | 3000139431 | Functional | Others
46053 | Tb Hospital Jaipur | ESR Analyzer | VES - Matic Cube 80 | 328 | Functional | Others
46054 | Modunagar Phc | Glucometer | Model not available | 3000044407 | Functional | Others
46055 | Modunagar Phc | Syringe Needle Destroyer | Model not available | 3000044412 | Functional | Others
46056 | Bagri Nagar Chc | Weighing Machine | MODEL NOT AVAILABLE | 3000202396 | Functional | Others
46057 | Tb Hospital Jaipur | Ultra Sonography (USG) & Colour Dopler Machine | Model not available | A5533228 | Functional | Toshiba Medical Systems
46058 | Nagar Chc | Baby Weighing Machine | Model Not Available | 3000280113 | Functional | Others
46059 | Sikrai Chc | 100mA X-Ray Machine | Model not available | 130506219 | Functional | Others
46060 | Ghasoli Phc Alwar | SPHYGMOMANOMETER(BP APPRATUS-Digital) | Model Not Available | 3000281514 | Functional | Others
46061 | Sundrawari Phc | Autoclave | Model not available | 3000280131 | Functional | Others
46062 | Sundrawari Phc | Centrifuge Machine ( 4 Tube ) | Model not available | 3000280121 | Functional | Others
46063 | Sojatroad Chc | Spot Light ( Portable ) | Model Not Available | 3000214027 | Functional | Others
46064 | Sundrawari Phc | Syringe Needle Destroyer | Model not available | 3000280122 | Functional | Others
46065 | Benada Phc Jaipur-2 | Weighing Machine | MODEL NOT AVAILABLE | 3000230859 | Functional | Others
46066 | Benada Phc Jaipur-2 | SPHYGMOMANOMETER(BP APPRATUS) | MODEL NOT AVAILABLE | 3000230879 | Functional | Others
46067 | Behror Chc | Syringe Needle Destroyer | Model not available | 3000281695 | Functional | Others
46068 | Arnetha Phc | Ice lined refrigerator | Model Not Available | 3000046179 | Functional | Others
46069 | Taratara Math Phc | Freezes | MODEL NOT AVAILABLE | 3000134222 | Functional | Others
46070 | Arnetha Phc | SPHYGMOMANOMETER(BP APPRATUS) | MODEL NOT AVAILABLE | 3000046180 | Functional | Others
46071 | Tehla Chc | Suction Machine | Model Not Available | 30000281191 | Functional | Others
46072 | Bari Satellite Hospital Dholpur | Centrifuge Machine ( 8 Tube) | Model Not Available | AXCL-162 | Functional | Others
46073 | Sherpura Phc Hanumangarh | Hemoglobin meter | Model Not Available | 2000037947 | Functional | Others
46074 | Taratara Math Phc | Binocular Microscope | Model Not Available | 3000134220 | Functional | Others
46075 | Taratara Math Phc | Binocular Microscope | Model Not Available | 3000134219 | Functional | Others
46076 | Govt Hospital Sojat Sdh | SPHYGMOMANOMETER(BP APPRATUS) | MODEL NOT AVAILABLE | 3000214729 | Functional | Bhasin Sons Private Limited
46077 | Khedarpur Phc | Weighing Machine | Victoria DX | 3000280158 | Functional | Others
46078 | General Hospital Karauli Dh | SPHYGMOMANOMETER(BP APPRATUS) | MODEL NOT AVAILABLE | 98134418 | Functional | Others
46079 | Potla Chc | Incubator | MODEL NOT AVAILABLE | 3000262170 | Functional | Others
46080 | Tehla Chc | Weighing Machine | MODEL NOT AVAILABLE | 3000281192 | Functional | Others
46081 | Narayanpur Chc | Instrument Sterilizer | Model Not Available | 2012111223 | Functional | Cmho Supply
46082 | Potla Chc | Hemoglobin meter | Model Not Available | 3000262174 | Functional | Others
46083 | Taratara Math Phc | Baby Weighing Machine | Model Not Available | 3000134215 | Functional | Others
46084 | Taratara Math Phc | Baby Weighing Machine | Model Not Available | 3000134212 | Functional | Others
46085 | Govt Hospital Sojat Sdh | Pulse Oxymeter | Comet - P (L and T) | 3000214731 | Functional | Others
46086 | Potla Chc | Syringe Needle Destroyer | Microsil ND 20 | 3000262175 | Functional | Others
46087 | General Hospital Karauli Dh | Syringe Needle Destroyer | Model not available | 1008722 | Functional | Others
46088 | Govt Hospital Sojat Sdh | Hydraulic Operation Table | MODEL NOT AVAILABLE | 3000214732 | Functional | Others
46089 | General Hospital Karauli Dh | SPHYGMOMANOMETER(BP APPRATUS) | MODEL NOT AVAILABLE | 7332877-06 | Functional | Bhaseen Health Products Pvt Ltd
46090 | Potla Chc | Syringe Needle Destroyer | Model not available | 3000262178 | Functional | Others
46091 | Narayanpur Chc | Radiant Heat Warmer | Tiana | 2000021543 | Functional | Others
46092 | Narayanpur Chc | Radiant Heat Warmer | Tiana | 20000215547 | Functional | Others
46093 | Potla Chc | FOOT OPERATED SUCTION MACHINE | MODEL NOT AVAILABLE | 3000262181 | Functional | Others
46094 | General Hospital Karauli Dh | Suction Machine | EURUVAC Elite | OGEL0396 | Functional | Others
46095 | Kutina Phc | Binocular Microscope | Model Not Available | 3000284205 | Functional | Others
46096 | Benada Phc Jaipur-2 | Weighing Machine | MODEL NOT AVAILABLE | 3000230858 | Functional | Others
46097 | Behror Chc | SPHYGMOMANOMETER(BP APPRATUS) | MODEL NOT AVAILABLE | 3000280979 | Functional | Others
46098 | Dispensary Raj Bhawan City | Syringe Needle Destroyer | Microsil - ND350 | 7212 | Functional | Others
46099 | General Hospital Karauli Dh | Radiant Heat Warmer | Meditrin - Heat Warmer | NRHM/WMII/1010 | Functional | Meditrin Instruments
46100 | Dispensary Raj Bhawan City | Nebulizer | MODEL NOT AVAILABLE | 2000024507 | Functional | Others
46101 | Dispensary Raj Bhawan City | SPHYGMOMANOMETER(BP APPRATUS) | MODEL NOT AVAILABLE | 2000024509 | Functional | Others
46102 | General Hospital Karauli Dh | Dental Chair Unit | Model Not Available | 300138280 | Non Functional Not Repairable | Others
46103 | Behror Chc | Syringe Needle Destroyer | Model not available | 3000281694 | Functional | Others
46104 | Govt Hospital Sojat Sdh | Suction Machine | Model Not Available | 3000214726 | Functional | Atlas Surgical Company
46105 | Arnetha Phc | Baby Weighing Machine | Model Not Available | 3000046174 | Functional | Others
46106 | Bari Satellite Hospital Dholpur | Fetal Doppler | MODEL NOT AVAILABLE | 3000242177 | Functional | Others
46107 | Dhanota Phc | Ice lined refrigerator | MK - 142 | 25018617 | Functional | Others
46108 | Khedarpur Phc | Stethoscope | Model Not Available | 3000280157 | Functional | Others
46109 | Taratara Math Phc | Glucometer | Model not available | 3000134218 | Functional | Others
46110 | Taratara Math Phc | Glucometer | Model not available | 3000134217 | Functional | Others
46111 | Arnetha Phc | Blood Bank Refrigerator | Model not available | 3000046182 | Functional | Others
46112 | Potla Chc | Syringe Needle Destroyer | Nulife - Dots | 3000262166 | Functional | Others
46113 | Bagawas Phc | Monocular Microscope | Model not available | 3000140762 | Functional | Others
46114 | Taratara Math Phc | Suction Machine | Model Not Available | 3000134516 | Functional | Others
46115 | Narayanpur Chc | Blood Bank Refrigerator | Model not available | 3000281196 | Functional | Cmho Supply
46116 | Bari Satellite Hospital Dholpur | Semi Automated Chemistry Analyzer | Model not Available | 3000242181 | Functional | Others
46117 | Potla Chc | Binocular Microscope | Model Not Available | 3000262172 | Functional | Others
46118 | Bagawas Phc | Centrifuge Machine ( 8 Tube) | Model Not Available | 3000140765 | Functional | Others
46119 | Taratara Math Phc | Instrument Sterilizer | Model Not Available | 3000134214 | Functional | Others
46120 | Potla Chc | Baby Weighing Machine | Model Not Available | 3000262180 | Functional | Others
46121 | Taratara Math Phc | Syringe Needle Destroyer | Model not available | 3000134213 | Functional | Others
46122 | Rohat Chc | Binocular Microscope | MLW Lab | 3000214176 | Functional | Others
46123 | Loonkaransar Chc | Syringe Needle Destroyer | Microsil ND-60 | 3000045164 | Functional | Others
46124 | Loonkaransar Chc | Syringe Needle Destroyer | Microsil ND-60 | 3000045165 | Functional | Others
46125 | Jaipuria Hospital Dh | Ventilator | VersaMed iVent 201 | 1v19580 | Functional | Wipro G E Healthcare Pvt Ltd
46126 | Tb Hospital Jaipur | Suction Machine | Model Not Available | 3000139392 | Functional | Anand Medicaids Pvt Ltd
46127 | Khajuwala Chc | Sahlis HB Meter | Model not available | 3000042418 | Functional | Others
46128 | Khajuwala Chc | Sahlis HB Meter | Model not available | 3000042419 | Functional | Others
46129 | Loonkaransar Chc | SPHYGMOMANOMETER(BP APPRATUS) | MODEL NOT AVAILABLE | 3000045166 | Functional | Others
46130 | Dayalpura Phc | Centrifuge Machine ( 12 Tube ) | Model Not Available | 484 | Functional | Others
46131 | Dayalpura Phc | Centrifuge Machine ( 12 Tube ) | Model Not Available | 8409 | Functional | Others
46132 | Dayalpura Phc | Centrifuge Machine ( 12 Tube ) | Model Not Available | 134306 | Functional | Others
46133 | Dayalpura Phc | Centrifuge Machine ( 12 Tube ) | Model Not Available | 3447 | Functional | Others
46134 | Rohat Chc | Blood Cell Counter - 3 part | Horiba - ABX Micros ES 60 | 904ESOHO5519 | Functional | Others
46135 | Khajuwala Chc | Syringe Needle Destroyer | Microsil ND-60 | 800-35 | Functional | Others
46136 | Khajuwala Chc | Syringe Needle Destroyer | Microsil ND-60 | 800-47 | Functional | Others
46137 | Loonkaransar Chc | Weighing Machine | MODEL NOT AVAILABLE | 3000045167 | Functional | Others
46138 | Loonkaransar Chc | Spot Light ( Portable ) | Model Not Available | 3000045168 | Functional | Others
46139 | Rohat Chc | Centrifuge Machine ( 8 Tube) | Model Not Available | 3000214173 | Functional | Others
46140 | Tb Hospital Jaipur | Syringe Needle Destroyer | Model not available | 3000139394 | Functional | Others
46141 | Jaipuria Hospital Dh | Multi-Para Monitor | Schiller - Truscope Classic | M014E004263 | Functional | Schiller Healthcare India Pvt Ltd
46142 | Jaipuria Hospital Dh | Multi-Para Monitor | Schiller - Truscope Classic | M014E004258 | Functional | Schiller Healthcare India Pvt Ltd
46143 | Jaipuria Hospital Dh | Multi-Para Monitor | Schiller - Truscope Classic | M014E004256 | Functional | Schiller Healthcare India Pvt Ltd
46144 | Nimbhahera Jatan Phc | SPHYGMOMANOMETER(BP APPRATUS) | MODEL NOT AVAILABLE | 2860351-10 | Functional | Nova Biomedical
46145 | Thaakriawas Phc | Sahlis HB Meter | Model not available | 02220na | Functional | Others
46146 | Thaakriawas Phc | Sahlis HB Meter | Model not available | dis060 | Functional | Others
46147 | Thaakriawas Phc | Sahlis HB Meter | Model not available | 6077nax | Functional | Others
46148 | Thaakriawas Phc | Sahlis HB Meter | Model not available | 0197mna | Functional | Others
46149 | Nagar Chc | Ice lined refrigerator | HBD-116 | 3000284270 | Functional | Others
46150 | Jodi Phc | Binocular Microscope | PZB 22 | 54583 | Functional | Others
46151 | Jodi Phc | Binocular Microscope | PZB 22 | 3000053736 | Functional | Others
46152 | Jodi Phc | Binocular Microscope | PZB 22 | 3000053737 | Functional | Others
46153 | Maid Phc | ESR Stand | Model not available | 2000022560 | Functional | Others
46154 | Kathumar Chc | Ice lined refrigerator | HBC-70 | 3000280069 | Functional | Haier Appliances India Pvt
46155 | Deva Phc | Syringe Needle Destroyer | Microsil - ND350 | 8127 | Functional | Cmho Supply
46156 | Daoudsar Phc | Ice lined refrigerator | HBC-70 | 3000121001 | Functional | Others
46157 | Tantwas Phc | SPHYGMOMANOMETER(BP APPRATUS) | MODEL NOT AVAILABLE | 2000030607 | Functional | Others
46158 | Tantwas Phc | SPHYGMOMANOMETER(BP APPRATUS) | MODEL NOT AVAILABLE | 2000030619 | Functional | Others
46159 | Bhirani Phc | Blood Bank Refrigerator | Model not available | 3000043176 | Functional | Others
46160 | Hindon Sdh | SPHYGMOMANOMETER(BP APPRATUS) | Pagoda | 3000138336 | Functional | Others
46161 | Tb Hospital Jaipur | Fiberoptic Laryngoscope | Model Not Available | 3000139378 | Functional | Unique Power Technologies
46162 | Binasar Phc | Glucometer | Model not available | 3000053883 | Functional | Others
46163 | Khetolai Phc Jaisalmer | SPHYGMOMANOMETER(BP APPRATUS) | MODEL NOT AVAILABLE | 3000056363 | Functional | Others
46164 | Chittora Phc | Nebulizer | MODEL NOT AVAILABLE | 3000242129 | Functional | Others
46165 | Daoudsar Phc | Syringe Needle Destroyer | Model not available | 3000121006 | Functional | Others
46166 | Daoudsar Phc | Syringe Needle Destroyer | Model not available | 3000121009 | Functional | Others
46167 | Dugoli Phc | Baby Weighing Machine | Model Not Available | 2000036656 | Functional | Others
46168 | Dadrewa Phc | Centrifuge Machine ( 4 Tube ) | Model not available | 3000053349 | Functional | Anand Medicaids Pvt Ltd
46169 | Khetolai Phc Jaisalmer | Nebulizer | NE-C28 | 3000056367 | Functional | Others
46170 | Dadrewa Phc | Radiant Heat Warmer | Model Not Available | 3000053355 | Functional | Anand Medicaids Pvt Ltd
46171 | Kotwad Tal Phc | Autoclave | Model not available | 3000053931 | Functional | Others
46172 | Ganguwala Phc | SPHYGMOMANOMETER(BP APPRATUS) | MODEL NOT AVAILABLE | 3000046075 | Functional | Others
46173 | Ganguwala Phc | SPHYGMOMANOMETER(BP APPRATUS) | MODEL NOT AVAILABLE | 3000046077 | Functional | Others
46174 | Mahadevpura Phc Jaipur-2 | Baby Weighing Machine | Model Not Available | 3000230883 | Functional | Others
46175 | General Hospital Karauli Dh | Suction Machine | EURUVAC Elite | OGEL0394 | Functional | Others
46176 | General Hospital Karauli Dh | Suction Machine | EURUVAC Elite | 31711048 | Functional | Others
46177 | Narayanpur Chc | FOGGING MACHINE | MODEL NOT AVAILABLE | 1159 | Functional | Cmho Supply
46178 | Pahadi Chc | Ice lined refrigerator | HBD-116 | 20032005258 | Functional | Others
46179 | Govt Hospital Sojat Sdh | Freezes | MODEL NOT AVAILABLE | 3000214737 | Functional | Others
46180 | Dhanota Phc | Incubator | MODEL NOT AVAILABLE | 2198 | Functional | Others
46181 | Pahadi Chc | 100mA X-Ray Machine | Model not available | 130806413-XMF | Functional | Others
46182 | Bagawas Phc | Baby Weighing Machine | Model Not Available | 3000140768 | Functional | Others
46183 | Tehla Chc | Syringe Needle Destroyer | Microsil - ND350 | 3000281193 | Functional | Others
46184 | General Hospital Karauli Dh | SPHYGMOMANOMETER(BP APPRATUS) | MODEL NOT AVAILABLE | 98134435 | Functional | Others
46185 | Undu Phc | Nebulizer | MODEL NOT AVAILABLE | 3000214561 | Functional | Others
46186 | Pahadi Chc | Fetal Doppler | MODEL NOT AVAILABLE | 3000236780 | Functional | Others
46187 | Pahadi Chc | O.T. Light Single Dome | MODEL NOT AVAILABLE | 3000236781 | Functional | Others
46188 | Shahbad Phc Alwar | SPHYGMOMANOMETER(BP APPRATUS) | MODEL NOT AVAILABLE | 61387 | Functional | Others
46189 | Govt Hospital Sojat Sdh | FOGGING MACHINE | MODEL NOT AVAILABLE | 3000214740 | Functional | Others
46190 | Jaipuria Hospital Dh | Pulse Oxymeter | Model Not Available | 3 | Functional | Others
46191 | Undu Phc | Weighing Machine | MODEL NOT AVAILABLE | 3000214565 | Functional | Others
46192 | Undu Phc | Weighing Machine | MODEL NOT AVAILABLE | 3000214577 | Functional | Others
46193 | Pahadi Chc | Suction Machine | Model Not Available | 10349 | Functional | Others
46194 | Dhanota Phc | Blood Cell Counter - 3 part | Model not available | 2000022664 | Functional | Others
46195 | Narayanpur Chc | Hemoglobin meter | Model Not Available | 3000281265 | Functional | Others
46196 | Chandras Phc | Labour Table | Model Not Available | 3000125823 | Functional | Others
46197 | Tehla Chc | Hemoglobin meter | Model Not Available | 1843813117 | Functional | Others
46198 | Undu Phc | Centrifuge Machine ( 6 Tube ) | Model Not Available | 3000124567 | Functional | Others
46199 | Dhanota Phc | Centrifuge Machine ( 8 Tube) | Model Not Available | 2000022650 | Functional | Others
46200 | Jaipuria Hospital Dh | Pulse Oxymeter | Model Not Available | 2000025199 | Functional | Clarity Medical Pvt Ltd
46201 | Bari Satellite Hospital Dholpur | Hemoglobin meter | Model Not Available | 3000242185 | Functional | Others
46202 | Bagawas Phc | Glucometer | Model not available | 3000140767 | Functional | Others
46203 | General Hospital Karauli Dh | Nebulizer | Nuneb Pro | PCB102165 | Functional | Mrk Healthcare Pvt Ltd Delhi
46204 | Chandras Phc | Syringe Needle Destroyer | Microsil ND 20 | 3000125824 | Functional | Others
46205 | B.D.K. Hospital Jhunjhunu Dh | SPHYGMOMANOMETER(BP APPRATUS) | MODEL NOT AVAILABLE | 2000019037 | Functional | Others
46206 | B.D.K. Hospital Jhunjhunu Dh | SPHYGMOMANOMETER(BP APPRATUS) | MODEL NOT AVAILABLE | 2000019039 | Functional | Others
46207 | Gunga Phc | SPHYGMOMANOMETER(BP APPRATUS) | MODEL NOT AVAILABLE | 3000214506 | Functional | Others
46208 | Govt Hospital Sojat Sdh | Binocular Microscope | Model Not Available | 130560407 | Functional | Others
46209 | Kherli Chc | Radiant Heat Warmer | Model Not Available | 300280870 | Functional | Others
46210 | Gunga Phc | Binocular Microscope | Model Not Available | 3000214507 | Functional | Others
46211 | B.D.K. Hospital Jhunjhunu Dh | Centrifuge Machine ( 6 Tube ) | Model Not Available | 2000019036 | Functional | Others
46212 | Gunga Phc | Centrifuge Machine ( 8 Tube) | Model Not Available | 3000214508 | Functional | Others
46213 | Govt Hospital Sojat Sdh | Tube Sealer for Blood bags | JOVE JA TS 55 | RFK-13120-352 | Functional | Pawar Electro Systems Pvt Ltd
46214 | Govt Hospital Sojat Sdh | Tube Sealer for Blood bags | JOVE JA TS 55 | RFK-140704-28 | Functional | Pawar Electro Systems Pvt Ltd
46215 | Govt Hospital Sojat Sdh | ELISA Reader | Model not available | 451527009E | Functional | Rayto Life And Analytical Sciences Co Ltd
46216 | B.D.K. Hospital Jhunjhunu Dh | Blood Gas Analyzer (ABG Machine) | Model not available | 2000019038 | Functional | Others
46217 | Kherli Chc | Phototherepy Unit | MODEL NOT AVAILABLE | 3000280872 | Functional | Others
46218 | B.D.K. Hospital Jhunjhunu Dh | ECG Machine (Single Channel) | Model Not Available | 2000019040 | Functional | Others
46219 | Gunga Phc | Baby Weighing Machine | Model Not Available | 3000124925 | Functional | Others
46220 | Gunga Phc | Baby Weighing Machine | Model Not Available | 3000124927 | Functional | Others
46221 | Govt Hospital Sojat Sdh | Binocular Microscope | Model Not Available | 55620 | Non Functional Repairable | Others
46222 | Kherli Chc | Phototherepy Unit | MODEL NOT AVAILABLE | 3000280873 | Functional | Others
46223 | Jaipuria Hospital Dh | Blood Bank Refrigerator | REMI - BR 70 | BDI3495 | Non Functional Not Repairable | Remi Electrotechnik Ltd
46224 | Jaipuria Hospital Dh | Blood Bank Refrigerator | REMI - BR 70 | BDI3496 | Functional | Remi Electrotechnik Ltd
46225 | Jaipuria Hospital Dh | Blood Bank Refrigerator | REMI - BR 70 | ZBBR04927 | Functional | Remi Electrotechnik Ltd
46226 | Jaipuria Hospital Dh | Blood Bank Refrigerator | REMI - BR 70 | BDI3577 | Functional | Remi Electrotechnik Ltd
46227 | Somasi Phc | Ice lined refrigerator | MK-144 | 3000053793 | Functional | Others
46228 | Somasi Phc | Freezes | MODEL NOT AVAILABLE | 3000053794 | Functional | Others
46229 | Hakamabad Phc | Freezes | MODEL NOT AVAILABLE | 3000048551 | Functional | Ambica Surgicare
46230 | Hakamabad Phc | Freezes | MODEL NOT AVAILABLE | 30000485554 | Functional | Ambica Surgicare
46231 | Hakamabad Phc | Freezes | MODEL NOT AVAILABLE | 3000048552 | Functional | Anand Medicaids Pvt Ltd
46232 | Rohat Chc | Hemoglobin meter | HB 301 | 1342813041 | Functional | Others
46233 | Hakamabad Phc | Ice lined refrigerator | Model Not Available | 3000048553 | Functional | Others
46234 | Nimbhahera Jatan Phc | Binocular Microscope | AMT 5A | 3000125782 | Functional | Others
46235 | Somasi Phc | Syringe Needle Destroyer | Model not available | 3000053795 | Functional | Others
46236 | Somasi Phc | Syringe Needle Destroyer | Model not available | 3000053800 | Functional | Others
46237 | Somasi Phc | Syringe Needle Destroyer | Model not available | 3000053803 | Functional | Others
46238 | Somasi Phc | Syringe Needle Destroyer | Model not available | 3000053805 | Functional | Others
46239 | Somasi Phc | Syringe Needle Destroyer | Model not available | 3000053806 | Functional | Others
46240 | Somasi Phc | Syringe Needle Destroyer | Model not available | 3000053807 | Functional | Others
46241 | Somasi Phc | Syringe Needle Destroyer | Model not available | 3000053808 | Functional | Others
46242 | Somasi Phc | Syringe Needle Destroyer | Model not available | 3000053810 | Functional | Others
46243 | Somasi Phc | Syringe Needle Destroyer | Model not available | 3000053817 | Functional | Others
46244 | Somasi Phc | Syringe Needle Destroyer | Model not available | 3000053818 | Functional | Others
46245 | Ranigaon Phc | FOOT OPERATED SUCTION MACHINE | MODEL NOT AVAILABLE | 2000028548 | Functional | Others
46246 | Ranigaon Phc | FOOT OPERATED SUCTION MACHINE | MODEL NOT AVAILABLE | 2000028545 | Functional | Others
46247 | Ranigaon Phc | FOOT OPERATED SUCTION MACHINE | MODEL NOT AVAILABLE | 2000028539 | Functional | Others
46248 | Ranigaon Phc | FOOT OPERATED SUCTION MACHINE | MODEL NOT AVAILABLE | 2000028540 | Functional | Others
46249 | Ranigaon Phc | FOOT OPERATED SUCTION MACHINE | MODEL NOT AVAILABLE | 2000028552 | Functional | Others
46250 | Hakamabad Phc | Centrifuge Machine ( 4 Tube ) | Model not available | 3000048555 | Functional | Others
46251 | Rohat Chc | Freezes | MODEL NOT AVAILABLE | 801NLPQ000064 | Functional | Others
46252 | Nimbhahera Jatan Phc | Sahlis HB Meter | Model not available | 3000125784 | Functional | Others
46253 | Hakamabad Phc | Binocular Microscope | Model Not Available | 3000048557 | Functional | Anand Medicaids Pvt Ltd
46254 | Kutina Phc | Instrument Sterilizer | Model Not Available | 3000284204 | Functional | Others
46255 | Behror Chc | Instrument Sterilizer | Model Not Available | 3000280953 | Functional | Cmho Supply
46256 | Bhindusi Phc | Stethoscope | Model Not Available | 3000281522 | Functional | Others
46257 | Sundrawari Phc | Glucometer | Model not available | 18AA7244 | Functional | Others
46258 | Mundiya Phc | Centrifuge Machine ( 4 Tube ) | Model not available | 3000280133 | Functional | Others
46259 | Dispensary Raj Bhawan City | Ice lined refrigerator | MK-144 | 90405623 | Functional | Others
46260 | Bari Satellite Hospital Dholpur | Radiant Heat Warmer | Model Not Available | 3000242161 | Functional | Others
46261 | Bari Satellite Hospital Dholpur | Radiant Heat Warmer | Model Not Available | 3000242162 | Functional | Others
46262 | Bari Satellite Hospital Dholpur | Radiant Heat Warmer | Model Not Available | 3000242163 | Functional | Others
46263 | Bari Satellite Hospital Dholpur | Radiant Heat Warmer | Model Not Available | 3000242164 | Functional | Others
46264 | Bari Satellite Hospital Dholpur | Radiant Heat Warmer | Model Not Available | 3000242165 | Functional | Others
46265 | Bari Satellite Hospital Dholpur | Radiant Heat Warmer | Model Not Available | 3000242167 | Functional | Others
46266 | Kutina Phc | Ice lined refrigerator | HBD-116 | 3000284215 | Functional | Others
46267 | Nonera Phc | Centrifuge Machine ( 4 Tube ) | Model not available | 3000236852 | Functional | Others
46268 | Luniyawas Phc | Baby Weighing Machine | Model Not Available | 3000140739 | Functional | Others
46269 | Rabadka Phc Alwar | Weighing Machine | MODEL NOT AVAILABLE | 3000281766 | Functional | Others
46270 | Luniyawas Phc | Weighing Machine | MODEL NOT AVAILABLE | 3000140740 | Functional | Others
46271 | Sojatroad Chc | Semi Automated Chemistry Analyzer | Micro Lab - RX 50V | 1211145 | Functional | Others
46272 | Govt Hospital Sojat Sdh | SPHYGMOMANOMETER(BP APPRATUS) | MODEL NOT AVAILABLE | 3000214717 | Functional | Others
46273 | Luniyawas Phc | SPHYGMOMANOMETER(BP APPRATUS) | MODEL NOT AVAILABLE | 281549 | Functional | Others
46274 | General Hospital Karauli Dh | Syringe Needle Destroyer | Microsil - ND350 | 9153 | Functional | Others
46275 | Sojatroad Chc | Binocular Microscope | AMT 5A | 3000214953 | Functional | Others
46276 | Bari Satellite Hospital Dholpur | Instrument Sterilizer | Model Not Available | 3000242173 | Functional | Others
46277 | Govt Hospital Sojat Sdh | O.T. Light Single Dome | MODEL NOT AVAILABLE | 3000214720 | Functional | Others
46278 | Gopalgarh Phc | Glucometer | Model not available | 41161247000087 | Functional | Others
46279 | Bari Satellite Hospital Dholpur | Baby Weighing Machine | Model Not Available | 3000242174 | Functional | Others
46280 | Gopalgarh Phc | Ice lined refrigerator | MK - 142 | 25100087 | Functional | Others
46281 | Narayanpur Chc | Blood Cell Counter - 3 part | Model not available | 2000021523 | Functional | Others
46282 | Undu Phc | Glucometer | Model not available | 1356 | Functional | Others
46283 | Undu Phc | Glucometer | Model not available | 11608 | Functional | Others
46284 | Tehla Chc | Monocular Microscope | Monocular - M L W | 13613 | Functional | Others
46285 | Dhanota Phc | Micropipettes | MODEL NOT AVAILABLE | 2000022652 | Functional | Others
46286 | Narayanpur Chc | Fetal Doppler | MODEL NOT AVAILABLE | 30001280285 | Functional | Others
46287 | Baskrapalnagar Phc | Sahlis HB Meter | Model not available | 10450903 | Functional | Others
46288 | Bagawas Phc | Instrument Sterilizer | Model Not Available | 3000140775 | Functional | Others
46289 | Shahbad Phc Alwar | SPHYGMOMANOMETER(BP APPRATUS) | MODEL NOT AVAILABLE | 281501 | Functional | Others
46290 | Bagawas Phc | SPHYGMOMANOMETER(BP APPRATUS) | MODEL NOT AVAILABLE | 57817 | Functional | Others
46291 | Undu Phc | Syringe Needle Destroyer | Model not available | 3000214572 | Functional | Others
46292 | Tehla Chc | Monocular Microscope | Model not available | 950663 | Functional | Others
46293 | Chandras Phc | Baby Weighing Machine | Model Not Available | 3000125821 | Functional | Others
46294 | Bagawas Phc | Nebulizer | NE-C28 | 49272 | Functional | Others
46295 | Rajpurbara Phc | Ice lined refrigerator | MF - 144 | 20013900737 | Functional | Vestfrost Solutions
46296 | Jaipuria Hospital Dh | Ventilator | Model Not Available | TC140254 | Functional | Premier Medical Systems And Devices Pvt Ltd
46297 | Baskrapalnagar Phc | Glucometer | Model not available | 3000281753 | Functional | Others
46298 | Undu Phc | Radiant Heat Warmer | Zeal - RHW 2101A | 1444 | Functional | Others
46299 | Undu Phc | Spot Light ( Portable ) | Model Not Available | 3000214574 | Functional | Others
46300 | Rajpurbara Phc | Ice lined refrigerator | HBC-70 | be07f4E0N00B2ASM0005 | Functional | Vestfrost Solutions
46301 | Tehla Chc | FOGGING MACHINE | MODEL NOT AVAILABLE | 1169 | Functional | Others
46302 | Eyara Phc Churu | Syringe Needle Destroyer | Model not available | 3000129280 | Functional | Others
46303 | Bishniya Phc | Glucometer | Model not available | 3000125552 | Functional | Others
46304 | Bagawas Phc | SPHYGMOMANOMETER(BP APPRATUS) | MODEL NOT AVAILABLE | 98134518 | Functional | Others
46305 | Aupni Phc | Baby Weighing Machine | SUVARANA | 3000042177 | Functional | Others
46306 | Eyara Phc Churu | Baby Weighing Machine | Model Not Available | 3000129281 | Functional | Others
46307 | Eyara Phc Churu | Baby Weighing Machine | Model Not Available | 3000129282 | Functional | Others
46308 | Narayanpur Chc | Baby Weighing Machine | Model Not Available | 2000021541 | Functional | Others
46309 | Narayanpur Chc | Baby Weighing Machine | Model Not Available | 2000021540 | Functional | Others
46310 | City Dispensary Shopping Center | SPHYGMOMANOMETER(BP APPRATUS) | MODEL NOT AVAILABLE | 3000130140 | Functional | Others
46311 | Rajgarh Chc Churu | ELECTRIC OT TABLE | MODEL NOT AVAILABLE | 3000053565 | Functional | Others
46312 | Govt Hospital Sojat Sdh | Glucometer | Model not available | 3000214830 | Functional | Others
46313 | Rajgarh Chc Churu | Dental Chair Unit | Model Not Available | 3000053549 | Functional | Others
46314 | Kanasar Phc Barmer | Radiant Heat Warmer | Zeal - RHW 2101A | 3000214549 | Functional | Others
46315 | Raipur Chc | Binocular Microscope | Model Not Available | 3000262118 | Functional | Others
46316 | Kanasar Phc Barmer | Suction Machine | Model Not Available | 10423 | Functional | Others
46317 | Jaipuria Hospital Dh | X-Ray Viewer Box | Model Not Available | 2000025038 | Functional | Unique Power Technologies
46318 | Khodreb Phc | Blood Bank Refrigerator | Model not available | 3000281815 | Functional | Others
46319 | Rajpurbara Phc | Spot Light ( Portable ) | Model Not Available | 3000281401 | Functional | Others
46320 | Sewa Phc Jaipur2 | SPHYGMOMANOMETER(BP APPRATUS) | MODEL NOT AVAILABLE | 3000222632 | Functional | Others
46321 | Raipur Chc | Centrifuge Machine ( 8 Tube) | Model Not Available | 3000262121 | Functional | Others
46322 | Kanasar Phc Barmer | Binocular Microscope | Model Not Available | 58161 | Functional | Others
46323 | Jaipuria Hospital Dh | Suction Machine | Model Not Available | C-124-006 | Functional | Anand Medicaids Pvt Ltd
46324 | Sewa Phc Jaipur2 | Baby Weighing Machine | Model Not Available | 3000222634 | Functional | Others
46325 | Govt Hospital Sojat Sdh | Defibrillator with Cardiac Monitor | Model Not Available | 0301E | Functional | Others
46326 | Govt Hospital Sojat Sdh | Defibrillator with Cardiac Monitor | Model Not Available | 0251ES | Functional | Others
46327 | Kanasar Phc Barmer | FOGGING MACHINE | MODEL NOT AVAILABLE | 3000214557 | Functional | Others
46328 | Tehla Chc | Syringe Needle Destroyer | Microsil - ND350 | 8623 | Functional | Others
46329 | Baskrapalnagar Phc | Syringe Needle Destroyer | Model not available | NBSD0715840 | Functional | Others
46330 | Baskrapalnagar Phc | Ice lined refrigerator | MK - 142 | 44713145 | Functional | Others
46331 | Pugal Phc | Binocular Microscope | Labomed - Vision 2000 | 2000035260 | Functional | Others
46332 | Gangori Hospital | Cautry Machine | Model Not Available | 3000139687 | Functional | Others
46333 | Rohat Chc | Syringe Needle Destroyer | Model not available | NBSD0713878 | Functional | Others
46334 | Hakamabad Phc | Radiant Heat Warmer | Model Not Available | 300048542 | Functional | Anand Medicaids Pvt Ltd
46335 | Hakamabad Phc | Hydraulic Operation Table | MODEL NOT AVAILABLE | 3000048543 | Functional | Anand Medicaids Pvt Ltd
46336 | Kolayat Chc | Autoclave | Model not available | 2558 | Functional | Others
46337 | Bishala Chc Substore | ECG Machine (Six Channel ) | Model Not Available | C613244 | Functional | Others
46338 | Rohat Chc | Nebulizer | MODEL NOT AVAILABLE | 631308 | Functional | Others
46339 | Sangria Chc | Blood Bank Refrigerator | Model not available | 3000043127 | Functional | Others
46340 | Lakhahakam Phc | Baby Weighing Machine | Model Not Available | 3000041007 | Functional | Others
46341 | Lakhahakam Phc | Baby Weighing Machine | Model Not Available | 3000041009 | Functional | Others
46342 | Lakhahakam Phc | Baby Weighing Machine | Model Not Available | 3000041013 | Functional | Others
46343 | Jaipuria Hospital Dh | 300mA X-Ray Machine | GME - GMHF-32 | SR2K0314XRHA98 | Functional | General Medical Equipment
46344 | Tb Hospital Jaipur | Suction Machine | Surgivac | 3000139398 | Functional | Anand Medicaids Pvt Ltd
46345 | Meethri Chc | Centrifuge Machine ( 12 Tube ) | Model Not Available | 2000036788 | Functional | Others
46346 | Meethri Chc | Centrifuge Machine ( 12 Tube ) | Model Not Available | 2000036789 | Functional | Others
46347 | Meethri Chc | Centrifuge Machine ( 12 Tube ) | Model Not Available | 2000036791 | Functional | Others
46348 | Meethri Chc | Centrifuge Machine ( 12 Tube ) | Model Not Available | 2000036797 | Functional | Others
46349 | Padampur Chc | Colorimeter | MODEL NOT AVAILABLE | 3000041215 | Not in use | Others
46350 | Hakamabad Phc | Suction Machine | Model Not Available | 3000048545 | Functional | Anand Medicaids Pvt Ltd
46351 | Kolayat Chc | Blood Bank Refrigerator | Model not available | 3000042338 | Functional | Others
46352 | Kolayat Chc | Blood Bank Refrigerator | Model not available | 3000042325 | Functional | Others
46353 | Kolayat Chc | Blood Bank Refrigerator | Model not available | 3000042337 | Functional | Others
46354 | Kolayat Chc | Blood Bank Refrigerator | Model not available | 3000042336 | Functional | Others
46355 | Kolayat Chc | Blood Bank Refrigerator | Model not available | 3000042321 | Functional | Others
46356 | Kolayat Chc | Blood Bank Refrigerator | Model not available | 2000035225 | Functional | Others
46357 | Lakhahakam Phc | FOGGING MACHINE | MODEL NOT AVAILABLE | 3000041022 | Functional | Others
46358 | Sangria Chc | Hemoglobin meter | Model Not Available | 3000043121 | Functional | Others
46359 | Tb Hospital Jaipur | Bi-pap Machine | MODEL NOT AVAILABLE | C03295972 | Functional | Philips Electronics India Ltd
46360 | Tb Hospital Jaipur | Bi-pap Machine | MODEL NOT AVAILABLE | 304318 | Functional | Philips Electronics India Ltd
46361 | Tb Hospital Jaipur | Nebulizer | MODEL NOT AVAILABLE | 64426 | Functional | Mrk Healthcare Pvt Ltd Delhi
46362 | Tb Hospital Jaipur | Nebulizer | MODEL NOT AVAILABLE | 133027633 | Functional | Mrk Healthcare Pvt Ltd Delhi
46363 | Jodi Phc | Syringe Needle Destroyer | Model not available | bh0022 | Functional | Others
46364 | Jodi Phc | Syringe Needle Destroyer | Model not available | 3000053741 | Functional | Others
46365 | Chittora Phc | Instrument Sterilizer | Model Not Available | 3000242126 | Functional | Others
46366 | Tb Hospital Jaipur | Ventilator | Model Not Available | 51 | Functional | Others
46367 | Nahata Hospital Balotara Sdh | Freezes | MODEL NOT AVAILABLE | 3000134430 | Functional | Others
46368 | Deva Phc | Syringe Needle Destroyer | Model not available | 3000056191 | Functional | Cmho Supply
46369 | Tb Hospital Jaipur | Bi-pap Machine | MODEL NOT AVAILABLE | 6038357 | Functional | Philips Electronics India Ltd
46370 | Shandawa Chc | Semi Automated Chemistry Analyzer | Model not Available | 3000129165 | Functional | Others
46371 | Dispensary Barkat Nagar City | Syringe Needle Destroyer | Model not available | 3000087021 | Functional | Others
46372 | Dugoli Phc | Centrifuge Machine ( 8 Tube) | Model Not Available | 2000036653 | Functional | Others
46373 | Hindon Sdh | Autoclave | Model not available | V-308 | Non Functional Not Repairable | Others
46374 | Dispensary Barkat Nagar City | Syringe Needle Destroyer | Model not available | 20000025233 | Non Functional Not Repairable | Others
46375 | Ajitpura Phc | Hemoglobin meter | Model Not Available | 3000043151 | Functional | Others
46376 | Ajitpura Phc | Hemoglobin meter | Model Not Available | 3000043152 | Functional | Others
46377 | Ajitpura Phc | Hemoglobin meter | Model Not Available | 3000043153 | Functional | Others
46378 | Gadra Road Chc | ECG Machine (Single Channel) | BPL - Cardiart 108T | 8995 | Functional | Others
46379 | Gadra Road Chc | ECG Machine (Single Channel) | BPL - Cardiart 108T | 3000214085 | Functional | Others
46380 | Badarika Phc | Centrifuge Machine ( 8 Tube) | Model Not Available | 3000242134 | Functional | Others
46381 | Dispensary Barkat Nagar City | SPHYGMOMANOMETER(BP APPRATUS) | MODEL NOT AVAILABLE | 257208 | Functional | Others
46382 | Hindon Sdh | Freezes | MODEL NOT AVAILABLE | 802NLWTOOO129 | Non Functional Not Repairable | Others
46383 | Ridd Phc | Cautry Machine | Model Not Available | 2000028716 | Functional | Others
46384 | Nagar Chc | Radiant Heat Warmer | Zeal - RHW 2101A | 10/7/13214 | Functional | Others
46385 | Undu Phc | Fetal Doppler | MODEL NOT AVAILABLE | 3000214578 | Functional | Others
46386 | Bagawas Phc | Freezes | HRD-2055CMDGCC | 3000140781 | Functional | Others
46387 | Jaitpur Phc Bikaner | Sahlis HB Meter | Model not available | 2000030906 | Functional | Others
46388 | Kherli Chc | O.T. Light Double Dome | MODEL NOT AVAILABLE | 3000284101 | Functional | Others
46389 | Baskrapalnagar Phc | Sahlis HB Meter | HB Meter | 3000281754 | Functional | Others
46390 | Jaitpur Phc Bikaner | Baby Weighing Machine | Crown | 2000030914 | Functional | Others
46391 | Bishniya Phc | Syringe Needle Destroyer | Nulife - Dots | 3000125547 | Functional | Others
46392 | Aupni Phc | Glucometer | Easy Touch ET-101 | 3000042183 | Functional | Others
46393 | Kalari Phc | Fetal Monitor | MODEL NOT AVAILABLE | 3000053412 | Functional | Others
46394 | Baskrapalnagar Phc | Monocular Microscope | Olympus | 3000281757 | Functional | Others
46395 | Shahbad Phc Alwar | SPHYGMOMANOMETER(BP APPRATUS) | MODEL NOT AVAILABLE | 281502 | Non Functional Repairable | Others
46396 | Kalari Phc | Baby Weighing Machine | Model Not Available | 3000053413 | Functional | Others
46397 | Aupni Phc | Binocular Microscope | BLS 116 | 3000042184 | Functional | Others
46398 | Govt Hospital Sojat Sdh | Defibrillator | MODEL NOT AVAILABLE | US00458564 | Functional | Others
46399 | Raipur Chc | Suction Machine | Model Not Available | 3000262107 | Functional | Others
46400 | Aupni Phc | Centrifuge Machine ( 8 Tube) | Model Not Available | 3000042185 | Functional | Others
46401 | General Hospital Karauli Dh | Syringe Needle Destroyer | Nulife - Dots | NBSDO721699 | Functional | Mrk Healthcare Pvt Ltd Delhi
46402 | Kalari Phc | Centrifuge Machine ( 4 Tube ) | Model not available | 3000053416 | Functional | Others
46403 | Jln Central Store Medical College | Multi-Para Monitor | Model not available | W-16108315 | Functional | Others
46404 | City Dispensary Hindon City | Binocular Microscope | Model Not Available | 3000138322 | Functional | Others
46405 | Kherli Chc | O.T. Light Double Dome | MODEL NOT AVAILABLE | 3000284100 | Functional | Others
46406 | Aupni Phc | Sahlis HB Meter | Model not available | 3000042186 | Functional | Others
46407 | General Hospital Karauli Dh | Suction Machine | Model Not Available | 3000138257 | Functional | Bhaseen Health Products Pvt Ltd
46408 | Govt Hospital Sojat Sdh | SPHYGMOMANOMETER(BP APPRATUS) | MODEL NOT AVAILABLE | 3000214827 | Functional | Others
46409 | City Dispensary Hindon City | SPHYGMOMANOMETER(BP APPRATUS) | MODEL NOT AVAILABLE | 3000138316 | Functional | Others
46410 | Jaipuria Hospital Dh | Horizontal Laminar Flow | MODEL NOT AVAILABLE | 45570 | Functional | Sudarshan Chemicals Kota
46411 | General Hospital Karauli Dh | SPHYGMOMANOMETER(BP APPRATUS) | MODEL NOT AVAILABLE | 2296107-60 | Functional | Others
46412 | Karawan Phc Jhalawar | Binocular Microscope | AMT 5A | 3000206812 | Functional | Rohilla Industries Jaipur
46413 | Karawan Phc Jhalawar | Colorimeter | MODEL NOT AVAILABLE | 3000206818 | Functional | Others
46414 | Hindon Sdh | Binocular Microscope | Model Not Available | 3000138416 | Functional | Radical Scientific Instruments Pvt Ltd
46415 | Hindon Sdh | Centrifuge Machine ( 8 Tube) | REMI - R4C | 3561 | Functional | Others
46416 | Hindon Sdh | Hemoglobin meter | HB 301 | 1303813013 | Functional | Olympus Diagnostic Systems
46417 | Kanchanpur Phc | Baby Weighing Machine | Model Not Available | 3000242149 | Functional | Others
46418 | Tidiyasar Phc Hanumangarh | Ice lined refrigerator | Model Not Available | 3000043556 | Functional | Others
46419 | Tidiyasar Phc Hanumangarh | Blood Bank Refrigerator | Model not available | 3000043557 | Functional | Others
46420 | Gangori Hospital | Cautry Machine | Model Not Available | 3000139697 | Functional | Others
46421 | Bhiyad Phc | Suction Machine | Model Not Available | 3000214518 | Functional | Others
46422 | Bhiyad Phc | Suction Machine | Model Not Available | 3000214526 | Functional | Others
46423 | Bhiyad Phc | Suction Machine | Model Not Available | 3000214541 | Functional | Others
46424 | Bharkha Phc | Autoclave | Model not available | 3000214653 | Functional | Others
46425 | General Hospital Karauli Dh | Fully Automated Clinical Chemistry Analyzer | Randox - RX IMOLA | 1303813030 | Functional | Others
46426 | Sewa Phc Jaipur2 | Syringe Needle Destroyer | Model not available | 3000222640 | Functional | Others
46427 | Bhiyad Phc | Radiant Heat Warmer | Meditrin - Heat Warmer | 3000214519 | Functional | Others
46428 | Bhiyad Phc | Radiant Heat Warmer | Meditrin - Heat Warmer | 3000214527 | Functional | Others
46429 | Pahadi Chc | Monocular Microscope | Model not available | 3000236788 | Functional | Others
46430 | Tehla Chc | Syringe Needle Destroyer | Nulife - Dots | nbsd0715781 | Functional | Others
46431 | Kherli Chc | Hemoglobin meter | Model Not Available | 3000284124 | Functional | Others
46432 | Mukam Phc | SPHYGMOMANOMETER(BP APPRATUS) | MODEL NOT AVAILABLE | 3000045172 | Functional | Others
46433 | General Hospital Karauli Dh | Hemoglobin meter | Mission Hb | 1958000B28C | Functional | Olympus Diagnostic Systems
46434 | Bhiyad Phc | Fetal Doppler | MODEL NOT AVAILABLE | 3000214524 | Functional | Others
46435 | Gandala Phc | Baby Weighing Machine | Model Not Available | 3000281775 | Functional | Others
46436 | Jaipuria Hospital Dh | Syringe Needle Destroyer | Nulife - Dots | 2000025191 | Functional | Mrk Healthcare Pvt Ltd Delhi
46437 | Jaipuria Hospital Dh | Syringe Needle Destroyer | Nulife - Dots | 2000025006 | Functional | Mrk Healthcare Pvt Ltd Delhi
46438 | Tb Hospital Jaipur | Bi-pap Machine | MODEL NOT AVAILABLE | C07848219 | Functional | Philips Electronics India Ltd
46439 | Rohat Chc | Freezes | MODEL NOT AVAILABLE | 3000214159 | Functional | Others
46440 | Tb Hospital Jaipur | SPHYGMOMANOMETER(BP APPRATUS) | MODEL NOT AVAILABLE | 8134439 | Functional | Others
46441 | Jaipuria Hospital Dh | Cautry Machine | Model Not Available | V061403 | Functional | Others
46442 | Bishala Chc Substore | Binocular Microscope | Model Not Available | 38526 | Functional | Others
46443 | Hakamabad Phc | Fetal Doppler | MODEL NOT AVAILABLE | 3000048548 | Functional | Anand Medicaids Pvt Ltd
46444 | Tb Hospital Jaipur | Syringe Needle Destroyer | Model not available | 3000139402 | Functional | Others
46445 | Jaipuria Hospital Dh | Suction Machine | HI VAC | 0 | Functional | Anand Medicaids Pvt Ltd
46446 | Thukrana Phc | Freezes | MODEL NOT AVAILABLE | 3000046052 | Functional | Others
46447 | Thukrana Phc | Freezes | MODEL NOT AVAILABLE | 3000046053 | Functional | Others
46448 | Thukrana Phc | Freezes | MODEL NOT AVAILABLE | 3000046061 | Functional | Others
46449 | Sangria Chc | Radiant Heat Warmer | Model Not Available | 3000043119 | Functional | Others
46450 | Sangria Chc | Radiant Heat Warmer | Model Not Available | 3000043118 | Functional | Others
46451 | Sangria Chc | Radiant Heat Warmer | Model Not Available | 3000043117 | Functional | Others
46452 | Sangria Chc | Radiant Heat Warmer | Model Not Available | 3000043116 | Functional | Others
46453 | Tb Hospital Jaipur | Syringe Needle Destroyer | Model not available | 3000139406 | Functional | Others
46454 | Tb Hospital Jaipur | Syringe Needle Destroyer | Model not available | 3000139407 | Functional | Others
46455 | Bishala Chc Substore | Baby Weighing Machine | Model Not Available | 3000134270 | Functional | Others
46456 | Khinwsar Chc | Radiant Heat Warmer | Model Not Available | 2000036863 | Functional | Others
46457 | Khinwsar Chc | Radiant Heat Warmer | Model Not Available | 2000036874 | Functional | Others
46458 | Sangria Chc | Autoclave | Model not available | 3000043106 | Functional | Others
46459 | Thukrana Phc | Centrifuge Machine ( 4 Tube ) | Model not available | 3000046059 | Functional | Others
46460 | Jodi Phc | Electrolyte Analyzer | Model not available | 3000053761 | Functional | Others
46461 | Jodi Phc | Electrolyte Analyzer | Model not available | 3000053762 | Functional | Others
46462 | Jodi Phc | Electrolyte Analyzer | Model not available | 3000053763 | Functional | Others
46463 | Jodi Phc | Electrolyte Analyzer | Model not available | 3000053764 | Functional | Others
46464 | Kutina Phc | Syringe Needle Destroyer | Model not available | 3000284211 | Functional | Others
46465 | Kutina Phc | Syringe Needle Destroyer | 7E-B | 3000284201 | Functional | Others
46466 | Pathena Phc | Syringe Needle Destroyer | Microsil ND 20 | 3000242308 | Functional | Others
46467 | Pathena Phc | Radiant Heat Warmer | Model Not Available | 3000242301 | Functional | Others
46468 | Mahadevpura Phc Jaipur-2 | SPHYGMOMANOMETER(BP APPRATUS) | MODEL NOT AVAILABLE | 214165 | Functional | Others
46469 | Pathena Phc | Hemoglobin meter | Model Not Available | 3000242304 | Functional | Others
46470 | Benada Phc Jaipur-2 | SPHYGMOMANOMETER(BP APPRATUS) | MODEL NOT AVAILABLE | 98134512 | Functional | Others
46471 | Bhindusi Phc | SPHYGMOMANOMETER(BP APPRATUS) | MODEL NOT AVAILABLE | 3000281523 | Functional | Others
46472 | Sojatroad Chc | SPHYGMOMANOMETER(BP APPRATUS) | Pagoda | 3000214028 | Functional | Others
46473 | Bhindusi Phc | Syringe Needle Destroyer | Microsil - ND350 | 3000281525 | Functional | Others
46474 | General Hospital Karauli Dh | Freezes | MODEL NOT AVAILABLE | 3000138288 | Functional | Haier Appliances India Pvt
46475 | General Hospital Karauli Dh | SPHYGMOMANOMETER(BP APPRATUS) | MODEL NOT AVAILABLE | 8129123 | Functional | Others
46476 | Sojatroad Chc | Spot Light ( Portable ) | Model Not Available | 3000214026 | Functional | Others
46477 | Sojatroad Chc | Autoclave | Atlas | 3000214024 | Functional | Others
46478 | Sojatroad Chc | Baby Weighing Machine | Model Not Available | 30722587 | Functional | Others
46479 | Behror Chc | Weighing Machine | MODEL NOT AVAILABLE | 3000281695 | Functional | Others
46480 | Behror Chc | Instrument Sterilizer | Model Not Available | 3000281696 | Functional | Others
46481 | Bhindusi Phc | ESR Stand | Model not available | 3000281518 | Functional | Others
46482 | Bhindusi Phc | Centrifuge Machine ( 8 Tube) | REMI - R4C | GGLC9047 | Functional | Others
46483 | Sojatroad Chc | ECG Machine (Single Channel) | BPL - Cardiart 108T | 3000214944 | Functional | Others
46484 | Kutina Phc | Syringe Needle Destroyer | Model not available | 3000284219 | Functional | Others
46485 | Luniyawas Phc | Weighing Machine | MODEL NOT AVAILABLE | 3000140742 | Functional | Others
46486 | Sojatroad Chc | Blood Cell Counter - 3 part | Horiba - ABX Micros ES 60 | 304ESOHO5534 | Functional | Others
46487 | Sanavada Phc | Binocular Microscope | Model Not Available | 3000122997 | Functional | Others
46488 | Sanavada Phc | Binocular Microscope | Model Not Available | 3000122998 | Functional | Others
46489 | Sanavada Phc | Radiant Heat Warmer | Zeal - RHW 2101A | 3000122999 | Functional | Others
46490 | Gopalgarh Phc | Centrifuge Machine ( 4 Tube ) | Model not available | 3000236791 | Functional | Others
46491 | City Dispensary Hindon City | Syringe Needle Destroyer | Model not available | 3000138317 | Functional | Others
46492 | City Dispensary Hindon City | Syringe Needle Destroyer | Model not available | 3000138318 | Functional | Others
46493 | City Dispensary Hindon City | Syringe Needle Destroyer | Model not available | 3000138319 | Functional | Others
46494 | Govt Hospital Sojat Sdh | Syringe Needle Destroyer | Model not available | 3000214828 | Functional | Others
46495 | Rajpurbara Phc | Radiant Heat Warmer | Meditrin - Heat Warmer | 9131929 | Functional | Meditrin Instruments
46496 | Kherli Chc | O.T. Light Double Dome | MODEL NOT AVAILABLE | 3000284098 | Functional | Others
46497 | Rajgarh Chc Churu | FOOT OPERATED SUCTION MACHINE | SU-101 | 3000053567 | Functional | Others
46498 | Rajgarh Chc Churu | FOOT OPERATED SUCTION MACHINE | SU-101 | 3000053566 | Functional | Others
46499 | Raipur Chc | STABILIZER | MODEL NOT AVAILABLE | 3000262112 | Functional | Others
46500 | Kanasar Phc Barmer | SPHYGMOMANOMETER(BP APPRATUS) | MODEL NOT AVAILABLE | 3000214547 | Functional | Others
46501 | Govt Hospital Sojat Sdh | Freezes | MODEL NOT AVAILABLE | 54119 | Functional | Others
46502 | Rajgarh Chc Churu | Slit Lamp | DEE 510 | 3000053571 | Functional | Others
46503 | Rajgarh Chc Churu | Autoclave | Model not available | 77 | Functional | Others
46504 | Raipur Chc | Weighing Machine | MODEL NOT AVAILABLE | 3000262116 | Functional | Others
46505 | Khodreb Phc | Syringe Needle Destroyer | Model not available | 3000281380 | Functional | Others
46506 | Kanasar Phc Barmer | Spot Light ( Portable ) | Model Not Available | 300021551 | Functional | Others
46507 | Tehla Chc | Centrifuge Machine ( 12 Tube ) | Model Not Available | 5426 | Functional | Others
46508 | Khodreb Phc | Ice lined refrigerator | HBC-70 | 3000281816 | Functional | Others
46509 | Raipur Chc | Centrifuge Machine ( 4 Tube ) | Model not available | 3000262122 | Functional | Others
46510 | General Hospital Karauli Dh | SPHYGMOMANOMETER(BP APPRATUS) | MODEL NOT AVAILABLE | DMR0810087 | Functional | Others
46511 | Govt Hospital Sojat Sdh | Defibrillator with Cardiac Monitor | BPL - DF 2389 | NOC1783 | Functional | Others
46512 | Rajpurbara Phc | Baby Weighing Machine | Model Not Available | 3000281402 | Functional | Others
46513 | Godu Phc | SPHYGMOMANOMETER(BP APPRATUS) | MODEL NOT AVAILABLE | 3000045399 | Functional | Others
46514 | Jln Central Store Medical College | Cautry Machine | Model Not Available | 3000047902 | Functional | Others
46515 | Bhikodai Phc Jaisalmer | Sahlis HB Meter | Model not available | 3000056633 | Functional | Cmho Supply
46516 | Gangori Hospital | Multi-Para Monitor | Star 50 ( L and T ) | 3000139871 | Functional | Others
46517 | Gangori Hospital | Multi-Para Monitor | Star 50 ( L and T ) | 3000139872 | Functional | Others
46518 | Kanchanpur Phc | FOOT OPERATED SUCTION MACHINE | MODEL NOT AVAILABLE | 3000242148 | Functional | Others
46519 | Jln Central Store Medical College | Suction Machine | Model Not Available | 153 | Functional | Others
46520 | Kanchanpur Phc | Fetal Doppler | MODEL NOT AVAILABLE | 3000242160 | Functional | Others
46521 | Nagla Bidhora Phc | SPHYGMOMANOMETER(BP APPRATUS) | MODEL NOT AVAILABLE | 3000242234 | Functional | Others
46522 | Jln Central Store Medical College | SPHYGMOMANOMETER(BP APPRATUS) | MODEL NOT AVAILABLE | 3000 | Functional | Others
46523 | Ghandibari Phc | Micropipettes | MODEL NOT AVAILABLE | 3000043192 | Functional | Others
46524 | Jln Central Store Medical College | Cautry Machine | Model Not Available | ESMR494A0159 | Functional | Others
46525 | Jln Central Store Medical College | Cautry Machine | Model Not Available | 2000033394 | Functional | Others
46526 | Jln Central Store Medical College | Autoclave | Model not available | 23179 | Functional | Others
46527 | Jaipuria Hospital Dh | Syringe Needle Destroyer | Nulife - Dots | 2000025196 | Functional | Mrk Healthcare Pvt Ltd Delhi
46528 | Kherli Chc | Water Bath | Model not available | 3000284123 | Functional | Others
46529 | Gopalpura Phc Churu | Syringe Needle Destroyer | Model not available | 3000121073 | Functional | Others
46530 | Gopalpura Phc Churu | Syringe Needle Destroyer | Model not available | 6170 | Functional | Others
46531 | Gopalpura Phc Churu | Syringe Needle Destroyer | Model not available | 6211 | Functional | Others
46532 | Gopalpura Phc Churu | Syringe Needle Destroyer | Model not available | 6044 | Functional | Others
46533 | Bari Satellite Hospital Dholpur | Microplate Reader | RT-2100c | 3000242196 | Functional | Others
46534 | Dispensary Shanti Nagar City | Centrifuge Machine ( 4 Tube ) | Model not available | 3500 | Functional | Others
46535 | Kherli Chc | Monocular Microscope | Model not available | 3000284121 | Functional | Others
46536 | Dispensary Shanti Nagar City | Binocular Microscope | Model Not Available | 3000086821 | Functional | Others
46537 | Kherli Chc | Glucometer | Model not available | 3000284132 | Functional | Others
46538 | Gandala Phc | SPHYGMOMANOMETER(BP APPRATUS) | MODEL NOT AVAILABLE | 3000281780 | Non Functional Repairable | Others
46539 | Gandala Phc | SPHYGMOMANOMETER(BP APPRATUS) | MODEL NOT AVAILABLE | 3000281781 | Non Functional Repairable | Others
46540 | Gandala Phc | SPHYGMOMANOMETER(BP APPRATUS) | MODEL NOT AVAILABLE | 3000281782 | Non Functional Repairable | Others
46541 | B.D.K. Hospital Jhunjhunu Dh | Suction Machine | Model Not Available | 2000019143 | Functional | Others
46542 | Jaipuria Hospital Dh | Instrument Sterilizer | Model Not Available | 11757 | Functional | Others
46543 | Jaipuria Hospital Dh | Blood Bank Refrigerator | REMI - BR 70 | ZBBR05495 | Functional | Remi Electrotechnik Ltd
46544 | Rojadi Phc | Blood Cell Counter - 3 part | Model not available | 3000041517 | Functional | Anand Medicaids Pvt Ltd
46545 | Vayad Phc Pali | Baby Weighing Machine | SUVARANA | 3000214331 | Functional | Others
46546 | Punrasar Phc | Suction Machine | Model Not Available | 2000035015 | Functional | Others
46547 | Karooi Klaan Phc | Weighing Machine | MODEL NOT AVAILABLE | 3000125434 | Functional | Others
46548 | Rojadi Phc | Syringe Needle Destroyer | Model not available | 3000041521 | Functional | Anand Medicaids Pvt Ltd
46549 | Kolayat Chc | Multi-Para Monitor | Model not available | 3000042332 | Functional | Others
46550 | Rojadi Phc | Hydraulic Operation Table | MODEL NOT AVAILABLE | 3000041524 | Functional | Anand Medicaids Pvt Ltd
46551 | Rojadi Phc | Autoclave | Model not available | 3000041530 | Functional | Anand Medicaids Pvt Ltd
46552 | Kolayat Chc | Incubator | MODEL NOT AVAILABLE | 2000035227 | Functional | Others
46553 | Banta Phc | Centrifuge Machine ( 4 Tube ) | Model not available | ELIC-3456 | Functional | Others
46554 | Rojadi Phc | Hydraulic Operation Table | MODEL NOT AVAILABLE | 3000041531 | Functional | Anand Medicaids Pvt Ltd
46555 | Rojadi Phc | Ice lined refrigerator | Model Not Available | 3000041534 | Functional | Anand Medicaids Pvt Ltd
46556 | Sardargarh Phc Ganganagar | Labour Table | Model Not Available | 3000041199 | Functional | Others
46557 | Sardargarh Phc Ganganagar | Labour Table | Model Not Available | 3000046124 | Functional | Others
46558 | Kolayat Chc | FOGGING MACHINE | MODEL NOT AVAILABLE | 1323 | Functional | Others
46559 | District Hospital Sattelite , Bikaner Dh | Syringe Needle Destroyer | Model not available | 2000030738 | Functional | Others
46560 | Rojadi Phc | Freezes | MODEL NOT AVAILABLE | 3000041539 | Functional | Anand Medicaids Pvt Ltd
46561 | Banta Phc | Nebulizer | Nuneb Pro | PCB15567 | Functional | Others
46562 | Kakku Phc | Instrument Sterilizer | Model Not Available | 2000030953 | Functional | Others
46563 | Jaipuria Hospital Dh | Weighing Machine | Victoria DX | 2000025074 | Functional | Ramon Surgical Company
46564 | Chanana Dham Phc Ganganagar | SPHYGMOMANOMETER(BP APPRATUS) | MODEL NOT AVAILABLE | 3000048666 | Functional | Anand Medicaids Pvt Ltd
46565 | Kakku Phc | Labour Table | Model Not Available | 2000030954 | Functional | Others
46566 | Kakku Phc | Labour Table | Model Not Available | 2000030955 | Functional | Others
46567 | Rajpura Phc | STABILIZER | MODEL NOT AVAILABLE | 3000048993 | Functional | Others
46568 | Seruna Phc | Syringe Needle Destroyer | Microsil ND-60 | 800184 | Functional | Others
46569 | Ranavas Phc | Digital Photo Calorimeter | Model not available | 3000202561 | Functional | Others
46570 | Bhadresh Phc Barmer | SPHYGMOMANOMETER(BP APPRATUS) | MODEL NOT AVAILABLE | 3000214001 | Functional | Others
46571 | District Hospital Nagaur Dh | Freezes | MODEL NOT AVAILABLE | 3000200082 | Functional | Others
46572 | District Hospital Nagaur Dh | Freezes | MODEL NOT AVAILABLE | 3000200103 | Functional | Others
46573 | District Hospital Nagaur Dh | Freezes | MODEL NOT AVAILABLE | 3000200104 | Functional | Others
46574 | District Hospital Nagaur Dh | Freezes | MODEL NOT AVAILABLE | 3000200105 | Functional | Others
46575 | District Hospital Nagaur Dh | Freezes | MODEL NOT AVAILABLE | 3000200107 | Functional | Others
46576 | District Hospital Nagaur Dh | Freezes | MODEL NOT AVAILABLE | 3000200008 | Functional | Others
46577 | District Hospital Nagaur Dh | Freezes | MODEL NOT AVAILABLE | 3000200013 | Functional | Others
46578 | District Hospital Nagaur Dh | Freezes | MODEL NOT AVAILABLE | 3000200075 | Functional | Others
46579 | District Hospital Nagaur Dh | Freezes | MODEL NOT AVAILABLE | 3000200132 | Functional | Others
46580 | District Hospital Nagaur Dh | Freezes | MODEL NOT AVAILABLE | 3000200133 | Functional | Others
46581 | District Hospital Nagaur Dh | Freezes | MODEL NOT AVAILABLE | 3000200134 | Functional | Others
46582 | Kathumar Chc | Blood Bank Refrigerator | Alpha | 30000280068 | Functional | Sudarshan Chemicals Kota
46583 | Maid Phc | Labour Table | Model Not Available | 2000022565 | Functional | Others
46584 | Maid Phc | Ice lined refrigerator | MF - 144 | 91010645 | Functional | Others
46585 | Sahjusar Phc Churu | Instrument Sterilizer | Model Not Available | 3000053781 | Functional | Others
46586 | Buchawas Phc | Binocular Microscope | Model Not Available | 3000053023 | Functional | Others
46587 | Buchawas Phc | Binocular Microscope | Model Not Available | 3000053024 | Functional | Others
46588 | Silwala Khurad Phc | Centrifuge Machine ( 4 Tube ) | Model not available | 3000043023 | Functional | Others
46589 | Silwala Khurad Phc | BLOOD DONOR COUCH | MODEL NOT AVAILABLE | 3000043026 | Functional | Others
46590 | Guda Vishnoiyan Phc | Centrifuge Machine ( 4 Tube ) | Model not available | 3000049911 | Functional | Others
46591 | Ghanghu Chc Churu | Centrifuge Machine ( 4 Tube ) | Model not available | 3000053617 | Functional | Others
46592 | Guda Vishnoiyan Phc | SPHYGMOMANOMETER(BP APPRATUS) | MODEL NOT AVAILABLE | 98122160 | Functional | Others
46593 | Guda Vishnoiyan Phc | SPHYGMOMANOMETER(BP APPRATUS) | MODEL NOT AVAILABLE | 98119436 | Functional | Others
46594 | Khetolai Phc Jaisalmer | Weighing Machine | MODEL NOT AVAILABLE | 3000056364 | Functional | Others
46595 | Dugoli Phc | Binocular Microscope | Model Not Available | 2000036652 | Functional | Others
46596 | Chadwas Phc Churu | Syringe Needle Destroyer | Model not available | 300012129210 | Functional | Others
46597 | Gadra Road Chc | Radiant Heat Warmer | Zeal - RHW 2101A | 1400 | Functional | Others
46598 | Gangori Hospital | Multi-Para Monitor | Star 50 ( L and T ) | 3000139873 | Functional | Others
46599 | Godu Phc | Binocular Microscope | Model Not Available | 3000045401 | Functional | Others
46600 | Jaipuria Hospital Dh | Phototherepy Unit | Fenam, Bilitron Sky 5006 | 440339 | Functional | Fanem
46601 | Jaipuria Hospital Dh | Phototherepy Unit | Fenam, Bilitron Sky 5006 | 440338 | Functional | Fanem
46602 | Jaipuria Hospital Dh | Phototherepy Unit | Fenam, Bilitron Sky 5006 | 440340 | Functional | Fanem
46603 | Godu Phc | Baby Weighing Machine | SUVARANA | 3000045402 | Functional | Others
46604 | Kanasar Phc Barmer | Glucometer | Model not available | 3000214558 | Functional | Others
46605 | Kanasar Phc Barmer | Glucometer | Model not available | 3000214559 | Functional | Others
46606 | Raipur Chc | Ice lined refrigerator | HBC-70 | 3000262128 | Functional | Others
46607 | Simala Phc | Instrument Sterilizer | Model Not Available | 3000129467 | Functional | Others
46608 | Baldevgarh Phc | Blood Bank Refrigerator | Model not available | 3000281366 | Functional | Others
46609 | Sahada Chc | Syringe Needle Destroyer | Model not available | 3000262187 | Functional | Others
46610 | Bari Satellite Hospital Dholpur | Binocular Microscope | Model Not Available | 3000242186 | Functional | Others
46611 | Bari Satellite Hospital Dholpur | Binocular Microscope | Model Not Available | 3000242187 | Functional | Others
46612 | Bari Satellite Hospital Dholpur | Binocular Microscope | Model Not Available | 3000242194 | Functional | Others
46613 | Sahada Chc | Binocular Microscope | Model Not Available | 3000262189 | Functional | Others
46614 | Govt Hospital Sojat Sdh | Dental Chair Unit | Model Not Available | 3000214849 | Functional | Others
46615 | Baldevgarh Phc | Centrifuge Machine ( 8 Tube) | Model Not Available | 3000281370 | Functional | Others
46616 | Nathusar Phc | Baby Weighing Machine | Crown | 2000035250 | Functional | Others
46617 | Rajasar Bikan Phc | Freezes | MODEL NOT AVAILABLE | 3000129480 | Functional | Others
46618 | General Hospital Karauli Dh | Suction Machine | Osmium | 3000138250 | Functional | Others
46619 | Silwala Khurad Phc | SPHYGMOMANOMETER(BP APPRATUS) | MODEL NOT AVAILABLE | 3000043021 | Functional | Others
46620 | Sikrai Chc | Suction Machine | Model Not Available | 3000236817 | Functional | Others
46621 | Silwala Khurad Phc | Blood Bank Refrigerator | Model not available | 3000043022 | Functional | Others
46622 | Nagar Chc | Ice lined refrigerator | HBC-70 | 264000 | Functional | Others
46623 | Tb Hospital Jaipur | Syringe Needle Destroyer | Model not available | 3000139348 | Functional | Others
46624 | Pithisar Phc | Syringe Needle Destroyer | Model not available | 3000053924 | Functional | Others
46625 | Pithisar Phc | Syringe Needle Destroyer | Model not available | 3000053925 | Functional | Others
46626 | Tb Hospital Jaipur | Defibrillator with Cardiac Monitor | Model Not Available | PS110311/44 | Functional | Others
46627 | Silwala Khurad Phc | Hemoglobin meter | Model Not Available | 3000043024 | Functional | Others
46628 | Guda Vishnoiyan Phc | Syringe Needle Destroyer | Microsil - ND350 | 4469 | Functional | Others
46629 | Ghanghu Chc Churu | Semi Automated Chemistry Analyzer | CPC - STAT FAX 3300 | 33007481 | Functional | Others
46630 | Guda Vishnoiyan Phc | Freezes | Kelvinator KGE 193 | 3000049921 | Functional | Others
46631 | Guda Vishnoiyan Phc | Freezes | MODEL NOT AVAILABLE | 3000049970 | Functional | Others
46632 | Malsar Phc | Binocular Microscope | Model Not Available | 3000129471 | Functional | Others
46633 | Pokaran Chc | Syringe Needle Destroyer | Microsil - ND350 | 3000056237 | Functional | Cmho Supply
46634 | Jilo Chc | Glucometer | Model not available | RMD017394 | Functional | Others
46635 | Dispensary Barkat Nagar City | Centrifuge Machine ( 6 Tube ) | Model Not Available | 3000087027 | Functional | Others
46636 | Tb Hospital Jaipur | Ventilator | Model Not Available | BBU01579 | Functional | Others
46637 | Deva Phc | Freezes | MODEL NOT AVAILABLE | 3000056230 | Functional | Others
46638 | Daoudsar Phc | Freezes | MODEL NOT AVAILABLE | 3000121002 | Functional | Others
46639 | Nahata Hospital Balotara Sdh | Freezes | MODEL NOT AVAILABLE | 3000134433 | Functional | Others
46640 | Nahata Hospital Balotara Sdh | Freezes | MODEL NOT AVAILABLE | 3000134432 | Functional | Others
46641 | Nahata Hospital Balotara Sdh | Freezes | MODEL NOT AVAILABLE | 3000134431 | Functional | Others
46642 | Nahata Hospital Balotara Sdh | Freezes | MODEL NOT AVAILABLE | 3000134576 | Functional | Others
46643 | Nahata Hospital Balotara Sdh | Freezes | MODEL NOT AVAILABLE | 3000134570 | Functional | Others
46644 | Nahata Hospital Balotara Sdh | Freezes | MODEL NOT AVAILABLE | 3000134540 | Functional | Others
46645 | Bhadresh Phc Barmer | Baby Weighing Machine | Model Not Available | 3000214002 | Functional | Others
46646 | Bhadresh Phc Barmer | Baby Weighing Machine | Model Not Available | 3000214003 | Functional | Others
46647 | Kakku Phc | Centrifuge Machine ( 8 Tube) | Model Not Available | 2000030959 | Functional | Others
46648 | Bharkha Phc | SPHYGMOMANOMETER(BP APPRATUS) | MODEL NOT AVAILABLE | 3000214643 | Functional | Others
46649 | Jaipuria Hospital Dh | Glucometer | Model not available | ALLLOH13FS-0008 | Functional | Others
46650 | Kaakda Phc Bikaner | FOOT OPERATED SUCTION MACHINE | SU-101 | 10351 | Functional | Others
46651 | Jaitpur Phc Pali | SPHYGMOMANOMETER(BP APPRATUS) | MODEL NOT AVAILABLE | 3000041247 | Functional | Anand Medicaids Pvt Ltd
46652 | Ranavas Phc | Syringe Needle Destroyer | Model not available | NBSD0724918 | Functional | Others
46653 | Jaloki Phc Ganganagar | Nebulizer | MODEL NOT AVAILABLE | 3000041249 | Functional | Anand Medicaids Pvt Ltd
46654 | Kaakda Phc Bikaner | Sahlis HB Meter | Model not available | 3000045216 | Functional | Others
46655 | Jaloki Phc Ganganagar | Syringe Needle Destroyer | Model not available | 3000041250 | Functional | Anand Medicaids Pvt Ltd
46656 | Ganguwala Phc | Centrifuge Machine ( 8 Tube) | Model Not Available | 3000041315 | Functional | Others
46657 | Ranavas Phc | Baby Weighing Machine | Docbel Braun | 3000202566 | Functional | Others
46658 | Ranavas Phc | Instrument Sterilizer | Model Not Available | 3000202567 | Functional | Others
46659 | Jaloki Phc Ganganagar | Hemoglobin Analyzer | Model not available | 3000014252 | Functional | Anand Medicaids Pvt Ltd
46660 | Ranavas Phc | Autoclave | Model not available | 3000202568 | Functional | Others
46661 | Ranavas Phc | Spot Light ( Portable ) | Model Not Available | 3000202569 | Functional | Others
46662 | Rasisar Phc Bikaner | Syringe Needle Destroyer | Microsil ND-60 | 2000030997 | Functional | Others
46663 | Tasing Phc | Syringe Needle Destroyer | Model not available | 3000281226 | Functional | Others
46664 | Jaloki Phc Ganganagar | Weighing Machine | MODEL NOT AVAILABLE | 3000041254 | Functional | Anand Medicaids Pvt Ltd
46665 | Tasing Phc | Suction Machine | Model Not Available | 3000281227 | Functional | Others
46666 | Jaloki Phc Ganganagar | Baby Weighing Machine | Model Not Available | 3000041255 | Functional | Anand Medicaids Pvt Ltd
46667 | Ganguwala Phc | Hemoglobin Analyzer | Model not available | 3000041316 | Functional | Others
46668 | Jaipuria Hospital Dh | Autoclave | Model not available | U34 | Non Functional Not Repairable | Others
46669 | Jaipuria Hospital Dh | Autoclave | Model not available | 2000025156 | Functional | Others
46670 | Jaipuria Hospital Dh | Autoclave | Model not available | 2000025157 | Functional | Others
46671 | Jaloki Phc Ganganagar | Weighing Machine | MODEL NOT AVAILABLE | 3000041257 | Functional | Anand Medicaids Pvt Ltd
46672 | Unhel Nag. Phc | Radiant Heat Warmer | Zeal - RHW 2101A | RHW210A/0813/1646 | Functional | Others
46673 | Unhel Nag. Phc | Ice lined refrigerator | SB 142 | 24121663 | Functional | Others
46674 | Hindon Sdh | Semi Automated Chemistry Analyzer | CPC - STAT FAX 3300 | 6709 | Functional | Others
46675 | Hindon Sdh | Glucometer | Model not available | MO4270949 | Functional | Nipro Diagnostics
46676 | Gadra Road Chc | Radiant Heat Warmer | Zeal - RHW 2101A | 1399 | Functional | Others
46677 | Gadra Road Chc | Radiant Heat Warmer | Zeal - RHW 2101A | 1401 | Functional | Others
46678 | Gadra Road Chc | Radiant Heat Warmer | Zeal - RHW 2101A | 1012 | Functional | Others
46679 | Dadrewa Phc | Baby Weighing Machine | Model Not Available | 3000053357 | Functional | Anand Medicaids Pvt Ltd
46680 | Kotwad Tal Phc | SPHYGMOMANOMETER(BP APPRATUS) | MODEL NOT AVAILABLE | 3000053934 | Functional | Others
46681 | Badarika Phc | Binocular Microscope | Model Not Available | 3000242137 | Functional | Others
46682 | Ajitpura Phc | Syringe Needle Destroyer | Model not available | 3000043157 | Functional | Others
46683 | Kathumar Chc | Radiant Heat Warmer | Model Not Available | RHW210A1 | Functional | Others
46684 | Ganguwala Phc | Baby Weighing Machine | Model Not Available | 3000041317 | Functional | Others
46685 | Ganguwala Phc | Baby Weighing Machine | Model Not Available | 3000041319 | Functional | Others
46686 | Kanchanpur Phc | Instrument Sterilizer | Model Not Available | 1090 | Functional | Others
46687 | Kanchanpur Phc | FOGGING MACHINE | MODEL NOT AVAILABLE | 3000242150 | Functional | Others
46688 | Rupahelikhurd Phc | Micropipettes | MODEL NOT AVAILABLE | 3000209257 | Functional | Others
46689 | Kelansar Chc | Freezes | MODEL NOT AVAILABLE | 3000120240 | Functional | Videocon Industries Ltd
46690 | Tb Hospital Jaipur | Instrument Sterilizer | Model Not Available | 3000139324 | Functional | Others
46691 | Kadera Phc Jaipur | Centrifuge Machine ( 6 Tube ) | Model Not Available | 3000230838 | Functional | Others
46692 | Sarsiya Phc | Binocular Microscope | Microlux - 16 | 3000209149 | Functional | Others
46693 | Behror Chc | Instrument Sterilizer | Model Not Available | 3000280970 | Functional | Others
46694 | Baramsar Phc | Binocular Microscope | Model Not Available | 2000031597 | Functional | Others
46695 | Behror Chc | Suction Machine | Model Not Available | 3000280971 | Functional | Others
46696 | Sarsiya Phc | Ice lined refrigerator | HBD-116 | 7M0809 | Functional | Others
46697 | Tb Hospital Jaipur | Semi Automated Chemistry Analyzer | Adonis - Ado Chem 7 | 130230 | Functional | Erba Diagnostics
46698 | Chitawa Phc | SPHYGMOMANOMETER(BP APPRATUS) | MODEL NOT AVAILABLE | 2000028272 | Functional | Others
46699 | Sahada Chc | Suction Machine | Model Not Available | 3000262197 | Functional | Others
46700 | Sahada Chc | Labour Table | Model Not Available | 3000262198 | Functional | Others
46701 | Sahada Chc | Ice lined refrigerator | MK - 142 | 3000262200 | Functional | Others
46702 | Sahada Chc | 100mA X-Ray Machine | Model not available | 3000262201 | Functional | Others
46703 | Nosriya Phc | Ice lined refrigerator | HBC-70 | 3000053293 | Functional | Others
46704 | Nosriya Phc | Ice lined refrigerator | HBC-70 | 3000053294 | Functional | Others
46705 | Govt Hospital Sojat Sdh | Centrifuge Machine ( 8 Tube) | REMI - R4C | GOLC-5446 | Functional | Remi Electrotechnik Ltd
46706 | Govt Hospital Sojat Sdh | Centrifuge Machine ( 8 Tube) | REMI - R4C | 3000214781 | Functional | Remi Electrotechnik Ltd
46707 | Nosriya Phc | SPHYGMOMANOMETER(BP APPRATUS) | MODEL NOT AVAILABLE | 3000053296 | Functional | Others
46708 | B.D.K. Hospital Jhunjhunu Dh | Ventilator | Model Not Available | 2000019175 | Functional | Others
46709 | Diyatara Phc | Instrument Sterilizer | Model Not Available | 2000035256 | Functional | Others
46710 | Baldevgarh Phc | Autoclave | Model not available | 2517 | Functional | Others
46711 | Govt Hospital Sojat Sdh | Freezes | MODEL NOT AVAILABLE | 3000214782 | Functional | Lg
46712 | Bari Satellite Hospital Dholpur | Incubator | MODEL NOT AVAILABLE | 3000242191 | Functional | Others
46713 | Baldevgarh Phc | Instrument Sterilizer | Model Not Available | 3000281375 | Functional | Others
46714 | Bhiyad Phc | SPHYGMOMANOMETER(BP APPRATUS) | MODEL NOT AVAILABLE | 3000214510 | Functional | Others
46715 | Bhiyad Phc | SPHYGMOMANOMETER(BP APPRATUS) | MODEL NOT AVAILABLE | 3000214511 | Functional | Others
46716 | Bhiyad Phc | SPHYGMOMANOMETER(BP APPRATUS) | MODEL NOT AVAILABLE | 3000214512 | Functional | Others
46717 | Bhiyad Phc | SPHYGMOMANOMETER(BP APPRATUS) | MODEL NOT AVAILABLE | 3000214513 | Functional | Others
46718 | Bhiyad Phc | SPHYGMOMANOMETER(BP APPRATUS) | MODEL NOT AVAILABLE | 3000214514 | Functional | Others
46719 | Bhiyad Phc | SPHYGMOMANOMETER(BP APPRATUS) | MODEL NOT AVAILABLE | 3000214525 | Functional | Others
46720 | Bhiyad Phc | SPHYGMOMANOMETER(BP APPRATUS) | MODEL NOT AVAILABLE | 3000214529 | Functional | Others
46721 | Gangori Hospital | Ultra Sonography (USG) & Colour Dopler Machine | Toshiba - Capasee II | 3000139556 | Functional | Others
46722 | Hindon Sdh | Hemoglobin meter | Model Not Available | 3000138410 | Functional | Others
46723 | Hindon Sdh | Hemoglobin meter | Model Not Available | 3000138411 | Functional | Others
46724 | Hindon Sdh | Hemoglobin meter | Model Not Available | 3000138412 | Functional | Others
46725 | Hindon Sdh | Hemoglobin meter | Model Not Available | 3000138413 | Functional | Others
46726 | Hindon Sdh | Hemoglobin meter | Model Not Available | 3000138414 | Functional | Others
46727 | Hindon Sdh | Binocular Microscope | M L W Intermed | 3000138415 | Functional | Others
46728 | Nahata Hospital Balotara Sdh | Freezes | MODEL NOT AVAILABLE | 54138 | Functional | Others
46729 | Nahata Hospital Balotara Sdh | Freezes | MODEL NOT AVAILABLE | 3000134410 | Functional | Others
46730 | Dispensary Barkat Nagar City | Syringe Needle Destroyer | Model not available | 3000087032 | Functional | Others
46731 | Salwakalaan Phc | Nebulizer | MODEL NOT AVAILABLE | 570970 | Functional | Others
46732 | Tb Hospital Jaipur | SPHYGMOMANOMETER(BP APPRATUS) | Pagoda | 3000139364 | Functional | Unique Power Technologies
46733 | Daoudsar Phc | Syringe Needle Destroyer | Model not available | 3000121003 | Functional | Others
46734 | Daoudsar Phc | Binocular Microscope | Model Not Available | 3000121004 | Functional | Others
46735 | Bhirani Phc | Blood Cell Counter - 3 part | Model not available | 3000043173 | Functional | Others
46736 | Tb Hospital Jaipur | Syringe Infusion Pump | EMCO - INFUSOR 850 | 9051233 | Functional | Emco Meditek Pvt Ltd
46737 | Kathumar Chc | Instrument Sterilizer | Model Not Available | 3000280072 | Functional | Others
46738 | Salwakalaan Phc | SPHYGMOMANOMETER(BP APPRATUS) | MODEL NOT AVAILABLE | 45801 | Functional | Mrk Healthcare Pvt Ltd Delhi
46739 | Shandawa Chc | Binocular Microscope | Model Not Available | 3000129167 | Functional | Anand Medicaids Pvt Ltd
46740 | Binasar Phc | Autoclave | Model not available | 3404 | Functional | Others
46741 | Sutod Phc Sikar | Syringe Needle Destroyer | Model not available | 2000029260 | Functional | Linco Scientific Instruments And Chemicals (P) Ltd
46742 | Binasar Phc | Nebulizer | MODEL NOT AVAILABLE | 3000053886 | Functional | Others
46743 | Sutod Phc Sikar | SPHYGMOMANOMETER(BP APPRATUS) | Pagoda | 2000029262 | Functional | Elite Scientific Corporation
46744 | Kathumar Chc | Centrifuge Machine ( 12 Tube ) | Model Not Available | 3000280076 | Functional | Omron Health Care
46745 | Khetolai Phc Jaisalmer | Syringe Needle Destroyer | Microsil - ND350 | 8026 | Functional | Others
46746 | Binasar Phc | Suction Machine | Model Not Available | 3000053889 | Functional | Others
46747 | Salwakalaan Phc | Blood Bank Refrigerator | Model not available | 3000054342 | Functional | Haier Appliances India Pvt
46748 | Ajitpura Phc | Glucometer | Model not available | 3000043050 | Functional | Others
46749 | Jaloki Phc Ganganagar | Labour Table | Model Not Available | 3000041258 | Functional | Anand Medicaids Pvt Ltd
46750 | Ganguwala Phc | Instrument Sterilizer | Model Not Available | 3000041320 | Functional | Others
46751 | Jaipuria Hospital Dh | Spot Light ( Portable ) | Model Not Available | 2000025183 | Functional | Others
46752 | Tasing Phc | Instrument Sterilizer | Model Not Available | 3000281218 | Functional | Others
46753 | Sukhchainpura Phc | Fetal Doppler | MODEL NOT AVAILABLE | 3000041129 | Functional | Anand Medicaids Pvt Ltd
46754 | Jogiwala Phc | Freezes | MODEL NOT AVAILABLE | 21051326081139400 | Functional | Others
46755 | Jaipuria Hospital Dh | O.T. Light Single Dome | MODEL NOT AVAILABLE | 2000025182 | Functional | Others
46756 | Sukhchainpura Phc | Freezes | MODEL NOT AVAILABLE | 3000041115 | Functional | Ambica Surgicare
46757 | Jojawar Phc | Spot Light ( Portable ) | Model Not Available | 3000202528 | Functional | Others
46758 | Tasing Phc | Binocular Microscope | Model Not Available | 9503718 | Functional | Others
46759 | Jojawar Phc | Instrument Sterilizer | Model Not Available | 3000202532 | Functional | Others
46760 | Tasing Phc | Sahlis HB Meter | Model not available | 3000281221 | Functional | Others
46761 | Tasing Phc | SPHYGMOMANOMETER(BP APPRATUS) | MODEL NOT AVAILABLE | 588 | Functional | Others
46762 | Gulabewala Phc | SPHYGMOMANOMETER(BP APPRATUS) | MODEL NOT AVAILABLE | 3000048699 | Functional | Anand Medicaids Pvt Ltd
46763 | Panchetiya Phc | Radiant Heat Warmer | Meditrin - Heat Warmer | NRHM/PT09/121 | Functional | Others
46764 | Jaitpur Phc Alwar | Centrifuge Machine ( 8 Tube) | Model Not Available | 22917 | Functional | Others
46765 | Panchetiya Phc | Baby Weighing Machine | Model Not Available | 3000202349 | Functional | Others
46766 | Panchetiya Phc | SPHYGMOMANOMETER(BP APPRATUS) | MODEL NOT AVAILABLE | 3000202350 | Functional | Others
46767 | Jaitpur Phc Alwar | Glucometer | Accu Chek Performa | ce0197 | Functional | Others
46768 | Panchetiya Phc | Syringe Needle Destroyer | Model not available | 3000202341 | Functional | Others
46769 | Jaitpur Phc Alwar | Fetal Doppler | MODEL NOT AVAILABLE | 3000280785 | Functional | Others
46770 | Jaitpur Phc Alwar | Binocular Microscope | PZB 22 | 58786 | Functional | Others
46771 | Jaitpur Phc Alwar | SPHYGMOMANOMETER(BP APPRATUS) | MODEL NOT AVAILABLE | 60550309 | Functional | Others
46772 | Jaitpur Phc Alwar | Syringe Needle Destroyer | Nulife - Dots | 3000280795 | Functional | Mrk Healthcare Pvt Ltd Delhi
46773 | Jaitpur Phc Alwar | Syringe Needle Destroyer | Nulife - Dots | 3000280796 | Functional | Mrk Healthcare Pvt Ltd Delhi
46774 | Jaitpur Phc Alwar | Syringe Needle Destroyer | Model not available | 3000280797 | Functional | Others
46775 | Chitawa Phc | SPHYGMOMANOMETER(BP APPRATUS) | MODEL NOT AVAILABLE | 2000028275 | Functional | Others
46776 | Chitawa Phc | SPHYGMOMANOMETER(BP APPRATUS) | MODEL NOT AVAILABLE | 2000028277 | Functional | Others
46777 | Baramsar Phc | Glucometer | Model not available | 2000031600 | Functional | Others
46778 | Behror Chc | Instrument Sterilizer | Model Not Available | 3000280972 | Functional | Others
46779 | Piplund Phc | Freezes | MODEL NOT AVAILABLE | 3000209132 | Functional | Others
46780 | Bhiwadi Chc | Blood Mixer ( Roller Mixer ) | Model not available | 3000281114 | Functional | Others
46781 | Baramsar Phc | Glucometer | Model not available | 2000031602 | Functional | Others
46782 | Piplund Phc | Syringe Needle Destroyer | Model not available | 3000209140 | Functional | Others
46783 | Baramsar Phc | Baby Weighing Machine | Model Not Available | 2000031606 | Functional | Others
46784 | Chadi Phc | Blood Bank Refrigerator | Model not available | 3000120159 | Functional | Others
46785 | Ghasoli Phc Alwar | Sahlis HB Meter | Model not available | 3000281319 | Functional | Others
46786 | Baramsar Phc | Fetal Doppler | MODEL NOT AVAILABLE | 2000031607 | Functional | Others
46787 | Chadi Phc | Baby Weighing Machine | Model Not Available | 3000120163 | Functional | Others
46788 | Chadi Phc | Syringe Needle Destroyer | Model not available | NBSD0724834 | Functional | Mrk Healthcare Pvt Ltd Delhi
46789 | Tb Hospital Jaipur | Blood Cell Counter - 3 part | Model not available | 3000139333 | Functional | Adonis Medical Equipments Pvt Ltd
46790 | Kadera Phc Jaipur | Instrument Sterilizer | Model Not Available | 3000230836 | Functional | Others
46791 | Tb Hospital Jaipur | Blood Cell Counter - 5 part | Sysmex - XT 1800i | 3000139335 | Non Functional Repairable | Sysmex India Pvt Ltd
46792 | Chadi Phc | Binocular Microscope | Model Not Available | 27309 | Functional | Others
46793 | Tb Hospital Jaipur | Freezes | MODEL NOT AVAILABLE | 3000139425 | Functional | Others
46794 | Luhariklan Phc | Monocular Microscope | Model not available | 890228 | Functional | Others
46795 | Kadera Phc Jaipur | Weighing Machine | MODEL NOT AVAILABLE | 3000230826 | Functional | Others
46796 | Behror Chc | SPHYGMOMANOMETER(BP APPRATUS) | MODEL NOT AVAILABLE | 3000280969 | Functional | Others
46797 | Luhariklan Phc | Glucometer | Model not available | 3000209066 | Functional | Others
46798 | Kadera Phc Jaipur | Syringe Needle Destroyer | Microsil ND 120 | 445/2009 | Functional | Others
46799 | Kadera Phc Jaipur | FOOT OPERATED SUCTION MACHINE | SU-101 | 10768 | Functional | Others
46800 | Modunagar Phc | Suction Machine | Model Not Available | 3000044410 | Functional | Others
46801 | Modunagar Phc | Baby Weighing Machine | Model Not Available | 3000044413 | Functional | Others
46802 | Gangori Hospital | Ultra Sonography (USG) & Colour Dopler Machine | Toshiba - Capasee II | 3000139607 | Functional | Others
46803 | Baldevgarh Phc | Baby Weighing Machine | Model Not Available | 3000281376 | Functional | Others
46804 | Nosriya Phc | FOOT OPERATED SUCTION MACHINE | MODEL NOT AVAILABLE | 3000053298 | Functional | Others
46805 | General Hospital Karauli Dh | Semi Automated Chemistry Analyzer | Model not Available | BS4BO053E | Functional | Others
46806 | General Hospital Karauli Dh | Semi Automated Chemistry Analyzer | Model not Available | 61022 | Functional | Others
46807 | Baldevgarh Phc | Weighing Machine | MODEL NOT AVAILABLE | 3000281377 | Functional | Others
46808 | Bari Satellite Hospital Dholpur | Water Bath | Model not available | 50219 | Functional | Others
46809 | Baskrapalnagar Phc | SPHYGMOMANOMETER(BP APPRATUS) | MODEL NOT AVAILABLE | 3000281680 | Functional | Others
46810 | Bhiyad Phc | Instrument Sterilizer | Model Not Available | 3000214515 | Functional | Others
46811 | Bhiyad Phc | Instrument Sterilizer | Model Not Available | 3000214516 | Functional | Others
46812 | Gangori Hospital | O.T. Light Double Dome | MODEL NOT AVAILABLE | 3000139622 | Functional | Others
46813 | Gangori Hospital | O.T. Light Double Dome | MODEL NOT AVAILABLE | 3000139624 | Functional | Others
46814 | Baskrapalnagar Phc | Stethoscope | Model Not Available | 3000281681 | Functional | Others
46815 | Jln Central Store Medical College | ECG Machine (Single Channel) | Model Not Available | 9191226 | Functional | Others
46816 | Rajpurbara Phc | Instrument Sterilizer | Model Not Available | 3000281394 | Functional | Others
46817 | Bhiyad Phc | Syringe Needle Destroyer | Model not available | 3000214517 | Functional | Others
46818 | Bhiyad Phc | Syringe Needle Destroyer | Model not available | 3000214530 | Functional | Others
46819 | Bhiyad Phc | Syringe Needle Destroyer | Model not available | 3000214531 | Functional | Others
46820 | Bhiyad Phc | Syringe Needle Destroyer | Model not available | 3000214533 | Functional | Others
46821 | Bhiyad Phc | Syringe Needle Destroyer | Model not available | 3000214534 | Functional | Others
46822 | Bhiyad Phc | Syringe Needle Destroyer | Model not available | 3000214535 | Functional | Others
46823 | Bhiyad Phc | Syringe Needle Destroyer | Model not available | 3000214544 | Functional | Others
46824 | Sewa Phc Jaipur2 | Syringe Needle Destroyer | Model not available | 3000222636 | Functional | Others
46825 | General Hospital Karauli Dh | Blood Cell Counter - 5 part | Model not available | 301ES01105039 | Functional | Omron Health Care
46826 | Bari Satellite Hospital Dholpur | Binocular Microscope | Model Not Available | 3000242195 | Functional | Others
46827 | Bharkha Phc | Radiant Heat Warmer | Zeal - RHW 2101A | 81311510 | Functional | Others
46828 | Baskrapalnagar Phc | Instrument Sterilizer | Model Not Available | 3000281684 | Functional | Others
46829 | Badarika Phc | Baby Weighing Machine | Model Not Available | 3000242133 | Functional | Others
46830 | Dadrewa Phc | Syringe Needle Destroyer | Model not available | 3000053351 | Functional | Anand Medicaids Pvt Ltd
46831 | Dadrewa Phc | Syringe Needle Destroyer | Model not available | 3000053352 | Functional | Anand Medicaids Pvt Ltd
46832 | Dadrewa Phc | Syringe Needle Destroyer | Model not available | 3000053353 | Functional | Anand Medicaids Pvt Ltd
46833 | Dadrewa Phc | Syringe Needle Destroyer | Model not available | 3000053354 | Functional | Anand Medicaids Pvt Ltd
46834 | Dadrewa Phc | Fetal Doppler | MODEL NOT AVAILABLE | 3000053358 | Functional | Anand Medicaids Pvt Ltd
46835 | Dadrewa Phc | Fetal Doppler | MODEL NOT AVAILABLE | 3000053359 | Functional | Anand Medicaids Pvt Ltd
46836 | Dispensary Barkat Nagar City | Glucometer | Model not available | m03d18aa7247 | Functional | Others
46837 | Ramsara Taal Phc | Binocular Microscope | Model Not Available | 3000053329 | Functional | Anand Medicaids Pvt Ltd
46838 | Binadesar Phc | Binocular Microscope | AMT 5A | 3000116052 | Functional | Others
46839 | Binadesar Phc | Binocular Microscope | AMT 5A | 3000116056 | Functional | Others
46840 | Chadwas Phc Churu | Blood Bank Refrigerator | Model not available | 3000053765 | Functional | Others
46841 | Chadwas Phc Churu | Blood Bank Refrigerator | Model not available | 3000053769 | Functional | Others
46842 | Chadwas Phc Churu | Blood Bank Refrigerator | Model not available | 3000053770 | Functional | Others
46843 | Hindon Sdh | Suction Machine | Model Not Available | 3000138348 | Functional | Others
46844 | Ajitpura Phc | Radiant Heat Warmer | Model Not Available | 3000043159 | Functional | Others
46845 | Panniwali Phc | Syringe Needle Destroyer | Model not available | 3000048466 | Functional | Others
46846 | Panniwali Phc | Syringe Needle Destroyer | Model not available | NBSDO725544 | Functional | Others
46847 | Panniwali Phc | Syringe Needle Destroyer | Model not available | NDSDO715960 | Functional | Others
46848 | Kurdaya Phc | Hemoglobin Analyzer | Model not available | 2000036287 | Functional | Others
46849 | Tb Hospital Jaipur | Defibrillator | MODEL NOT AVAILABLE | N9E1352 | Functional | Bpl Medical Technologies
46850 | Ajitpura Phc | Blood Bank Refrigerator | Model not available | 3000043162 | Functional | Others
46851 | Ajitpura Phc | Blood Bank Refrigerator | Model not available | 3000043163 | Functional | Others
46852 | Ajitpura Phc | Syringe Needle Destroyer | Model not available | 3000043165 | Functional | Others
46853 | Jasraser Phc | Ice lined refrigerator | HBC-70 | 2000029434 | Functional | Haier Appliances India Pvt
46854 | Kusumdesar Phc | Syringe Needle Destroyer | Model not available | 13h0007 | Functional | Others
46855 | Kusumdesar Phc | Blood Bank Refrigerator | Model not available | 3000116067 | Functional | Others
46856 | Jaitpur Phc Alwar | Freezes | MODEL NOT AVAILABLE | 3000280798 | Functional | Others
46857 | Jhiwana Phc | Blood Cell Counter - 3 part | Model not available | 3000281083 | Functional | Others
46858 | Jhiwana Phc | Syringe Needle Destroyer | Model not available | 3000281084 | Functional | Others
46859 | Jhiwana Phc | Sahlis HB Meter | Model not available | 3000281085 | Functional | Others
46860 | Bagri Nagar Chc | Syringe Needle Destroyer | Microsil ND 20 | 6519 | Functional | Others
46861 | Tb Hospital Jaipur | C R System | Model not available | K52967265 | Functional | Carestream Health India Pvt Ltd
46862 | Tb Hospital Jaipur | C R System | Model not available | K52967279 | Functional | Carestream Health India Pvt Ltd
46863 | Bagri Nagar Chc | SPHYGMOMANOMETER(BP APPRATUS) | MODEL NOT AVAILABLE | 3000202393 | Functional | Others
46864 | Bagri Nagar Chc | ECG Machine (Single Channel) | BPL - Cardiart 108T | AVMN2J20389 | Functional | Others
46865 | Tb Hospital Jaipur | Ultra Sonography (USG) & Colour Dopler Machine | Model not available | 03P105 | Functional | Others
46866 | Setrawa Phc | SPHYGMOMANOMETER(BP APPRATUS) | MODEL NOT AVAILABLE | 3000049844 | Functional | Others
46867 | Setrawa Phc | Blood Bank Refrigerator | Model not available | 3000049848 | Functional | Vestfrost Solutions
46868 | Kutina Phc | SPHYGMOMANOMETER(BP APPRATUS) | MODEL NOT AVAILABLE | 3000284199 | Functional | Others
46869 | Khirajkhas Adpost Phc Jodhpur | SPHYGMOMANOMETER(BP APPRATUS) | MODEL NOT AVAILABLE | 30000120004 | Functional | Others
46870 | Khirajkhas Adpost Phc Jodhpur | Syringe Needle Destroyer | Microsil - ND350 | 4388 | Functional | Others
46871 | Nagar Chc | 100mA X-Ray Machine | Model not available | 95622 | Functional | Others
46872 | Nagar Chc | Baby Weighing Machine | Model Not Available | 3000280114 | Functional | Others
46873 | Deeplana Phc | Monocular Microscope | Model not available | 3000043278 | Functional | Others
46874 | Nagar Chc | Syringe Needle Destroyer | Model not available | 3000280116 | Functional | Others
46875 | Jatwada Phc Jaipur-2 | SPHYGMOMANOMETER(BP APPRATUS) | MODEL NOT AVAILABLE | 98134555 | Functional | Others
46876 | Mahadevpura Phc Jaipur-2 | Syringe Needle Destroyer | Microsil ND-60 | 1968150 | Functional | Others
46877 | Ghasoli Phc Alwar | Weighing Machine | MODEL NOT AVAILABLE | 3000281509 | Functional | Others
46878 | Sikrai Chc | Instrument Sterilizer | Model Not Available | 3000236815 | Functional | Others
46879 | Jln Central Store Medical College | Autoclave | Model not available | 67 | Functional | Others
46880 | Ghasoli Phc Alwar | SPHYGMOMANOMETER(BP APPRATUS) | MODEL NOT AVAILABLE | 3000281511 | Functional | Others
46881 | Tidiyasar Phc Hanumangarh | SPHYGMOMANOMETER(BP APPRATUS) | MODEL NOT AVAILABLE | 3000043558 | Functional | Others
46882 | Tidiyasar Phc Hanumangarh | Centrifuge Machine ( 4 Tube ) | Model not available | 3000043552 | Functional | Others
46883 | Karawan Phc Jhalawar | Glucometer | Nipro | 3000206816 | Functional | Others
46884 | Hindon Sdh | Semi Automated Chemistry Analyzer | Model not Available | 610201 | Functional | Trasasia Bio-Medicals Pvt
46885 | Hindon Sdh | FOOT OPERATED SUCTION MACHINE | SU-101 | 10953 | Functional | Others
46886 | Hindon Sdh | SPHYGMOMANOMETER(BP APPRATUS) | MODEL NOT AVAILABLE | 3000138333 | Non Functional Not Repairable | Others
46887 | Badarika Phc | SPHYGMOMANOMETER(BP APPRATUS-Digital) | Model Not Available | 3000242138 | Functional | Others
46888 | Kanchanpur Phc | Syringe Needle Destroyer | Model not available | 3000242151 | Functional | Others
46889 | Jln Central Store Medical College | Freezes | MODEL NOT AVAILABLE | 009NLYX021066 | Functional | Others
46890 | Jln Central Store Medical College | Anesthesia Machine | MODEL NOT AVAILABLE | 302109 | Functional | Others
46891 | Nagla Bidhora Phc | Syringe Needle Destroyer | Model not available | 3000242159 | Functional | Others
46892 | Jln Central Store Medical College | Defibrillator | DEFIGARD 4000 | J13C374 | Functional | Others
46893 | Jaipuria Hospital Dh | Mobile ( Portable ) X-Ray Machine | Model not available | 20806926 | Functional | Allengers Medical Systems Ltd
46894 | Rojadi Phc | Micropipettes | MODEL NOT AVAILABLE | 3000041522 | Functional | Anand Medicaids Pvt Ltd
46895 | Rojadi Phc | Freezes | MODEL NOT AVAILABLE | 3000041523 | Functional | Anand Medicaids Pvt Ltd
46896 | Banta Phc | Syringe Needle Destroyer | Model not available | 3000202358 | Functional | Others
46897 | Jaipuria Hospital Dh | Ventilator | VersaMed iVent 201 | IVI6491 | Functional | Wipro G E Healthcare Pvt Ltd
46898 | Jaipuria Hospital Dh | Ventilator | VersaMed iVent 201 | IV18232 | Functional | Wipro G E Healthcare Pvt Ltd
46899 | Jaipuria Hospital Dh | Ventilator | VersaMed iVent 201 | IV18259 | Functional | Wipro G E Healthcare Pvt Ltd
46900 | District Hospital Sattelite , Bikaner Dh | ECG Machine (Three Channel ) | Medicaid - CardioFax 3R | 2000030663 | Functional | Others
46901 | Sardargarh Phc Ganganagar | Syringe Needle Destroyer | Model not available | 3000041434 | Functional | Others
46902 | Sardargarh Phc Ganganagar | Syringe Needle Destroyer | Model not available | 3000041437 | Functional | Others
46903 | Sardargarh Phc Ganganagar | Syringe Needle Destroyer | Model not available | 3000046118 | Functional | Others
46904 | District Hospital Sattelite , Bikaner Dh | Freezes | MODEL NOT AVAILABLE | 2000030703 | Functional | Others
46905 | Banta Phc | Syringe Needle Destroyer | Microsil - ND350 | 5646 | Functional | Others
46906 | Kolayat Chc | Monocular Microscope | Model not available | 2000035222 | Functional | Others
46907 | 1 Lsm Phc Ganganagar | Freezes | MODEL NOT AVAILABLE | 3000053630 | Functional | Others
46908 | District Hospital Sattelite , Bikaner Dh | VDRL Rotator (Rotor and Shaker) | Model Not Available | 2000030704 | Functional | Others
46909 | Karooi Klaan Phc | Centrifuge Machine ( 4 Tube ) | Model not available | 3000125432 | Functional | Others
46910 | Sewa Phc Jaipur2 | Syringe Needle Destroyer | Model not available | 3000222637 | Functional | Others
46911 | Pugal Phc | Glucometer | Model not available | 2000035265 | Functional | Others
46912 | General Hospital Karauli Dh | Freezes | MODEL NOT AVAILABLE | 001NLWBIBO2000-FAB00 | Functional | Others
46913 | Baskrapalnagar Phc | Baby Weighing Machine | Crown | 3000281687 | Functional | Others
46914 | Bari Satellite Hospital Dholpur | 300mA X-Ray Machine | Model not available | 11F1401 | Functional | Others
46915 | Tehla Chc | Weighing Machine | MODEL NOT AVAILABLE | 3000281185 | Functional | Others
46916 | Bharkha Phc | Labour Table | Model Not Available | 3000214654 | Functional | Others
46917 | Kawliyas Phc | Freezes | MODEL NOT AVAILABLE | 3000209025 | Functional | Others
46918 | Jaipuria Hospital Dh | Glucometer | Model not available | AIIIOH-13FS-0131 | Functional | Others
46919 | Jaipuria Hospital Dh | Glucometer | Model not available | AIIIOH-13FS-0069 | Functional | Others
46920 | Jaipuria Hospital Dh | Glucometer | Model not available | AIII0H-13FS0157 | Functional | Others
46921 | Jaipuria Hospital Dh | Glucometer | Model not available | AIIIOH13FS0007 | Functional | Others
46922 | General Hospital Karauli Dh | Hemoglobin meter | HB 301 | 1303813030 | Functional | Others
46923 | Gandala Phc | Ice lined refrigerator | MK-144 | 91208319 | Functional | Others
46924 | Baskrapalnagar Phc | Nebulizer | MODEL NOT AVAILABLE | 3000281689 | Functional | Others
46925 | Bhiyad Phc | Spot Light ( Portable ) | Model Not Available | 3000214520 | Functional | Others
46926 | Bhiyad Phc | Spot Light ( Portable ) | Model Not Available | 3000214545 | Functional | Others
46927 | Pahadi Chc | Blood Cell Counter - 3 part | Horiba - ABX Micros ES 60 | 306ES0H05814 | Functional | Others
46928 | General Hospital Karauli Dh | Syringe Needle Destroyer | Model not available | 3000138034 | Functional | Others
46929 | Govt Hospital Sojat Sdh | Blood Cell Counter - 5 part | SFRI - Countender 80+ | 2040071 | Non Functional Not Repairable | Edif Medical Systems
46930 | Gandala Phc | Instrument Sterilizer | Model Not Available | 3000281769 | Functional | Others
46931 | Radawas Phc | Labour Table | Model Not Available | 200002679 | Functional | Others
46932 | Gandala Phc | Centrifuge Machine ( 8 Tube) | Model Not Available | 3000281770 | Functional | Others
46933 | Srera Phc | SPHYGMOMANOMETER(BP APPRATUS) | MODEL NOT AVAILABLE | 3000042134 | Functional | Others
46934 | Bari Satellite Hospital Dholpur | SPHYGMOMANOMETER(BP APPRATUS) | MODEL NOT AVAILABLE | 3000242201 | Functional | Others
46935 | B.D.K. Hospital Jhunjhunu Dh | Weighing Machine | MODEL NOT AVAILABLE | 2000019197 | Functional | Others
46936 | Dispensary Shanti Nagar City | ECG Machine (Single Channel) | Cardiart 6108 T | AVMK8E8662 | Functional | Others
46937 | Nahata Hospital Balotara Sdh | Suction Machine | Model Not Available | 3000134437 | Functional | Others
46938 | Nahata Hospital Balotara Sdh | Suction Machine | Model Not Available | 3000134592 | Functional | Others
46939 | Nahata Hospital Balotara Sdh | Suction Machine | Model Not Available | 3000134579 | Functional | Others
46940 | Nahata Hospital Balotara Sdh | Suction Machine | Model Not Available | 3000134575 | Functional | Others
46941 | Nahata Hospital Balotara Sdh | Suction Machine | Model Not Available | 3000134560 | Functional | Others
46942 | Nahata Hospital Balotara Sdh | Suction Machine | Model Not Available | 3000134562 | Functional | Others
46943 | Nahata Hospital Balotara Sdh | Suction Machine | Model Not Available | 3000134563 | Functional | Others
46944 | Dispensary Barkat Nagar City | Binocular Microscope | Model Not Available | 3473 | Functional | Others
46945 | Tantwas Phc | Freezes | MODEL NOT AVAILABLE | 2000030606 | Functional | Others
46946 | Salwakalaan Phc | Instrument Sterilizer | Model Not Available | 7791625 | Functional | Atlas Surgical Company
46947 | Hindon Sdh | SPHYGMOMANOMETER(BP APPRATUS) | Pagoda | 433579-01 | Functional | Others
46948 | Shandawa Chc | Centrifuge Machine ( 4 Tube ) | Model not available | 3000129168 | Functional | Anand Medicaids Pvt Ltd
46949 | Hindon Sdh | Stethoscope | Model Not Available | 3000138362 | Functional | Others
46950 | Chittora Phc | Autoclave | Model not available | 3000242127 | Functional | Others
46951 | Sutod Phc Sikar | Weighing Machine | MODEL NOT AVAILABLE | 2000029261 | Functional | Ramon Surgical Company
46952 | City Dispensary Gandhi Chowk | Syringe Needle Destroyer | Model not available | 1105685 | Functional | Others
46953 | City Dispensary Gandhi Chowk | Syringe Needle Destroyer | Model not available | 26952 | Functional | Others
46954 | City Dispensary Gandhi Chowk | Syringe Needle Destroyer | Model not available | 25733 | Functional | Others
46955 | Kathumar Chc | SPHYGMOMANOMETER(BP APPRATUS) | MODEL NOT AVAILABLE | 3000280074 | Functional | Others
46956 | Binasar Phc | Instrument Sterilizer | Model Not Available | 3000053887 | Functional | Others
46957 | Dispensary Barkat Nagar City | Freezes | MODEL NOT AVAILABLE | BS03C2E8400P1B6E0120 | Functional | Cmho Supply
46958 | Dadrewa Phc | Instrument Sterilizer | Model Not Available | 3000053356 | Functional | Anand Medicaids Pvt Ltd
46959 | Uphc Sardarsahar | Binocular Microscope | Model Not Available | 3000129524 | Functional | Others
46960 | Uphc Sardarsahar | Binocular Microscope | Model Not Available | 3000129525 | Functional | Others
46961 | Kusumdesar Phc | Blood Bank Refrigerator | Model not available | 3000116068 | Functional | Others
46962 | Kusumdesar Phc | Baby Weighing Machine | Model Not Available | 3000116069 | Functional | Others
46963 | Bhiwadi Chc | Radiant Heat Warmer | Zeal - RHW 2101A | 3000281094 | Functional | Zeal Medical Pvt Ltd
46964 | Tidiyasar Phc Hanumangarh | Glucometer | Model not available | 3000043553 | Functional | Others
46965 | Behror Chc | Autoclave | Model not available | 3000280962 | Functional | Others
46966 | Mahadevpura Phc Jaipur-2 | Weighing Machine | MODEL NOT AVAILABLE | 3000230884 | Functional | Others
46967 | Jln Central Store Medical College | O.T. Light Single Dome | MODEL NOT AVAILABLE | 2000033389 | Functional | Others
46968 | Behror Chc | SPHYGMOMANOMETER(BP APPRATUS) | MODEL NOT AVAILABLE | 3000280977 | Functional | Others
46969 | Behror Chc | Ice lined refrigerator | Model Not Available | 3000281692 | Functional | Others
46970 | General Hospital Karauli Dh | Suction Machine | Model Not Available | 3000138297 | Functional | Others
46971 | Bhindusi Phc | Binocular Microscope | Model Not Available | 3000281517 | Functional | Others
46972 | Sojatroad Chc | Hydraulic Operation Table | MODEL NOT AVAILABLE | 3000214022 | Functional | Others
46973 | Sojatroad Chc | O.T. Light Double Dome | MODEL NOT AVAILABLE | 3000214021 | Functional | Others
46974 | Kutina Phc | Ice lined refrigerator | HBC-70 | 3000284214 | Functional | Others
46975 | General Hospital Karauli Dh | Suction Machine | Model Not Available | 3000138300 | Functional | Others
46976 | Jln Central Store Medical College | Cautry Machine | Model Not Available | 2000033378 | Functional | Others
46977 | Sojatroad Chc | Freezes | MODEL NOT AVAILABLE | 3000214945 | Functional | Others
46978 | Dispensary Raj Bhawan City | SPHYGMOMANOMETER(BP APPRATUS) | MODEL NOT AVAILABLE | 2000024512 | Functional | Others
46979 | Nonera Phc | Ice lined refrigerator | HBC-70 | 650169 | Functional | Others
46980 | Sojatroad Chc | Centrifuge Machine ( 4 Tube ) | Model not available | ELIC-3488 | Functional | Others
46981 | S Mandi Phc | Binocular Microscope | Model Not Available | 3000041939 | Functional | Others
46982 | Bagawas Phc | Ice lined refrigerator | MF - 144 | 91005113 | Functional | Others
46983 | Govt Hospital Sojat Sdh | Syringe Needle Destroyer | Model not available | 3000214723 | Functional | Others
46984 | Gopalgarh Phc | Suction Machine | Model Not Available | 3000236798 | Functional | Others
46985 | Gopalgarh Phc | Monocular Microscope | Model not available | 3000236800 | Functional | Others
46986 | Govt Hospital Sojat Sdh | SPHYGMOMANOMETER(BP APPRATUS) | MODEL NOT AVAILABLE | 3000214728 | Functional | Others
46987 | Narayanpur Chc | Ice lined refrigerator | Model Not Available | 3000281197 | Functional | Cmho Supply
46988 | Bari Satellite Hospital Dholpur | Incubator | MODEL NOT AVAILABLE | 3000242182 | Functional | Others
46989 | Jln Central Store Medical College | Multi-Para Monitor | Star 50 ( L and T ) | A10SE00150 | Functional | Others
46990 | Bari Satellite Hospital Dholpur | Hemoglobin meter | Model Not Available | 1343813061 | Functional | Others
46991 | District Hospital Sattelite , Bikaner Dh | Pulse Oxymeter | Model Not Available | 2000030667 | Functional | Others
46992 | District Hospital Sattelite , Bikaner Dh | Suction Machine | Model Not Available | 2000030671 | Functional | Others
46993 | Banta Phc | Instrument Sterilizer | Model Not Available | 3000202337 | Functional | Others
46994 | Kolayat Chc | FOOT OPERATED SUCTION MACHINE | MODEL NOT AVAILABLE | 287 | Functional | Others
46995 | District Hospital Sattelite , Bikaner Dh | Freezes | MODEL NOT AVAILABLE | 2000030657 | Functional | Others
46996 | Kolayat Chc | Baby Weighing Machine | Model Not Available | 3000042319 | Functional | Others
46997 | Kolayat Chc | Phototherepy Unit | MODEL NOT AVAILABLE | 3000042320 | Functional | Others
46998 | Karooi Klaan Phc | Syringe Needle Destroyer | Microsil ND 20 | 3000125431 | Functional | Others
46999 | District Hospital Sattelite , Bikaner Dh | Freezes | MODEL NOT AVAILABLE | 2000030736 | Functional | Others
47000 | Jaipuria Hospital Dh | Nebulizer | Aero | 1404345 | Functional | Hemant Surgicals
47001 | Jaipuria Hospital Dh | Nebulizer | Aero | 1404347 | Functional | Hemant Surgicals
47002 | Jaipuria Hospital Dh | Nebulizer | Nuneb Pro | 2000025009 | Functional | Hemant Surgicals
47003 | District Hospital Sattelite , Bikaner Dh | Phototherepy Unit | MODEL NOT AVAILABLE | 2000030726 | Functional | Others
47004 | Kolayat Chc | Blood Mixer ( Roller Mixer ) | Model not available | 2000035220 | Functional | Others
47005 | District Hospital Sattelite , Bikaner Dh | Radiant Heat Warmer | Model Not Available | 2000030727 | Functional | Others
47006 | Jaipuria Hospital Dh | Pulse Oxymeter | Model Not Available | P5-TOSN-T495 | Non Functional Not Repairable | Clarity Medical Pvt Ltd
47007 | Jaipuria Hospital Dh | Pulse Oxymeter | Model Not Available | P5-TOSN-T500 | Non Functional Not Repairable | Clarity Medical Pvt Ltd
47008 | District Hospital Sattelite , Bikaner Dh | Instrument Sterilizer | Model Not Available | 2000030678 | Functional | Others
47009 | Leelsar Phc Barmer | Binocular Microscope | BLS 116 | 6282 | Functional | Others
47010 | Jaipuria Hospital Dh | ECG Machine (Three Channel ) | Medicaid - CardioFax 3R | 714095 | Non Functional Not Repairable | Medicaid Systems
47011 | Binasar Phc | Baby Weighing Machine | Model Not Available | 3000053890 | Functional | Others
47012 | Binasar Phc | Baby Weighing Machine | Model Not Available | 3000053893 | Functional | Others
47013 | Sardargarh Phc Ganganagar | Centrifuge Machine ( 4 Tube ) | Model not available | 3000041433 | Functional | Others
47014 | Leelsar Phc Barmer | Suction Machine | Model Not Available | 3000124922 | Functional | Others
47015 | Leelsar Phc Barmer | Radiant Heat Warmer | Zeal - RHW 2101A | 1465 | Functional | Others
47016 | Binasar Phc | Syringe Needle Destroyer | Model not available | 3000053891 | Functional | Others
47017 | Binasar Phc | Syringe Needle Destroyer | Model not available | 3000053901 | Functional | Others
47018 | Pahadi Chc | Hemoglobin meter | Model Not Available | 3000236789 | Functional | Others
47019 | Kawliyas Phc | Glucometer | Model not available | 3000209027 | Functional | Others
47020 | Thirana Garda Phc Hanumangarh | Fetal Doppler | MODEL NOT AVAILABLE | 3000043510 | Functional | Others
47021 | Kherli Chc | Binocular Microscope | Model Not Available | 3000284122 | Functional | Others
47022 | Gandala Phc | Syringe Needle Destroyer | Model not available | 3000281777 | Functional | Others
47023 | B.D.K. Hospital Jhunjhunu Dh | Weighing Machine | MODEL NOT AVAILABLE | 2000019200 | Functional | Others
47024 | B.D.K. Hospital Jhunjhunu Dh | SPHYGMOMANOMETER(BP APPRATUS) | MODEL NOT AVAILABLE | 2000019201 | Functional | Others
47025 | Bhiyad Phc | Glucometer | Model not available | 3000214539 | Functional | Others
47026 | Chak Hirasinghwala Phc Hanumangarh | SPHYGMOMANOMETER(BP APPRATUS) | MODEL NOT AVAILABLE | 215946905 | Functional | Others
47027 | Gopalpura Phc Churu | Syringe Needle Destroyer | Model not available | n10191 | Functional | Others
47028 | Gopalpura Phc Churu | Syringe Needle Destroyer | Model not available | n10192 | Functional | Others
47029 | Gopalpura Phc Churu | Syringe Needle Destroyer | Model not available | n10193 | Functional | Others
47030 | Gopalpura Phc Churu | Syringe Needle Destroyer | Model not available | nbsd0725318 | Functional | Others
47031 | Kherli Chc | VDRL Rotator (Rotor and Shaker) | Model Not Available | 3000284131 | Functional | Others
47032 | Gopalpura Phc Churu | Freezes | MODEL NOT AVAILABLE | 3000121076 | Functional | Others
47033 | Jaipuria Hospital Dh | Nebulizer | Aero | 1404348 | Functional | Hemant Surgicals
47034 | Jaipuria Hospital Dh | Nebulizer | Aero | 1404350 | Functional | Hemant Surgicals
47035 | Nangalwali Phc | SPHYGMOMANOMETER(BP APPRATUS) | MODEL NOT AVAILABLE | 60408309 | Functional | Others
47036 | Kherli Chc | Weighing Machine | MODEL NOT AVAILABLE | 3000281430 | Functional | Others
47037 | Jln Central Store Medical College | ECG Machine (Single Channel) | Model Not Available | 2000034226 | Functional | Others
47038 | Kalwari Phc | Weighing Machine | MODEL NOT AVAILABLE | 3000280879 | Functional | Others
47039 | Kawliyas Phc | Micropipettes | MODEL NOT AVAILABLE | 3000209030 | Functional | Others
47040 | Kawliyas Phc | Centrifuge Machine ( 8 Tube) | Model Not Available | 3000209031 | Functional | Others
47041 | Kherli Chc | Freezes | MODEL NOT AVAILABLE | 300284128 | Functional | Others
47042 | Bari Satellite Hospital Dholpur | Suction Machine | Model Not Available | 3000242213 | Functional | Others
47043 | General Hospital Karauli Dh | Centrifuge Machine ( 8 Tube) | REMI - R 8C | HGLC-10293 | Functional | Others
47044 | Rampura Phc Hanumangarh | Fetal Doppler | MODEL NOT AVAILABLE | 3000043515 | Functional | Others
47045 | Ajitpura Phc | Suction Machine | Model Not Available | 3000043166 | Functional | Others
47046 | Nagar Chc | Centrifuge Machine ( 4 Tube ) | Model not available | 3000284274 | Functional | Others
47047 | Nagar Chc | Instrument Sterilizer | Model Not Available | 3000284276 | Functional | Others
47048 | Tb Hospital Jaipur | SPHYGMOMANOMETER(BP APPRATUS) | MODEL NOT AVAILABLE | 3000139319 | Functional | Lifex Medical
47049 | Bhaleri Phc | Blood Bank Refrigerator | Model not available | 3000053009 | Functional | Others
47050 | Bhaleri Phc | Blood Bank Refrigerator | Model not available | 3000053010 | Functional | Others
47051 | Bhiwadi Chc | Baby Weighing Machine | Model Not Available | 3000281095 | Functional | Others
47052 | Kelansar Chc | Semi Automated Chemistry Analyzer | CPC - STAT FAX 3300 | 3300-7567 | Functional | Others
47053 | Jln Central Store Medical College | CTMT Machine | RMS | 2000032162 | Functional | Others
47054 | Hindon Sdh | Nebulizer | MODEL NOT AVAILABLE | 3000138327 | Functional | Others
47055 | Sikrai Chc | Hemoglobin meter | Model Not Available | 195A0007E8C | Functional | Others
47056 | Hindon Sdh | Nebulizer | MODEL NOT AVAILABLE | 201211060690F | Functional | Others
47057 | Changoi Phc | Syringe Needle Destroyer | Model not available | 3000053054 | Functional | Others
47058 | Fatehgarh Phc | Binocular Microscope | BLS 116 | 6181 | Functional | Cmho Supply
47059 | Changoi Phc | Baby Weighing Machine | Model Not Available | 3000053055 | Functional | Others
47060 | Hindon Sdh | Syringe Needle Destroyer | Microsil - ND350 | 9155 | Functional | Others
47061 | Basana Phc Jaipur1 | SPHYGMOMANOMETER(BP APPRATUS) | MODEL NOT AVAILABLE | 98119902 | Functional | Others
47062 | Jasraser Phc | Hemoglobin meter | Model Not Available | 2000029438 | Functional | Others
47063 | Fatehgarh Phc | Ice lined refrigerator | MF - 144 | 3000056390 | Functional | Others
47064 | Gogasar Phc | Syringe Needle Destroyer | Model not available | 5723 | Functional | Others
47065 | Basana Phc Jaipur1 | Baby Weighing Machine | Model Not Available | 3000140710 | Functional | Others
47066 | Jasraser Phc | Glucometer | Model not available | 2000029440 | Functional | Others
47067 | Bhiwadi Chc | Hot Air Oven | Model not available | 3000281107 | Functional | Others
47068 | Rupahelikhurd Phc | Centrifuge Machine ( 4 Tube ) | Model not available | 3000209256 | Functional | Others
47069 | Kelansar Chc | Instrument Sterilizer | Model Not Available | 3000120234 | Functional | Cmho Supply
47070 | Kelansar Chc | Instrument Sterilizer | Model Not Available | 3000120235 | Functional | Cmho Supply
47071 | Narayanpur Chc | SPHYGMOMANOMETER(BP APPRATUS) | MODEL NOT AVAILABLE | 3000280102 | Functional | Others
47072 | Narayanpur Chc | SPHYGMOMANOMETER(BP APPRATUS) | MODEL NOT AVAILABLE | 3000280103 | Functional | Others
47073 | Narayanpur Chc | SPHYGMOMANOMETER(BP APPRATUS) | MODEL NOT AVAILABLE | 3000280104 | Functional | Others
47074 | Dhanota Phc | Colorimeter | MODEL NOT AVAILABLE | 2000022656 | Functional | Others
47075 | Govt Hospital Sojat Sdh | Syringe Needle Destroyer | Model not available | 1113732 | Functional | Others
47076 | Badaka Phc Alwar | Weighing Machine | MODEL NOT AVAILABLE | 3000280092 | Functional | Others
47077 | Bagawas Phc | Syringe Needle Destroyer | Microsil ND 120 | 650/2001 | Functional | Others
47078 | Narayanpur Chc | Syringe Needle Destroyer | Microsil ND-60 | 2000021525 | Functional | Others
47079 | Undu Phc | Binocular Microscope | Model Not Available | 3000214566 | Functional | Others
47080 | Baskrapalnagar Phc | Centrifuge Machine ( 6 Tube ) | REMI - C 854/6 | MFLC9869 | Functional | Remi Electrotechnik Ltd
47081 | Bagawas Phc | Syringe Needle Destroyer | Microsil ND 120 | 4162009 | Functional | Others
47082 | Jaipuria Hospital Dh | Defibrillator | MODEL NOT AVAILABLE | 113C379 | Functional | Schiller Healthcare India Pvt Ltd
47083 | Chandras Phc | Blood Bank Refrigerator | Model not available | be04g4e2600b2a51024 | Functional | Others
47084 | Chandras Phc | Weighing Machine | MODEL NOT AVAILABLE | 3000125820 | Functional | Others
47085 | Undu Phc | Suction Machine | Model Not Available | 10074 | Functional | Others
47086 | Bikampur Phc | Radiant Heat Warmer | Zeal - RHW 2101A | 3000045380 | Functional | Others
47087 | Rajgarh Chc Churu | Binocular Microscope | Model Not Available | 81530 | Functional | Others
47088 | Govt Hospital Sojat Sdh | Nebulizer | MODEL NOT AVAILABLE | 17145 | Functional | Omron Health Care
47089 | Sewa Phc Jaipur2 | Weighing Machine | MODEL NOT AVAILABLE | 3000222633 | Functional | Others
47090 | Nathusar Phc | Syringe Needle Destroyer | Microsil ND-60 | 800-676 | Functional | Others
47091 | Godu Phc | Syringe Needle Destroyer | Model not available | 3000045403 | Functional | Others
47092 | General Hospital Karauli Dh | FOOT OPERATED SUCTION MACHINE | MODEL NOT AVAILABLE | 3000138252 | Functional | Others
47093 | Jaipuria Hospital Dh | Multi-Para Monitor | Schiller - Truscope Classic | M014E004262 | Functional | Schiller Healthcare India Pvt Ltd
47094 | Jaipuria Hospital Dh | Multi-Para Monitor | Schiller - Truscope Classic | M014E004254 | Functional | Schiller Healthcare India Pvt Ltd
47095 | Jaipuria Hospital Dh | Multi-Para Monitor | Schiller - Truscope Classic | M014E004260 | Functional | Schiller Healthcare India Pvt Ltd
47096 | Gangori Hospital | Binocular Microscope | MLW Lab | 3000139468 | Functional | Others
47097 | Gangori Hospital | Binocular Microscope | MLW Lab | 3000139839 | Functional | Others
47098 | Binasar Phc | Syringe Needle Destroyer | Model not available | 3000053903 | Functional | Others
47099 | Binasar Phc | Syringe Needle Destroyer | Model not available | 3000053904 | Functional | Others
47100 | Deengarh Phc | Glucometer | Model not available | 3000043046 | Functional | Others
47101 | Rajpura Phc | SPHYGMOMANOMETER(BP APPRATUS) | MODEL NOT AVAILABLE | 270240 | Functional | Others
47102 | Rajpura Phc | SPHYGMOMANOMETER(BP APPRATUS) | MODEL NOT AVAILABLE | 337278 | Functional | Others
47103 | Rajpura Phc | SPHYGMOMANOMETER(BP APPRATUS) | MODEL NOT AVAILABLE | 300048995 | Functional | Others
47104 | Rojadi Phc | SPHYGMOMANOMETER(BP APPRATUS) | MODEL NOT AVAILABLE | 3000041525 | Functional | Anand Medicaids Pvt Ltd
47105 | Rojadi Phc | Radiant Heat Warmer | Model Not Available | 3000041527 | Functional | Anand Medicaids Pvt Ltd
47106 | Rojadi Phc | Suction Machine | Model Not Available | 3000041528 | Functional | Anand Medicaids Pvt Ltd
47107 | Ganguwala Phc | Ice lined refrigerator | MK - 142 | 3000041308 | Functional | Others
47108 | Ranavas Phc | Syringe Needle Destroyer | Microsil - ND350 | 3000202536 | Functional | Others
47109 | Ganguwala Phc | Blood Bank Refrigerator | MF114 | 3000041309 | Functional | Others
47110 | Kakku Phc | Spot Light ( Portable ) | Model Not Available | 2000030951 | Functional | Others
47111 | Jaipuria Hospital Dh | Syringe Needle Destroyer | Model not available | 2000025103 | Non Functional Not Repairable | Mrk Healthcare Pvt Ltd Delhi
47112 | Jaloki Phc Ganganagar | Weighing Machine | MODEL NOT AVAILABLE | 3000041248 | Functional | Anand Medicaids Pvt Ltd
47113 | Rajpura Phc | Centrifuge Machine ( 4 Tube ) | Model not available | 3000048999 | Functional | Others
47114 | Jaipuria Hospital Dh | Hemoglobin Analyzer | CPC - i-heme+ | 10130902 | Non Functional Not Repairable | Others
47115 | Tasing Phc | Instrument Sterilizer | Model Not Available | 3000281224 | Functional | Others
47116 | Jaloki Phc Ganganagar | SPHYGMOMANOMETER(BP APPRATUS-Digital) | Model Not Available | 3000041253 | Functional | Anand Medicaids Pvt Ltd
47117 | Jogiwala Phc | Baby Weighing Machine | Model Not Available | 3000048446 | Functional | Others
47118 | Jogiwala Phc | Baby Weighing Machine | Model Not Available | 3000048449 | Functional | Others
47119 | Jogiwala Phc | Baby Weighing Machine | Model Not Available | C/D23318 | Functional | Others
47120 | Tasing Phc | O.T. Light Single Dome | MODEL NOT AVAILABLE | 3000281225 | Functional | Others
47121 | Jaipuria Hospital Dh | Spot Light ( Portable ) | Model Not Available | 241550 | Functional | Others
47122 | Jogiwala Phc | STABILIZER | MODEL NOT AVAILABLE | 3000048447 | Functional | Others
47123 | Ganguwala Phc | Suction Machine | Model Not Available | 3000041318 | Functional | Others
47124 | B.D.K. Hospital Jhunjhunu Dh | FOOT OPERATED SUCTION MACHINE | MODEL NOT AVAILABLE | 2000019144 | Functional | Others
47125 | Berasar Phc Bikaner | Syringe Needle Destroyer | Model not available | 3000045225 | Functional | Others
47126 | Talwara Jheel Phc | Hemoglobin meter | Model Not Available | 3000043017 | Functional | Others
47127 | Bumbloo Phc | Radiant Heat Warmer | Model Not Available | 3000042108 | Functional | Others
47128 | Kherli Chc | Freezes | MODEL NOT AVAILABLE | 3000284094 | Functional | Others
47129 | Jaipuria Hospital Dh | Radiant Heat Warmer | Zeal - RHW 2101A | 0314/2873 | Functional | Zeal Medical Pvt Ltd
47130 | Jaipuria Hospital Dh | Radiant Heat Warmer | Zeal - RHW 2101A | 0913/1974 | Functional | Zeal Medical Pvt Ltd
47131 | Jaipuria Hospital Dh | Radiant Heat Warmer | Zeal - RHW 2101A | 0913/1987 | Functional | Zeal Medical Pvt Ltd
47132 | Jaipuria Hospital Dh | Radiant Heat Warmer | Zeal - RHW 2101A | 0913/1989 | Functional | Zeal Medical Pvt Ltd
47133 | Jaipuria Hospital Dh | Radiant Heat Warmer | Zeal - RHW 2101A | 0913/1988 | Functional | Zeal Medical Pvt Ltd
47134 | Jaipuria Hospital Dh | Radiant Heat Warmer | Zeal - RHW 2101A | 0915/1976 | Functional | Zeal Medical Pvt Ltd
47135 | Khalife Ki Bawari Phc Barmer | SPHYGMOMANOMETER(BP APPRATUS) | MODEL NOT AVAILABLE | 3000214050 | Functional | Others
47136 | Khalife Ki Bawari Phc Barmer | SPHYGMOMANOMETER(BP APPRATUS) | MODEL NOT AVAILABLE | 98132122 | Functional | Others
47137 | Khalife Ki Bawari Phc Barmer | SPHYGMOMANOMETER(BP APPRATUS) | MODEL NOT AVAILABLE | 9810207 | Functional | Others
47138 | Jakharana Phc | Blood Bank Refrigerator | Model not available | 3000281242 | Functional | Others
47139 | Jakharana Phc | Ice lined refrigerator | MK-144 | 20013706138 | Functional | Others
47140 | Nangalwali Phc | SPHYGMOMANOMETER(BP APPRATUS) | MODEL NOT AVAILABLE | 3000281390 | Functional | Others
47141 | B.D.K. Hospital Jhunjhunu Dh | Pulse Oxymeter | Model 900 | 2000019156 | Functional | Others
47142 | Jakharana Phc | Centrifuge Machine ( 8 Tube) | Model Not Available | 3000281246 | Functional | Others
47143 | Bumbloo Phc | Instrument Sterilizer | Model Not Available | 3000042113 | Functional | Others
47144 | General Hospital Karauli Dh | Freezes | MODEL NOT AVAILABLE | KR2SDEOO64E99D | Functional | Others
47145 | Bari Satellite Hospital Dholpur | O.T. Light Single Dome | MODEL NOT AVAILABLE | 3000242209 | Functional | Others
47146 | Bari Satellite Hospital Dholpur | O.T. Light Single Dome | MODEL NOT AVAILABLE | 3000242210 | Functional | Others
47147 | Nangalwali Phc | Hemoglobin meter | Model Not Available | gc16848562 | Functional | Hemocue India
47148 | General Hospital Karauli Dh | Ice lined refrigerator | MK-144 | 90512073 | Functional | Others
47149 | Jakharana Phc | Syringe Needle Destroyer | Model not available | 3000281247 | Functional | Others
47150 | General Hospital Karauli Dh | Binocular Microscope | PZB 22 | 67411 | Functional | Others
47151 | Kelansar Chc | Instrument Sterilizer | Model Not Available | 3000120236 | Functional | Cmho Supply
47152 | Kelansar Chc | Instrument Sterilizer | Model Not Available | 3000120237 | Functional | Cmho Supply
47153 | Kelansar Chc | Instrument Sterilizer | Model Not Available | 3000120238 | Functional | Cmho Supply
47154 | Palwa Phc Alwar | Weighing Machine | MODEL NOT AVAILABLE | 3000280239 | Functional | Others
47155 | Tb Hospital Jaipur | Syringe Needle Destroyer | Model not available | 3000139322 | Functional | Mrk Healthcare Pvt Ltd Delhi
47156 | Sarsiya Phc | Centrifuge Machine ( 4 Tube ) | Model not available | 3000209145 | Functional | Others
47157 | Nethrana Phc | Binocular Microscope | Model Not Available | 3000043199 | Functional | Others
47158 | Chindhaliya Phc | SPHYGMOMANOMETER(BP APPRATUS) | MODEL NOT AVAILABLE | 2000028649 | Functional | Others
47159 | Chindhaliya Phc | SPHYGMOMANOMETER(BP APPRATUS) | MODEL NOT AVAILABLE | 2000028650 | Functional | Others
47160 | Chindhaliya Phc | SPHYGMOMANOMETER(BP APPRATUS) | MODEL NOT AVAILABLE | 2000028651 | Functional | Others
47161 | Nethrana Phc | Micropipettes | MODEL NOT AVAILABLE | 3000043206 | Functional | Others
47162 | Baramsar Phc | Monocular Microscope | Model not available | 2000031598 | Functional | Others
47163 | Baramsar Phc | Centrifuge Machine ( 8 Tube) | Model Not Available | 2000031599 | Functional | Others
47164 | Ghasoli Phc Alwar | Glucometer | Model not available | 3000281318 | Functional | Others
47165 | Kadera Phc Jaipur | Autoclave | Model not available | 3000230815 | Functional | Others
47166 | Jasraser Phc | SPHYGMOMANOMETER(BP APPRATUS) | MODEL NOT AVAILABLE | 2000029447 | Functional | Others
47167 | Luhariklan Phc | Ice lined refrigerator | HBD-116 | 3000209059 | Functional | Others
47168 | Luhariklan Phc | Hemoglobin meter | Model Not Available | 3000209063 | Functional | Others
47169 | Luhariklan Phc | Instrument Sterilizer | Model Not Available | 3000209072 | Functional | Others
47170 | Sakkargarh Phc | Radiant Heat Warmer | Zeal - RHW 2101A | 1013/2188 | Functional | Others
47171 | Modunagar Phc | SPHYGMOMANOMETER(BP APPRATUS) | MODEL NOT AVAILABLE | 3000044409 | Functional | Others
47172 | Manjra Phc | Binocular Microscope | AMT 5A | 3000280619 | Functional | Others
47173 | Kadera Phc Jaipur | Spot Light ( Portable ) | Model Not Available | 3000230830 | Functional | Others
47174 | Modunagar Phc | Syringe Needle Destroyer | Model not available | 3000044415 | Functional | Others
47175 | Ashawari Phc | Centrifuge Machine ( 12 Tube ) | Model Not Available | 2000036922 | Functional | Others
47176 | Ashawari Phc | Centrifuge Machine ( 12 Tube ) | Model Not Available | 2000036923 | Functional | Others
47177 | Ashawari Phc | SPHYGMOMANOMETER(BP APPRATUS) | MODEL NOT AVAILABLE | 2000036914 | Functional | Others
47178 | Gangori Hospital | Binocular Microscope | MLW Lab | 3000139840 | Functional | Others
47179 | Gangori Hospital | Binocular Microscope | MLW Lab | 3000139544 | Functional | Others
47180 | Gangori Hospital | Binocular Microscope | MLW Lab | 3000139766 | Functional | Others
47181 | Gangori Hospital | Binocular Microscope | MLW Lab | 3000139767 | Functional | Others
47182 | Gangori Hospital | Binocular Microscope | MLW Lab | 3000139768 | Functional | Others
47183 | Gangori Hospital | Binocular Microscope | MLW Lab | 3000139769 | Functional | Others
47184 | Govt Hospital Sojat Sdh | Syringe Needle Destroyer | Model not available | 1113716 | Functional | Others
47185 | Akkasar Phc | Ice lined refrigerator | HBC-70 | 3000042339 | Functional | Others
47186 | Sahada Chc | Baby Weighing Machine | Model Not Available | 3000262195 | Functional | Others
47187 | Akkasar Phc | Blood Bank Refrigerator | Model not available | 3000042340 | Functional | Others
47188 | Jln Central Store Medical College | Defibrillator | MODEL NOT AVAILABLE | J-14D242 | Functional | Others
47189 | Govt Hospital Sojat Sdh | ECG Machine (Single Channel) | BPL - Cardiart 108T | CGMG8J7453 | Functional | Others
47190 | Bari Satellite Hospital Dholpur | VDRL Rotator (Rotor and Shaker) | Model Not Available | 3000242188 | Functional | Others
47191 | Baldevgarh Phc | Hemoglobin meter | Model Not Available | 3000281371 | Functional | Others
47192 | Rajasar Bikan Phc | Centrifuge Machine ( 4 Tube ) | Model not available | 3000129479 | Functional | Others
47193 | Akkasar Phc | Radiant Heat Warmer | Zeal - RHW 2101A | 3000042345 | Functional | Others
47194 | Baldevgarh Phc | SPHYGMOMANOMETER(BP APPRATUS) | MODEL NOT AVAILABLE | 3000281373 | Functional | Others
47195 | Radawas Phc | Sahlis HB Meter | Model not available | 2000022670 | Functional | Others
47196 | Tehla Chc | Ice lined refrigerator | SB 142 | 24525272 | Functional | Vestfrost Solutions
47197 | Nosriya Phc | Dental X-ray unit | DENTAL X RAY | 2000035480 | Functional | Others
47198 | General Hospital Karauli Dh | Centrifuge Machine ( 16 Tube ) | Model not available | 8738 | Functional | Others
47199 | Tehla Chc | Ice lined refrigerator | MK - 142 | 25116682 | Functional | Vestfrost Solutions
47200 | Govt Hospital Sojat Sdh | Binocular Microscope | Model Not Available | 130560405 | Functional | Labomed
47201 | Kherli Chc | Hydraulic Operation Table | MODEL NOT AVAILABLE | 3000284106 | Functional | Others
47202 | Diyatara Phc | Radiant Heat Warmer | Meditrin - Heat Warmer | 2000035246 | Functional | Others
47203 | Govt Hospital Sojat Sdh | Binocular Microscope | Model Not Available | 3000214784 | Non Functional Not Repairable | Quality Scientific And Mechanical Works Pvt Ltd
47204 | Ganguwala Phc | Suction Machine | Model Not Available | 10598 | Functional | Others
47205 | Jogiwala Phc | Syringe Needle Destroyer | Model not available | 9871 | Functional | Others
47206 | Sukhchainpura Phc | Syringe Needle Destroyer | Model not available | 300004110 | Functional | Anand Medicaids Pvt Ltd
47207 | Sukhchainpura Phc | Syringe Needle Destroyer | Model not available | 3000041107 | Functional | Anand Medicaids Pvt Ltd
47208 | Sukhchainpura Phc | Syringe Needle Destroyer | Model not available | 3000041114 | Functional | Anand Medicaids Pvt Ltd
47209 | Jogiwala Phc | Sahlis HB Meter | Model not available | 3000048478 | Functional | Others
47210 | Tasing Phc | Ice lined refrigerator | HBD-116 | M0011 | Functional | Others
47211 | Jojawar Phc | Autoclave | Model not available | 3000202526 | Functional | Others
47212 | Jaipuria Hospital Dh | Syringe Needle Destroyer | Model not available | 2000025184 | Non Functional Not Repairable | Others
47213 | Sukhchainpura Phc | Suction Machine | Model Not Available | 3000041102 | Functional | Anand Medicaids Pvt Ltd
47214 | Sukhchainpura Phc | Suction Machine | Model Not Available | 3000041103 | Functional | Anand Medicaids Pvt Ltd
47215 | Sukhchainpura Phc | Suction Machine | Model Not Available | 3000041126 | Functional | Anand Medicaids Pvt Ltd
47216 | Ganguwala Phc | Fetal Doppler | MODEL NOT AVAILABLE | 3000041323 | Functional | Others
47217 | Jojawar Phc | Baby Weighing Machine | Model Not Available | 3000202527 | Functional | Others
47218 | Jaipuria Hospital Dh | Syringe Needle Destroyer | Model not available | 2000025204 | Functional | Others
47219 | Sukhchainpura Phc | SPHYGMOMANOMETER(BP APPRATUS) | MODEL NOT AVAILABLE | 3000041099 | Functional | Anand Medicaids Pvt Ltd
47220 | Sukhchainpura Phc | SPHYGMOMANOMETER(BP APPRATUS) | MODEL NOT AVAILABLE | 3000041130 | Functional | Anand Medicaids Pvt Ltd
47221 | Tasing Phc | Ice lined refrigerator | HBC-70 | B0170 | Functional | Others
47222 | Sukhchainpura Phc | Instrument Sterilizer | Model Not Available | 3000041101 | Functional | Anand Medicaids Pvt Ltd
47223 | Sukhchainpura Phc | Instrument Sterilizer | Model Not Available | 3000041127 | Functional | Anand Medicaids Pvt Ltd
47224 | Sukhchainpura Phc | Instrument Sterilizer | Model Not Available | 3000041128 | Functional | Anand Medicaids Pvt Ltd
47225 | Jogiwala Phc | Glucometer | Model not available | EA121T02440 | Functional | Others
47226 | Ganguwala Phc | Labour Table | Model Not Available | 3000041324 | Functional | Others
47227 | Sukhchainpura Phc | FOGGING MACHINE | MODEL NOT AVAILABLE | 3000041104 | Functional | Anand Medicaids Pvt Ltd
47228 | Sukhchainpura Phc | Hemoglobin Analyzer | Model not available | 3000041116 | Functional | Anand Medicaids Pvt Ltd
47229 | Sukhchainpura Phc | Hemoglobin Analyzer | Model not available | 3000041117 | Functional | Anand Medicaids Pvt Ltd
47230 | Sukhchainpura Phc | Hemoglobin Analyzer | Model not available | 3000041118 | Functional | Anand Medicaids Pvt Ltd
47231 | Bari Satellite Hospital Dholpur | Autoclave | Model not available | 3000242206 | Functional | Others
47232 | Bari Satellite Hospital Dholpur | Autoclave | Model not available | 3000242207 | Functional | Others
47233 | Jakharana Phc | Baby Weighing Machine | Model Not Available | 3000281250 | Functional | Others
47234 | Kalwari Phc | Stethoscope | Model Not Available | 3000280908 | Functional | Others
47235 | Jakharana Phc | SPHYGMOMANOMETER(BP APPRATUS) | MODEL NOT AVAILABLE | 3000281255 | Non Functional Repairable | Others
47236 | Jaipuria Hospital Dh | Hydraulic Operation Table | MODEL NOT AVAILABLE | 2000025112 | Functional | Others
47237 | Jaipuria Hospital Dh | Hydraulic Operation Table | MODEL NOT AVAILABLE | 2000025100 | Functional | Others
47238 | Ramnagar Phc | SPHYGMOMANOMETER(BP APPRATUS) | BPMR-112 | 60460349 | Functional | Others
47239 | B.D.K. Hospital Jhunjhunu Dh | ECG Machine (Single Channel) | Model Not Available | 2000021734 | Functional | Others
47240 | B.D.K. Hospital Jhunjhunu Dh | ECG Machine (Single Channel) | Model Not Available | 3000141025 | Functional | Others
47241 | Bari Satellite Hospital Dholpur | FOGGING MACHINE | MODEL NOT AVAILABLE | U50000458608 | Functional | Others
47242 | General Hospital Karauli Dh | Semi Automated Chemistry Analyzer | Model not Available | 451525036E | Functional | Others
47243 | Kalwari Phc | SPHYGMOMANOMETER(BP APPRATUS) | MODEL NOT AVAILABLE | 3000280906 | Functional | Others
47244 | Harsani Phc | SPHYGMOMANOMETER(BP APPRATUS) | MODEL NOT AVAILABLE | 3000214579 | Functional | Others
47245 | Harsani Phc | SPHYGMOMANOMETER(BP APPRATUS) | MODEL NOT AVAILABLE | 3000214580 | Functional | Others
47246 | Harsani Phc | SPHYGMOMANOMETER(BP APPRATUS) | MODEL NOT AVAILABLE | 30002014598 | Functional | Others
47247 | B.D.K. Hospital Jhunjhunu Dh | Phototherepy Unit | MODEL NOT AVAILABLE | 3000141026 | Functional | Others
47248 | Harsani Phc | Baby Weighing Machine | Model Not Available | 3000214581 | Functional | Others
47249 | Harsani Phc | Baby Weighing Machine | Model Not Available | 3000214582 | Functional | Others
47250 | Dispensary Shanti Nagar City | Glucometer | Model not available | 1450a021805 | Functional | Others
47251 | B.D.K. Hospital Jhunjhunu Dh | Phototherepy Unit | MODEL NOT AVAILABLE | 3000141027 | Functional | Others
47252 | B.D.K. Hospital Jhunjhunu Dh | Phototherepy Unit | MODEL NOT AVAILABLE | 3000141028 | Functional | Others
47253 | Dispensary Shanti Nagar City | SPHYGMOMANOMETER(BP APPRATUS) | MODEL NOT AVAILABLE | 3000086824 | Functional | Others
47254 | Kherli Chc | Stethoscope | Model Not Available | 3000284114 | Functional | Others
47255 | Jaisindhear Station Phc | SPHYGMOMANOMETER(BP APPRATUS) | MODEL NOT AVAILABLE | 3000214060 | Functional | Others
47256 | Jaisindhear Station Phc | SPHYGMOMANOMETER(BP APPRATUS) | MODEL NOT AVAILABLE | 3000214059 | Functional | Others
47257 | Sakkargarh Phc | Autoclave | Model not available | 3000209080 | Functional | Others
47258 | District Hospital Nagaur Dh | Binocular Microscope | Model Not Available | 3000200098 | Functional | Others
47259 | District Hospital Nagaur Dh | Binocular Microscope | Model Not Available | 3000200099 | Functional | Others
47260 | District Hospital Nagaur Dh | Binocular Microscope | Model Not Available | 3000200100 | Functional | Others
47261 | Tb Hospital Jaipur | Fiberoptic Laryngoscope | Model Not Available | 3000139377 | Functional | Others
47262 | Ghanghu Chc Churu | Binocular Microscope | PZB 22 | 3000053619 | Functional | Others
47263 | Tb Hospital Jaipur | Suction Machine | Model Not Available | 3000139354 | Functional | Others
47264 | Ghanghu Chc Churu | Glucometer | Model not available | 3000053621 | Functional | Others
47265 | Tb Hospital Jaipur | Pulse Oxymeter | Model Not Available | BFMC4J1550 | Functional | Bpl Medical Technologies
47266 | Malsar Phc | Glucometer | Model not available | 3000129472 | Functional | Others
47267 | Karmawas Phc Barmer | Syringe Needle Destroyer | Model not available | 3000134636 | Functional | Others
47268 | Tb Hospital Jaipur | Bi-pap Machine | MODEL NOT AVAILABLE | 27331000A214 | Functional | Others
47269 | Tb Hospital Jaipur | Bi-pap Machine | MODEL NOT AVAILABLE | 27310000A213 | Functional | Others
47270 | Police Dispensary Barmer | SPHYGMOMANOMETER(BP APPRATUS) | MODEL NOT AVAILABLE | 98112046 | Functional | Others
47271 | Police Dispensary Barmer | Weighing Machine | MODEL NOT AVAILABLE | 3000214671 | Functional | Others
47272 | Dugoli Phc | Labour Table | Model Not Available | 2000036655 | Functional | Others
47273 | Ajitpura Phc | Binocular Microscope | Model Not Available | 3000043043 | Functional | Others
47274 | Sutod Phc Sikar | SPHYGMOMANOMETER(BP APPRATUS-Digital) | Model Not Available | 2000029264 | Functional | Others
47275 | Jaisangsar Phc Churu | Syringe Needle Destroyer | Microsil - ND350 | 3000129428 | Functional | Others
47276 | Jasraser Phc | Baby Weighing Machine | Model Not Available | 2000029431 | Functional | Others
47277 | Habur Phc | Centrifuge Machine ( 8 Tube) | Model Not Available | 3000056817 | Functional | Others
47278 | Uphc Sardarsahar | Centrifuge Machine ( 6 Tube ) | Model Not Available | 3000129526 | Functional | Others
47279 | Tb Hospital Jaipur | Cautry Machine | Model Not Available | 3000139307 | Functional | Others
47280 | Habur Phc | Syringe Needle Destroyer | Microsil ND 20 | 3000056822 | Functional | Cmho Supply
47281 | Ajitpura Phc | Suction Machine | Model Not Available | 3000043167 | Functional | Others
47282 | Jasraser Phc | SPHYGMOMANOMETER(BP APPRATUS) | MODEL NOT AVAILABLE | 2000029452 | Functional | Others
47283 | Kelansar Chc | Baby Weighing Machine | Model Not Available | 3000120245 | Functional | Others
47284 | Baskrapalnagar Phc | Suction Machine | Model Not Available | 3000281683 | Functional | Others
47285 | Pugal Phc | Micropipettes | MODEL NOT AVAILABLE | 2000035263 | Functional | Others
47286 | Pugal Phc | Micropipettes | MODEL NOT AVAILABLE | 2000035264 | Functional | Others
47287 | Bari Satellite Hospital Dholpur | Syringe Needle Destroyer | Model not available | 3000242198 | Functional | Others
47288 | Baskrapalnagar Phc | Fetal Doppler | MODEL NOT AVAILABLE | 3000281686 | Functional | Others
47289 | Rajpurbara Phc | Glucometer | Model not available | 3000281405 | Functional | Anand Medicaids Pvt Ltd
47290 | Kherli Chc | Autoclave | Model not available | 3000284103 | Functional | Others
47291 | B.D.K. Hospital Jhunjhunu Dh | Phototherepy Unit | MODEL NOT AVAILABLE | 2000021621 | Functional | Others
47292 | B.D.K. Hospital Jhunjhunu Dh | Phototherepy Unit | MODEL NOT AVAILABLE | 2000021623 | Functional | Others
47293 | B.D.K. Hospital Jhunjhunu Dh | Phototherepy Unit | MODEL NOT AVAILABLE | 2000021622 | Functional | Others
47294 | B.D.K. Hospital Jhunjhunu Dh | Phototherepy Unit | MODEL NOT AVAILABLE | 2000021624 | Functional | Others
47295 | B.D.K. Hospital Jhunjhunu Dh | Phototherepy Unit | MODEL NOT AVAILABLE | 2000021625 | Functional | Others
47296 | B.D.K. Hospital Jhunjhunu Dh | Phototherepy Unit | MODEL NOT AVAILABLE | 2000021626 | Functional | Others
47297 | Jaipuria Hospital Dh | ECG Machine (Three Channel ) | Medicaid - CardioFax 3R | 314023 | Functional | Medicaid Systems
47298 | Rampura Phc Hanumangarh | Spot Light ( Portable ) | Model Not Available | 3000043517 | Functional | Others
47299 | Berasar Phc Bikaner | Fetal Doppler | ND - 102 | 3000045227 | Functional | Others
47300 | Berasar Phc Bikaner | Radiant Heat Warmer | Zeal - RHW 2101A | 3000045228 | Functional | Others
47301 | Khalife Ki Bawari Phc Barmer | Syringe Needle Destroyer | Model not available | 3000214047 | Functional | Others
47302 | Jakharana Phc | Instrument Sterilizer | Model Not Available | 3000281244 | Functional | Others
47303 | Jakharana Phc | Weighing Machine | MODEL NOT AVAILABLE | 3000281245 | Functional | Others
47304 | Kherli Chc | Centrifuge Machine ( 4 Tube ) | Model not available | 3000284096 | Functional | Others
47305 | Mundawar Chc | SPHYGMOMANOMETER(BP APPRATUS) | MODEL NOT AVAILABLE | 3000281469 | Functional | Others
47306 | Mundawar Chc | SPHYGMOMANOMETER(BP APPRATUS) | MODEL NOT AVAILABLE | 3000281470 | Functional | Others
47307 | Mundawar Chc | SPHYGMOMANOMETER(BP APPRATUS) | MODEL NOT AVAILABLE | 3000281468 | Functional | Others
47308 | Mundawar Chc | SPHYGMOMANOMETER(BP APPRATUS) | MODEL NOT AVAILABLE | 3000281467 | Functional | Others
47309 | Mundawar Chc | SPHYGMOMANOMETER(BP APPRATUS) | MODEL NOT AVAILABLE | 3000281968 | Functional | Others
47310 | Mundawar Chc | SPHYGMOMANOMETER(BP APPRATUS) | MODEL NOT AVAILABLE | 3000281967 | Functional | Others
47311 | Tasing Phc | Centrifuge Machine ( 8 Tube) | Model Not Available | 3000281219 | Functional | Others
47312 | Ganguwala Phc | O.T. Light Single Dome | MODEL NOT AVAILABLE | 30000041326 | Functional | Others
47313 | Jojawar Phc | Nebulizer | MODEL NOT AVAILABLE | 3000202529 | Functional | Others
47314 | Jojawar Phc | Syringe Needle Destroyer | Model not available | 8323 | Functional | Others
47315 | Jaitpur Phc Alwar | Baby Weighing Machine | Docbel Braun | 3000280794 | Functional | Others
47316 | Bagri Nagar Chc | Radiant Heat Warmer | Zeal - RHW 2101A | RHW2101A/0813/1336 | Functional | Others
47317 | Bagri Nagar Chc | Syringe Needle Destroyer | Microsil ND 20 | 3000202372 | Functional | Others
47318 | Bagri Nagar Chc | Baby Weighing Machine | Model Not Available | 3000202373 | Functional | Others
47319 | Bagri Nagar Chc | Suction Machine | Model Not Available | 10497 | Functional | Others
47320 | Jhiwana Phc | Binocular Microscope | Model Not Available | 3000281081 | Functional | Others
47321 | Bagri Nagar Chc | SPHYGMOMANOMETER(BP APPRATUS-Digital) | Model Not Available | 2013400443VGI | Functional | Others
47322 | Jhiwana Phc | Centrifuge Machine ( 4 Tube ) | Model not available | 3000281082 | Functional | Others
47323 | Bagri Nagar Chc | Nebulizer | CN-01WB | 3000202376 | Functional | Others
47324 | Bagri Nagar Chc | Radiant Heat Warmer | Meditrin - Heat Warmer | NRHM/WM11/117 | Functional | Others
47325 | Bagri Nagar Chc | Radiant Heat Warmer | Zeal - RHW 2101A | RHW2101A/0813/1330 | Functional | Others
47326 | Jhiwana Phc | Radiant Heat Warmer | Zeal - RHW 2101A | 3000281087 | Functional | Cmho Supply
47327 | Saray Kalan Phc | Weighing Machine | MODEL NOT AVAILABLE | 3000280373 | Functional | Others
47328 | Saray Kalan Phc | Weighing Machine | MODEL NOT AVAILABLE | 3000280369 | Functional | Others
47329 | Jhiwana Phc | Baby Weighing Machine | Crown | 3000281088 | Functional | Others
47330 | Jhiwana Phc | Ice lined refrigerator | SB 142 | 25011949 | Functional | Others
47331 | Saray Kalan Phc | Ice lined refrigerator | HBC-70 | 40061 | Functional | Others
47332 | Baghor Phc | Sahlis HB Meter | HB Meter | 3000280141 | Functional | Others
47333 | Saray Kalan Phc | Glucometer | Model not available | 3000280360 | Functional | Others
47334 | Saray Kalan Phc | Sahlis HB Meter | Model not available | 3000280361 | Functional | Others
47335 | Bagri Nagar Chc | Photoelectric Calorimeter | Calorimeter - 1312 | 6397 | Functional | Others
47336 | Bagri Nagar Chc | Centrifuge Machine ( 4 Tube ) | Model not available | EILC-3453 | Functional | Others
47337 | Ramnagar Phc | Syringe Needle Destroyer | Model not available | 3000280245 | Functional | Others
47338 | Harsani Phc | FOGGING MACHINE | MODEL NOT AVAILABLE | 3000214586 | Functional | Others
47339 | Dispensary Shanti Nagar City | SPHYGMOMANOMETER(BP APPRATUS) | MODEL NOT AVAILABLE | 3000086826 | Functional | Others
47340 | Sakkargarh Phc | Centrifuge Machine ( 4 Tube ) | Model not available | 7975 | Functional | Others
47341 | Hurda Phc | Glucometer | Model not available | 3000126070 | Functional | Others
47342 | Ramnagar Phc | SPHYGMOMANOMETER(BP APPRATUS) | MODEL NOT AVAILABLE | 3000280248 | Functional | Others
47343 | Kalwari Phc | Freezes | Kelvinator KGE 193 | 3000280912 | Functional | Others
47344 | Jaisindhear Station Phc | Baby Weighing Machine | Model Not Available | 3000214055 | Functional | Others
47345 | Sakkargarh Phc | Centrifuge Machine ( 4 Tube ) | Model not available | 3000209084 | Functional | Others
47346 | Dispensary Shanti Nagar City | SPHYGMOMANOMETER(BP APPRATUS) | MODEL NOT AVAILABLE | 3000086827 | Functional | Others
47347 | Sakkargarh Phc | Hemoglobin meter | Model Not Available | 3000209086 | Functional | Others
47348 | Kherli Chc | ECG Machine (Single Channel) | Model Not Available | 300284112 | Functional | Others
47349 | Dispensary Shanti Nagar City | SPHYGMOMANOMETER(BP APPRATUS) | MODEL NOT AVAILABLE | 3000086828 | Functional | Others
47350 | Bumbloo Phc | Blood Bank Refrigerator | MRL 280 Electrolux | 3000042110 | Functional | Others
47351 | Kalwari Phc | Instrument Sterilizer | Model Not Available | 3000280885 | Functional | Others
47352 | Harsani Phc | Cautry Machine | Model Not Available | 3000214597 | Functional | Others
47353 | Jaisindhear Station Phc | FOGGING MACHINE | MODEL NOT AVAILABLE | 3000214051 | Functional | Others
47354 | Harsani Phc | Freezes | MODEL NOT AVAILABLE | 3000214599 | Functional | Others
47355 | Kherli Chc | Nebulizer | MODEL NOT AVAILABLE | 300284111 | Functional | Others
47356 | Mundawar Chc | Ice lined refrigerator | MF - 144 | 91010244 | Functional | Vestfrost Solutions
47357 | Mundawar Chc | Ice lined refrigerator | MF - 144 | 25018637 | Functional | Vestfrost Solutions
47358 | Kalwari Phc | Weighing Machine | Crown | 3000280886 | Functional | Others
47359 | Sakkargarh Phc | Spot Light ( Portable ) | Model Not Available | 3000209091 | Functional | Others
47360 | Dispensary Shanti Nagar City | SPHYGMOMANOMETER(BP APPRATUS) | MODEL NOT AVAILABLE | 3000086831 | Functional | Others
47361 | Kalwari Phc | Autoclave | Model not available | 3000280889 | Functional | Others
47362 | Govt Hospital Sojat Sdh | Autoclave | Model not available | 3000214797 | Functional | Others
47363 | Sakkargarh Phc | Hydraulic Operation Table | MODEL NOT AVAILABLE | 3000209093 | Functional | Others
47364 | Tb Hospital Jaipur | FOGGING MACHINE | MODEL NOT AVAILABLE | 3000139310 | Functional | Others
47365 | Habur Phc | Syringe Needle Destroyer | Microsil ND 20 | 3000056825 | Functional | Cmho Supply
47366 | Sanjoo Phc | Baby Weighing Machine | Model Not Available | 2000030067 | Functional | Others
47367 | Sanjoo Phc | Baby Weighing Machine | Model Not Available | 2000030062 | Functional | Others
47368 | Sanjoo Phc | Baby Weighing Machine | Model Not Available | 2000030071 | Functional | Others
47369 | Habur Phc | Syringe Needle Destroyer | Microsil ND 20 | 3000056826 | Functional | Cmho Supply
47370 | Tb Hospital Jaipur | Autoclave | Model not available | 3000139318 | Functional | Others
47371 | Kadera Phc Jaipur | Ice lined refrigerator | SB 142 | 25011507 | Functional | Others
47372 | Silanvad Phc | Weighing Machine | MODEL NOT AVAILABLE | 2000030389 | Functional | Others
47373 | Silanvad Phc | Weighing Machine | MODEL NOT AVAILABLE | 2000030390 | Functional | Others
47374 | Jasraser Phc | Syringe Needle Destroyer | Model not available | 2000029443 | Functional | Others
47375 | Jasraser Phc | Syringe Needle Destroyer | Model not available | 2000029446 | Functional | Others
47376 | Sarsiya Phc | Ice lined refrigerator | HBC-70 | 6K0018 | Functional | Others
47377 | Jasraser Phc | Ice lined refrigerator | Model Not Available | 2000029448 | Non Functional Not Repairable | Haier Appliances India Pvt
47378 | Piplund Phc | Binocular Microscope | Microlux - 16 | 1319 | Functional | Others
47379 | Piplund Phc | Hemoglobin meter | Model Not Available | 3000209135 | Functional | Others
47380 | Jasraser Phc | Weighing Machine | MODEL NOT AVAILABLE | 2000029444 | Functional | Others
47381 | Behror Chc | FOGGING MACHINE | MODEL NOT AVAILABLE | 3000280980 | Functional | Others
47382 | Tb Hospital Jaipur | Fully Automated Clinical Chemistry Analyzer | Randox - RX IMOLA | E0814 | Functional | Randox Laboratories ( India ) Pvt Ltd
47383 | Chadi Phc | Ice lined refrigerator | MK - 142 | 44710703 | Functional | Others
47384 | Piplund Phc | Ice lined refrigerator | MK - 142 | 24001053 | Functional | Others
47385 | Tb Hospital Jaipur | Freezes | MODEL NOT AVAILABLE | 3000139336 | Functional | Videocon Industries Ltd
47386 | Behror Chc | SPHYGMOMANOMETER(BP APPRATUS) | MODEL NOT AVAILABLE | 3000280964 | Functional | Others
47387 | Luhariklan Phc | Ice lined refrigerator | HBC-70 | 3000209058 | Functional | Others
47388 | Jasraser Phc | Autoclave | Model not available | 2000029450 | Functional | Others
47389 | Chadi Phc | Syringe Needle Destroyer | Microsil - ND350 | 5070 | Functional | Others
47390 | Mundawar Chc | SPHYGMOMANOMETER(BP APPRATUS) | MODEL NOT AVAILABLE | 3000281985 | Functional | Others
47391 | Kherli Chc | Glucometer | Model not available | 300284133 | Functional | Others
47392 | Kalwari Phc | Monocular Microscope | Model not available | 3000280909 | Functional | Others
47393 | General Hospital Karauli Dh | Freezes | MODEL NOT AVAILABLE | 3000138053 | Functional | Others
47394 | Kawliyas Phc | Labour Table | Model Not Available | 3000209037 | Functional | Others
47395 | Jakharana Phc | Suction Machine | Model Not Available | 3000281251 | Functional | Others
47396 | Jakharana Phc | Suction Machine | Model Not Available | 3000281254 | Functional | Others
47397 | Kalwari Phc | Ice lined refrigerator | Model Not Available | 25018611 | Functional | Others
47398 | Dispensary Shanti Nagar City | SPHYGMOMANOMETER(BP APPRATUS) | MODEL NOT AVAILABLE | 3000086822 | Functional | Others
47399 | Govt Hospital Sojat Sdh | Blood Collection Monitor | Model Not Available | CHCM-479 | Functional | Remi Electrotechnik Ltd
47400 | Pinan Chc | Semi Automated Chemistry Analyzer | Ark - CKK 24 | 1221002 | Functional | Others
47401 | Mainsar Phc | Syringe Needle Destroyer | Model not available | 3000045241 | Functional | Others
47402 | Garabdesar Phc Bikaner | Pulse Oxymeter | Model Not Available | 3000042244 | Functional | Others
47403 | Piplund Phc | Ice lined refrigerator | SB 142 | 24817358 | Functional | Others
47404 | Govt Hospital Sojat Sdh | Binocular Microscope | MLW Lab | 3000214812 | Functional | Mlw Intermed
47405 | Govt Hospital Sojat Sdh | Weighing Machine | MODEL NOT AVAILABLE | 3000214815 | Functional | Others
47406 | Gunga Phc | Instrument Sterilizer | Model Not Available | 3000214503 | Functional | Others
47407 | Gunga Phc | Baby Weighing Machine | Model Not Available | 3000214504 | Functional | Others
47408 | Gunga Phc | Syringe Needle Destroyer | Model not available | 27895 | Functional | Others
47409 | Kherli Chc | Radiant Heat Warmer | Model Not Available | 3000280870 | Functional | Others
47410 | Talab Phc Alwar | SPHYGMOMANOMETER(BP APPRATUS) | MODEL NOT AVAILABLE | 3000281809 | Functional | Others
47411 | Jaipuria Hospital Dh | Blood Bank Refrigerator | REMI - BR 70 | ZBBR05494 | Functional | Remi Electrotechnik Ltd
47412 | Govt Hospital Sojat Sdh | Freezes | MODEL NOT AVAILABLE | 801NLGB-000119 | Functional | Others
47413 | Mojpur Phc | Stethoscope | Model Not Available | 3000280645 | Functional | Others
47414 | Talab Phc Alwar | Syringe Needle Destroyer | Model not available | 3000281810 | Functional | Others
47415 | Mojpur Phc | SPHYGMOMANOMETER(BP APPRATUS) | MODEL NOT AVAILABLE | 3000280646 | Functional | Others
47416 | Talab Phc Alwar | Syringe Needle Destroyer | Microsil - ND350 | 3000281810 | Functional | Others
47417 | Behror Chc | Monocular Microscope | Model not available | 3000281697 | Functional | Others
47418 | Kadera Phc Jaipur | Syringe Needle Destroyer | Microsil ND 120 | 443 | Functional | Others
47419 | Sakkargarh Phc | Ice lined refrigerator | MK - 142 | 14815121 | Functional | Others
47420 | Tb Hospital Jaipur | Centrifuge Machine (36 Tubes) | Model Not Available | 3000139428 | Functional | Others
47421 | Kadera Phc Jaipur | Syringe Needle Destroyer | Microsil ND 120 | 444 | Functional | Others
47422 | Kadera Phc Jaipur | Syringe Needle Destroyer | Microsil ND 120 | 662 | Functional | Others
47423 | Sakkargarh Phc | Micropipettes | MODEL NOT AVAILABLE | 3000209087 | Functional | Others
47424 | Modunagar Phc | SPHYGMOMANOMETER(BP APPRATUS) | MODEL NOT AVAILABLE | 3000044414 | Functional | Others
47425 | Kadera Phc Jaipur | Monocular Microscope | Model not available | 3000230840 | Functional | Others
47426 | Behror Chc | Blood Cell Counter - 3 part | Model not available | 3000281702 | Functional | Others
47427 | Behror Chc | Glucometer | Model not available | 3000281703 | Functional | Others
47428 | Pilibanga Chc | Hemoglobin meter | Model Not Available | 3000044070 | Functional | Others
47429 | Tasai Phc | Weighing Machine | MODEL NOT AVAILABLE | 3000280265 | Functional | Others
47430 | Tb Hospital Jaipur | SPHYGMOMANOMETER(BP APPRATUS) | MODEL NOT AVAILABLE | 37440 | Functional | Others
47431 | Tb Hospital Jaipur | SPHYGMOMANOMETER(BP APPRATUS) | MODEL NOT AVAILABLE | 37430 | Functional | Others
47432 | Chadwas Phc | Baby Weighing Machine | Model Not Available | 3000214876 | Functional | Others
47433 | Chadwas Phc | Syringe Needle Destroyer | Microsil - ND350 | 6355 | Functional | Omron Health Care
47434 | Kanasar Phc Jodhpur | Centrifuge Machine ( 6 Tube ) | Model Not Available | 3000056582 | Functional | Others
47435 | Atbera Phc | Glucometer | Model not available | M01E03AA6242 | Functional | Others
47436 | Tb Hospital Jaipur | Nebulizer | MODEL NOT AVAILABLE | 18302621 | Functional | Others
47437 | Atbera Phc | Syringe Needle Destroyer | Microsil - ND350 | 5536 | Functional | Others
47438 | Tb Hospital Jaipur | Nebulizer | MODEL NOT AVAILABLE | 133025848 | Functional | Others
47439 | Tb Hospital Jaipur | Nebulizer | MODEL NOT AVAILABLE | 518032 | Functional | Others
47440 | Atbera Phc | SPHYGMOMANOMETER(BP APPRATUS) | Pagoda | 229562 | Functional | Others
47441 | Tb Hospital Jaipur | ECG Machine (Six Channel ) | Model Not Available | 3000139387 | Functional | Others
47442 | Manana Phc | Blood Cell Counter - 3 part | Model not available | 2000028263 | Functional | Others
47443 | Manana Phc | Blood Cell Counter - 3 part | Model not available | 2000028264 | Functional | Others
47444 | Kathumar Chc | Baby Weighing Machine | Crown | 3000280067 | Functional | Crown Digital Scales Inc
47445 | Maid Phc | Radiant Heat Warmer | Zeal - RHW 2101A | RHW2101A/0913/1925 | Functional | Others
47446 | Tb Hospital Jaipur | Defibrillator with Cardiac Monitor | Model Not Available | 1576 | Functional | Bpl Medical Technologies
47447 | Chittora Phc | Baby Weighing Machine | Model Not Available | 3000242122 | Functional | Others
47448 | Guda Vishnoiyan Phc | Ice lined refrigerator | MK - 142 | 447113587 | Functional | Vestfrost Solutions
47449 | Chittora Phc | FOOT OPERATED SUCTION MACHINE | MODEL NOT AVAILABLE | 3000242123 | Functional | Others
47450 | Jilo Chc | Glucometer | Model not available | 22131161595 | Functional | Others
47451 | Guda Vishnoiyan Phc | Syringe Needle Destroyer | Microsil - ND350 | 3000049918 | Functional | Others
47452 | Silwala Khurad Phc | Blood Bank Refrigerator | Model not available | 3000043032 | Functional | Others
47453 | Guda Vishnoiyan Phc | Baby Weighing Machine | Model Not Available | 3000049919 | Functional | Others
47454 | Aalniyawas Phc | Syringe Needle Destroyer | Model not available | 2000030233 | Functional | Others
47455 | Tb Hospital Jaipur | Ventilator | Model Not Available | 122510/42 | Functional | Others
47456 | Aalniyawas Phc | Freezes | MODEL NOT AVAILABLE | 2000030236 | Functional | Others
47457 | Aalniyawas Phc | Freezes | MODEL NOT AVAILABLE | 2000030246 | Functional | Others
47458 | Aalniyawas Phc | Freezes | MODEL NOT AVAILABLE | 2000030248 | Functional | Others
47459 | Aalniyawas Phc | Freezes | MODEL NOT AVAILABLE | 2000030249 | Functional | Others
47460 | Jilo Chc | SPHYGMOMANOMETER(BP APPRATUS) | MODEL NOT AVAILABLE | 98134424 | Functional | Others
47461 | Dispensary Barkat Nagar City | Syringe Needle Destroyer | Model not available | NBSD0724865 | Functional | Others
47462 | Kathumar Chc | Blood Bank Refrigerator | Alpha | 14900428 | Functional | Sudarshan Chemicals Kota
47463 | Tantwas Phc | Ice lined refrigerator | Model Not Available | 2000030605 | Functional | Others
47464 | Tb Hospital Jaipur | Blood Gas Analyzer (ABG Machine) | Cobas b 121 | 8050 | Functional | Roche Digital Pvt Ltd
47465 | Salwakalaan Phc | Syringe Needle Destroyer | Model not available | 3000054356 | Functional | Others
47466 | Salwakalaan Phc | Syringe Needle Destroyer | Model not available | 3000054340 | Functional | Others
47467 | Salwakalaan Phc | Blood Bank Refrigerator | Model not available | BD0580E0100B249L0138 | Functional | Others
47468 | Tantwas Phc | Baby Weighing Machine | Model Not Available | 2000030610 | Functional | Others
47469 | Tantwas Phc | Baby Weighing Machine | Model Not Available | 2000030613 | Functional | Others
47470 | Salwakalaan Phc | Baby Weighing Machine | Model Not Available | 3000054347 | Functional | Others
47471 | Ajitpura Phc | Blood Bank Refrigerator | Model not available | 3000043044 | Functional | Others
47472 | Gadra Road Chc | Instrument Sterilizer | Model Not Available | 30003214095 | Functional | Others
47473 | Gadra Road Chc | Instrument Sterilizer | Model Not Available | 3000214094 | Functional | Others
47474 | Kotwad Tal Phc | Weighing Machine | MODEL NOT AVAILABLE | 3000053930 | Functional | Others
47475 | Badarika Phc | Binocular Microscope | Model Not Available | 3000242135 | Functional | Others
47476 | Ridd Phc | Syringe Needle Destroyer | Model not available | 2000028715 | Functional | Others
47477 | Badarika Phc | Glucometer | Model not available | 103A0259BEA | Functional | Others
47478 | Ridd Phc | SPHYGMOMANOMETER(BP APPRATUS) | MODEL NOT AVAILABLE | 2000028717 | Functional | Others
47479 | Hindon Sdh | Anesthesia Machine | MODEL NOT AVAILABLE | 2242/43 | Functional | Others
47480 | Ajitpura Phc | Monocular Microscope | Model not available | 3000043156 | Functional | Others
47481 | Ganguwala Phc | Syringe Needle Destroyer | Model not available | 9417 | Functional | Others
47482 | Ganguwala Phc | Syringe Needle Destroyer | Model not available | 8419 | Functional | Others
47483 | Ganguwala Phc | Syringe Needle Destroyer | Model not available | 3000041322 | Functional | Others
47484 | Ramsara Taal Phc | Suction Machine | Model Not Available | 3000053326 | Functional | Others
47485 | Tb Hospital Jaipur | Hydraulic Operation Table | MODEL NOT AVAILABLE | 3000139312 | Functional | Others
47486 | Ajitpura Phc | Weighing Machine | MODEL NOT AVAILABLE | 3000043160 | Functional | Others
47487 | Ramsara Taal Phc | Syringe Needle Destroyer | Model not available | 3000053330 | Functional | Anand Medicaids Pvt Ltd
47488 | Binadesar Phc | Centrifuge Machine ( 4 Tube ) | Model not available | 3000116053 | Functional | Others
47489 | Chadwas Phc Churu | Centrifuge Machine ( 4 Tube ) | Model not available | 3000053766 | Functional | Others
47490 | Tb Hospital Jaipur | Defibrillator with Cardiac Monitor | Model Not Available | A1153604 | Functional | Others
47491 | Kathumar Chc | Digital Photo Calorimeter | 601 | 3000280287 | Functional | Environmental And Scientific Instruments Co
47492 | Hindon Sdh | Defibrillator | HEARTSTART XL | VSOO458575 | Functional | Others
47493 | Ajitpura Phc | Baby Weighing Machine | Model Not Available | 3000043158 | Functional | Others
47494 | Tb Hospital Jaipur | Boyles Apparatus | JUPITER | 2001232 | Functional | Alleid Medical Limited
47495 | Ajitpura Phc | Ice lined refrigerator | Model Not Available | 3000043161 | Functional | Others
47496 | Ajitpura Phc | Ice lined refrigerator | Model Not Available | 3000043164 | Functional | Others
47497 | Kanasar Phc Barmer | Baby Weighing Machine | Model Not Available | 3000214556 | Functional | Others
47498 | Khodreb Phc | Binocular Microscope | Model Not Available | 3000281379 | Functional | Others
47499 | Khodreb Phc | Hemoglobin meter | Model Not Available | 3000281814 | Functional | Others
47500 | Govt Hospital Sojat Sdh | Defibrillator with Cardiac Monitor | Model Not Available | 0305E | Functional | Others
47501 | Govt Hospital Sojat Sdh | Defibrillator with Cardiac Monitor | Model Not Available | 0304E | Functional | Others
47502 | Govt Hospital Sojat Sdh | Defibrillator with Cardiac Monitor | Model Not Available | C10608519 | Functional | Others
47503 | Bikampur Phc | Fetal Doppler | MODEL NOT AVAILABLE | 3000045386 | Functional | Others
47504 | Kanasar Phc Barmer | Centrifuge Machine ( 8 Tube) | Model Not Available | 3000214553 | Functional | Others
47505 | Raipur Chc | Freezes | MODEL NOT AVAILABLE | 3000262123 | Functional | Others
47506 | Sewa Phc Jaipur2 | Syringe Needle Destroyer | Model not available | 3000222635 | Functional | Others
47507 | Godu Phc | Freezes | MODEL NOT AVAILABLE | 3000045400 | Functional | Others
47508 | Sahada Chc | Syringe Needle Destroyer | Model not available | 3000262186 | Functional | Others
47509 | Nathusar Phc | Spot Light ( Portable ) | Model Not Available | 2000035247 | Functional | Others
47510 | General Hospital Karauli Dh | Freezes | MODEL NOT AVAILABLE | 010NRRD772630 | Functional | Others
47511 | Bharkha Phc | Weighing Machine | MODEL NOT AVAILABLE | 3000214645 | Functional | Others
47512 | Rajasar Bikan Phc | Monocular Microscope | Model not available | 3000129478 | Functional | Others
47513 | Bharkha Phc | Fetal Doppler | MODEL NOT AVAILABLE | 3000214646 | Functional | Others
47514 | B.D.K. Hospital Jhunjhunu Dh | Defibrillator | MODEL NOT AVAILABLE | 2000019172 | Functional | Others
47515 | Kherli Chc | Hydraulic Operation Table | MODEL NOT AVAILABLE | 3000284108 | Functional | Others
47516 | Jaipuria Hospital Dh | SPHYGMOMANOMETER(BP APPRATUS) | MODEL NOT AVAILABLE | 2000025005 | Functional | Others
47517 | Jaipuria Hospital Dh | SPHYGMOMANOMETER(BP APPRATUS) | MODEL NOT AVAILABLE | 98134252 | Functional | Others
47518 | Jaipuria Hospital Dh | SPHYGMOMANOMETER(BP APPRATUS) | MODEL NOT AVAILABLE | 98134265 | Functional | Others
47519 | Jaipuria Hospital Dh | SPHYGMOMANOMETER(BP APPRATUS) | MODEL NOT AVAILABLE | 64165710 | Functional | Others
47520 | B.D.K. Hospital Jhunjhunu Dh | Ventilator | Model Not Available | 2000019174 | Functional | Others
47521 | Gangori Hospital | Glucometer | Easy Touch ET-101 | 3000230732 | Functional | Others
47522 | Gangori Hospital | Glucometer | Easy Touch ET-101 | 3000230733 | Functional | Others
47523 | Saray Kalan Phc | SPHYGMOMANOMETER(BP APPRATUS) | MODEL NOT AVAILABLE | 3000280358 | Functional | Others
47524 | Saray Kalan Phc | SPHYGMOMANOMETER(BP APPRATUS) | MODEL NOT AVAILABLE | 3000280353 | Functional | Others
47525 | Saray Kalan Phc | SPHYGMOMANOMETER(BP APPRATUS) | MODEL NOT AVAILABLE | 3000280356 | Functional | Others
47526 | Saray Kalan Phc | SPHYGMOMANOMETER(BP APPRATUS) | MODEL NOT AVAILABLE | 3000280354 | Functional | Others
47527 | Saray Kalan Phc | SPHYGMOMANOMETER(BP APPRATUS) | MODEL NOT AVAILABLE | 3000280355 | Functional | Others
47528 | Saray Kalan Phc | SPHYGMOMANOMETER(BP APPRATUS) | MODEL NOT AVAILABLE | 3000280357 | Functional | Others
47529 | Saray Kalan Phc | SPHYGMOMANOMETER(BP APPRATUS) | MODEL NOT AVAILABLE | 3000280377 | Functional | Others
47530 | Saray Kalan Phc | SPHYGMOMANOMETER(BP APPRATUS) | MODEL NOT AVAILABLE | 3000280372 | Functional | Others
47531 | Saray Kalan Phc | SPHYGMOMANOMETER(BP APPRATUS) | MODEL NOT AVAILABLE | 3000280368 | Functional | Others
47532 | Saray Kalan Phc | Autoclave | Model not available | 3000280378 | Functional | Others
47533 | Jhiwana Phc | Ice lined refrigerator | HBD-116 | 3000281093 | Functional | Others
47534 | Baghor Phc | SPHYGMOMANOMETER(BP APPRATUS) | MODEL NOT AVAILABLE | 601573-09 | Functional | Others
47535 | Saray Kalan Phc | Nebulizer | MODEL NOT AVAILABLE | 3000280352 | Functional | Others
47536 | Baghor Phc | Baby Weighing Machine | Crown | 3000280137 | Functional | Others
47537 | Baghor Phc | Stethoscope | Model Not Available | 3000280138 | Functional | Others
47538 | Saray Kalan Phc | Ice lined refrigerator | HBD-116 | 700R1 | Functional | Others
47539 | Baghor Phc | Binocular Microscope | Model Not Available | 3000280140 | Functional | Others
47540 | Baghor Phc | Stethoscope | Model Not Available | 3000280139 | Functional | Others
47541 | Baghor Phc | Glucometer | Accu Chek Performa | GC16949813 | Functional | Others
47542 | Baghor Phc | Syringe Needle Destroyer | Microsil - ND350 | 3000280143 | Functional | Others
47543 | Saray Kalan Phc | Binocular Microscope | Model Not Available | 3000280365 | Functional | Others
47544 | Saray Kalan Phc | Centrifuge Machine ( 8 Tube) | REMI - R 8C | 3000280364 | Functional | Remi Electrotechnik Ltd
47545 | Saray Kalan Phc | Freezes | GL-185 | 3000280363 | Functional | Lg
47546 | Bagri Nagar Chc | Blood Cell Counter - 3 part | Horiba - ABX Micros ES 60 | 304esoho5546 | Functional | Others
47547 | Bagri Nagar Chc | Semi Automated Chemistry Analyzer | Micro Lab - RX 50V | 1211151 | Functional | Others
47548 | Bagri Nagar Chc | Hemoglobin meter | HB 301 | 1342813025 | Functional | Others
47549 | Tb Hospital Jaipur | Syringe Infusion Pump | EMCO - INFUSOR 850 | 9051234 | Functional | Emco Meditek Pvt Ltd
47550 | Salwakalaan Phc | Radiant Heat Warmer | Zeal - RHW 2101A | RHW2101A/0813/1021 | Functional | Zeal Medical Pvt Ltd
47551 | Tb Hospital Jaipur | Defibrillator | MODEL NOT AVAILABLE | 89A4120 | Functional | Bpl Medical Technologies
47552 | Dispensary Barkat Nagar City | SPHYGMOMANOMETER(BP APPRATUS) | MODEL NOT AVAILABLE | 98135196 | Functional | Others
47553 | Nahata Hospital Balotara Sdh | Syringe Needle Destroyer | Model not available | 3000134577 | Functional | Others
47554 | Nahata Hospital Balotara Sdh | Syringe Needle Destroyer | Model not available | 3000134580 | Functional | Others
47555 | Nahata Hospital Balotara Sdh | Syringe Needle Destroyer | Model not available | 3000134594 | Functional | Others
47556 | Bhirani Phc | Ice lined refrigerator | Model Not Available | 3000043175 | Functional | Others
47557 | Salwakalaan Phc | Freezes | Kelvinator KGE 193 | 3000054344 | Functional | Others
47558 | Binasar Phc | Syringe Needle Destroyer | Model not available | 3000053881 | Functional | Others
47559 | Binasar Phc | Binocular Microscope | PZB 22 | 3000053882 | Functional | Others
47560 | Dispensary Barkat Nagar City | Weighing Machine | MODEL NOT AVAILABLE | 3000087026 | Functional | Others
47561 | Hindon Sdh | Anesthesia Machine | Jupiter 200 | 2001810 | Functional | Others
47562 | Badarika Phc | Syringe Needle Destroyer | Model not available | 3000242139 | Functional | Others
47563 | Panniwali Phc | Baby Weighing Machine | Model Not Available | 3000048463 | Functional | Others
47564 | Panniwali Phc | Baby Weighing Machine | Model Not Available | 3000048467 | Functional | Others
47565 | Chadwas Phc Churu | Binocular Microscope | Model Not Available | 3000053767 | Functional | Others
47566 | Binadesar Phc | Syringe Needle Destroyer | Model not available | 3000116054 | Functional | Others
47567 | Binadesar Phc | Syringe Needle Destroyer | Model not available | 3000116060 | Functional | Others
47568 | Binadesar Phc | Syringe Needle Destroyer | Model not available | 3000116061 | Functional | Others
47569 | Chadwas Phc Churu | SPHYGMOMANOMETER(BP APPRATUS) | MODEL NOT AVAILABLE | 3000053779 | Functional | Others
47570 | Kurdaya Phc | Binocular Microscope | Model Not Available | 2000036284 | Functional | Others
47571 | Kurdaya Phc | Binocular Microscope | Model Not Available | 2000036285 | Functional | Others
47572 | Dispensary Barkat Nagar City | SPHYGMOMANOMETER(BP APPRATUS) | MODEL NOT AVAILABLE | 2000025236 | Functional | Others
47573 | Jasraser Phc | Ice lined refrigerator | Model Not Available | 2000029435 | Functional | Haier Appliances India Pvt
47574 | Kelansar Chc | Suction Machine | Model Not Available | 3000120243 | Functional | Others
47575 | Todameena Phc | SPHYGMOMANOMETER(BP APPRATUS) | MODEL NOT AVAILABLE | 364484 | Functional | Others
47576 | Tb Hospital Jaipur | Bi-pap Machine | MODEL NOT AVAILABLE | 4682320 | Functional | Philips Electronics India Ltd
47577 | Kurdaya Phc | Glucometer | Model not available | 2000036288 | Functional | Others
47578 | Dhadhar Phc | Baby Weighing Machine | Crown | 3000053632 | Functional | Others
47579 | Habur Phc | Ice lined refrigerator | HBD-116 | 3000056824 | Functional | Others
47580 | Kelansar Chc | Blood Bank Refrigerator | Model not available | BE04F4E2600B2A610099 | Functional | Others
47581 | Tb Hospital Jaipur | Instrument Sterilizer | Model Not Available | 3000139311 | Functional | Others
47582 | Hindon Sdh | Nebulizer | MODEL NOT AVAILABLE | 631408 | Functional | Others
47583 | Kelansar Chc | Ice lined refrigerator | MK-144 | 90405544 | Functional | Others
47584 | Tb Hospital Jaipur | Nebulizer | MODEL NOT AVAILABLE | 3000139315 | Functional | Others
47585 | Bhaleri Phc | Fetal Doppler | MODEL NOT AVAILABLE | 3000053004 | Functional | Others
47586 | Habur Phc | Glucometer | Model not available | 300056818 | Functional | Others
47587 | Kelansar Chc | Radiant Heat Warmer | Model Not Available | 3000120250 | Non Functional Not Repairable | Cmho Supply
47588 | Hindon Sdh | Nebulizer | MODEL NOT AVAILABLE | 4113040699 | Functional | Others
47589 | Changoi Phc | Centrifuge Machine ( 4 Tube ) | Model not available | 3000053052 | Functional | Others
47590 | Hindon Sdh | SPHYGMOMANOMETER(BP APPRATUS) | MODEL NOT AVAILABLE | 3000138329 | Functional | Others
47591 | Hindon Sdh | SPHYGMOMANOMETER(BP APPRATUS) | MODEL NOT AVAILABLE | 8134501 | Functional | Others
47592 | Sikrai Chc | Centrifuge Machine ( 4 Tube ) | Model not available | 3000236803 | Functional | Others
47593 | Bhiwadi Chc | Instrument Sterilizer | Model Not Available | 3000281096 | Functional | Others
47594 | Tausar Phc | Freezes | MODEL NOT AVAILABLE | 2000030644 | Functional | Others
47595 | Tausar Phc | Freezes | MODEL NOT AVAILABLE | 2000030649 | Functional | Others
47596 | Sikrai Chc | Glucometer | BG-03 | 3000236807 | Functional | Others
47597 | Fatehgarh Phc | Syringe Needle Destroyer | Microsil ND 20 | 3000056386 | Functional | Cmho Supply
47598 | Jasraser Phc | Centrifuge Machine ( 6 Tube ) | Model Not Available | 2000029437 | Functional | Others
47599 | Fatehgarh Phc | SPHYGMOMANOMETER(BP APPRATUS) | MODEL NOT AVAILABLE | 3000056388 | Functional | Cmho Supply
47600 | Basana Phc Jaipur1 | SPHYGMOMANOMETER(BP APPRATUS) | MODEL NOT AVAILABLE | 364486 | Functional | Others
47601 | Sikrai Chc | Syringe Needle Destroyer | Model not available | 3000236813 | Functional | Others
47602 | Pander Chc | SPHYGMOMANOMETER(BP APPRATUS) | MODEL NOT AVAILABLE | 247567 | Functional | Others
47603 | Lohawat Chc | Autoclave | Model not available | 3000120029 | Functional | Others
47604 | Pander Chc | Syringe Needle Destroyer | Microsil ND 20 | 3000125908 | Functional | Others
47605 | Pander Chc | Pulse Oxymeter | Model Not Available | 3000125910 | Functional | Others
47606 | Pander Chc | 100mA X-Ray Machine | Model not available | 3000125912 | Functional | Others
47607 | Pander Chc | Incubator | MODEL NOT AVAILABLE | 3000125913 | Functional | Others
47608 | Lohawat Chc | Binocular Microscope | Model Not Available | 3000120092 | Functional | Others
47609 | Lohawat Chc | Centrifuge Machine ( 4 Tube ) | Remi 4C | GOLO5476 | Functional | Remi Electrotechnik Ltd
47610 | Ghyangarh Phc | Glucometer | Model not available | M02149344 | Functional | Others
47611 | Pander Chc | Semi Automated Chemistry Analyzer | Model not Available | 3000125915 | Functional | Others
47612 | Lohawat Chc | Syringe Needle Destroyer | Model not available | 3000120096 | Functional | Others
47613 | Atbera Phc | Baby Weighing Machine | Model Not Available | 3000202453 | Functional | Others
47614 | Loonkaransar Chc | Binocular Microscope | MLW Lab | 3000045136 | Functional | Others
47615 | Ghyangarh Phc | Ice lined refrigerator | HBD-116 | 3000125797 | Functional | Others
47616 | Pander Chc | Micropipettes | MODEL NOT AVAILABLE | 3000125917 | Functional | Others
47617 | Loonkaransar Chc | Centrifuge Machine ( 8 Tube) | REMI - R 8C | 3000045138 | Functional | Others
47618 | Pander Chc | Micropipettes | MODEL NOT AVAILABLE | 3000125918 | Functional | Others
47619 | Pander Chc | Blood Cell Counter - 3 part | Model not available | 3000125919 | Functional | Others
47620 | Rohat Chc | SPHYGMOMANOMETER(BP APPRATUS) | ELITE | 300723 | Functional | Others
47621 | Loonkaransar Chc | Micropipettes | MODEL NOT AVAILABLE | 3000045141 | Functional | Others
47622 | Loonkaransar Chc | Micropipettes | MODEL NOT AVAILABLE | 3000045142 | Functional | Others
47623 | Loonkaransar Chc | Micropipettes | MODEL NOT AVAILABLE | 3000045143 | Functional | Others
47624 | Pander Chc | Syringe Needle Destroyer | Microsil ND 20 | 3000125923 | Functional | Others
47625 | Pander Chc | SPHYGMOMANOMETER(BP APPRATUS) | MODEL NOT AVAILABLE | 267675 | Functional | Others
47626 | Ghyangarh Phc | Binocular Microscope | Microlux - 16 | 3000125791 | Functional | Others
47627 | Loonkaransar Chc | Syringe Needle Destroyer | Microsil ND 20 | 3000045147 | Functional | Others
47628 | Rohat Chc | Labour Table | Model Not Available | 3000214185 | Functional | Others
47629 | Tb Hospital Jaipur | 500mA X-Ray Machine | Model not available | 0A0332 | Functional | Meditrin Instruments
47630 | Hamirpur Phc | Ice lined refrigerator | SB 142 | 24617791 | Functional | Others
47631 | Jln Central Store Medical College | O.T. Light Double Dome | MODEL NOT AVAILABLE | 2000033374 | Functional | Others
47632 | Jln Central Store Medical College | O.T. Light Double Dome | MODEL NOT AVAILABLE | 024402-03N006126 | Functional | Others
47633 | Kutina Phc | Blood Bank Refrigerator | Model not available | 3000284208 | Functional | Others
47634 | Kutina Phc | Stethoscope | Model Not Available | 5e395 | Functional | Others
47635 | Kutina Phc | Weighing Machine | MODEL NOT AVAILABLE | yrbb | Functional | Others
47636 | Behror Chc | Radiant Heat Warmer | Model Not Available | 3000280947 | Functional | Others
47637 | Sikrai Chc | Ice lined refrigerator | Model Not Available | 3000236821 | Functional | Others
47638 | Behror Chc | Cold Light Source | MODEL NOT AVAILABLE | 3000280961 | Functional | Others
47639 | Pathena Phc | Syringe Needle Destroyer | Model not available | 3000242303 | Functional | Others
47640 | Behror Chc | Suction Machine | Model Not Available | 3000280951 | Functional | Cmho Supply
47641 | Kutina Phc | Centrifuge Machine ( 12 Tube ) | Model Not Available | 3000284204 | Functional | Others
47642 | Behror Chc | Pulse Oxymeter | Model Not Available | 3000280952 | Functional | Cmho Supply
47643 | Jln Central Store Medical College | Cautry Machine | Model Not Available | E09A1346 | Functional | Others
47644 | Behror Chc | Boyles Apparatus | MODEL NOT AVAILABLE | 3000280956 | Functional | Cmho Supply
47645 | Bhindusi Phc | Baby Weighing Machine | Crown | 3000281863 | Functional | Others
47646 | Mundiya Phc | Monocular Microscope | Model not available | 3000280132 | Functional | Others
47647 | Mundiya Phc | Syringe Needle Destroyer | Model not available | 3000280134 | Functional | Others
47648 | Mundiya Phc | Blood Cell Counter - 3 part | Model not available | 19242 | Functional | Others
47649 | Mundiya Phc | Autoclave | Model not available | 3000236680 | Functional | Others
47650 | Kutina Phc | Weighing Machine | MODEL NOT AVAILABLE | 3000284206 | Functional | Others
47651 | General Hospital Karauli Dh | Syringe Needle Destroyer | Nulife - Dots | NBSDO721666675 | Functional | Others
47652 | Sojatroad Chc | Radiant Heat Warmer | Zeal - RHW 2101A | RHW2101/0813/1339 | Functional | Others
47653 | General Hospital Karauli Dh | FOOT OPERATED SUCTION MACHINE | MODEL NOT AVAILABLE | 300138296 | Functional | Others
47654 | Bhindusi Phc | Sahlis HB Meter | Model not available | 3000281519 | Functional | Others
47655 | General Hospital Karauli Dh | Suction Machine | Osmium | 3000138299 | Functional | Others
47656 | Tb Hospital Jaipur | Defibrillator with Cardiac Monitor | Model Not Available | 100002H0180 | Functional | Others
47657 | Jasraser Phc | Binocular Microscope | Model Not Available | 2000029436 | Functional | Others
47658 | Changoi Phc | Binocular Microscope | PZB 22 | 3000053051 | Functional | Others
47659 | Changoi Phc | Binocular Microscope | PZB 22 | 3000053053 | Functional | Others
47660 | Sikrai Chc | Blood Cell Counter - 3 part | Horiba - ABX Micros ES 60 | 5767 | Functional | Others
47661 | Sikrai Chc | Radiant Heat Warmer | Zeal - RHW 2101A | 713724 | Functional | Others
47662 | Tausar Phc | Cautry Machine | Model Not Available | 2000030647 | Functional | Others
47663 | Tausar Phc | Cautry Machine | Model Not Available | 200003060 | Functional | Others
47664 | Sikrai Chc | Instrument Sterilizer | Model Not Available | 3000236812 | Functional | Others
47665 | Bhiwadi Chc | Dental X-ray unit | DENTAL X RAY | 3000281763 | Functional | General Medical Equipment
47666 | Sikrai Chc | Ice lined refrigerator | HBD-116 | 3000236820 | Functional | Others
47667 | Gogasar Phc | Binocular Microscope | Model Not Available | 3000053283 | Functional | Others
47668 | Rupahelikhurd Phc | Binocular Microscope | Microlux - 16 | 3000209255 | Functional | Others
47669 | Nethrana Phc | Glucometer | Model not available | 3000043197 | Functional | Others
47670 | Gagarana Phc | SPHYGMOMANOMETER(BP APPRATUS) | MODEL NOT AVAILABLE | 2000036075 | Functional | Others
47671 | Palwa Phc Alwar | Sahlis HB Meter | Model not available | 3000281868 | Functional | Alleid Medical Limited
47672 | Nethrana Phc | Blood Cell Counter - 3 part | Model not available | 3000043205 | Functional | Others
47673 | Silanvad Phc | SPHYGMOMANOMETER(BP APPRATUS) | MODEL NOT AVAILABLE | 2000030388 | Functional | Others
47674 | Baramsar Phc | SPHYGMOMANOMETER(BP APPRATUS) | MODEL NOT AVAILABLE | 2000031608 | Functional | Others
47675 | Tb Hospital Jaipur | Incubator | MODEL NOT AVAILABLE | 3000139433 | Functional | Yorco Sales Pvt Ltd
47676 | Baramsar Phc | Syringe Needle Destroyer | Model not available | 2000031605 | Functional | Others
47677 | Tb Hospital Jaipur | Fully Automated Clinical Chemistry Analyzer | Transasia - EM 360 | 60311 | Functional | Others
47678 | Kadera Phc Jaipur | Freezes | HRD-2055CMDGCC | BS07ZOEQL00P1BBC0030 | Functional | Others
47679 | Kadera Phc Jaipur | Autoclave | Model not available | 2697 | Functional | Others
47680 | Chadi Phc | SPHYGMOMANOMETER(BP APPRATUS) | MODEL NOT AVAILABLE | 20120526809VG | Functional | Omron Health Care
47681 | Chadi Phc | Centrifuge Machine ( 4 Tube ) | Model not available | 3000120129 | Functional | Others
47682 | Fatehgarh Phc | Baby Weighing Machine | Model Not Available | 3000056389 | Functional | Cmho Supply
47683 | Gogasar Phc | Freezes | MODEL NOT AVAILABLE | 3000053280 | Functional | Others
47684 | Gogasar Phc | SPHYGMOMANOMETER(BP APPRATUS) | MODEL NOT AVAILABLE | 3000053281 | Functional | Others
47685 | Fatehgarh Phc | Ice lined refrigerator | MF - 144 | 3000056391 | Functional | Others
47686 | Jasraser Phc | Freezes | VEE 184 | 2000029439 | Functional | Others
47687 | Paladi Kala Phc | Syringe Needle Destroyer | Model not available | 2000036205 | Functional | Others
47688 | Bhiwadi Chc | Autoclave | Model not available | 1675 | Functional | Others
47689 | Gogasar Phc | Centrifuge Machine ( 4 Tube ) | Model not available | 3000053284 | Functional | Others
47690 | Paladi Kala Phc | Glucometer | Model not available | 2000028808 | Functional | Others
47691 | Paladi Kala Phc | Glucometer | Model not available | 2000028810 | Functional | Others
47692 | Rupahelikhurd Phc | Hemoglobin meter | Model Not Available | 3000209254 | Functional | Others
47693 | Gagarana Phc | Weighing Machine | MODEL NOT AVAILABLE | 2000036076 | Functional | Others
47694 | Nethrana Phc | Blood Bank Refrigerator | Model not available | 3000043198 | Functional | Others
47695 | Tb Hospital Jaipur | Suction Machine | Model Not Available | 3000139323 | Functional | Anand Surgical Industries (India)
47696 | Bhiwadi Chc | Ultra Sonography (USG) & Colour Dopler Machine | Model not available | 30000281762 | Functional | Others
47697 | Jasraser Phc | Syringe Needle Destroyer | Model not available | 2000029442 | Functional | Others
47698 | Sarsiya Phc | Syringe Needle Destroyer | Microsil ND 20 | 08-300 | Functional | Others
47699 | Tb Hospital Jaipur | Binocular Microscope | Model Not Available | 3000139435 | Functional | Leica Microsystems
47700 | Tb Hospital Jaipur | Binocular Microscope | Leica ATC 2000 | 3000139438 | Functional | Leica Microsystems
47701 | Piplund Phc | Centrifuge Machine ( 4 Tube ) | Model not available | 3000209133 | Functional | Others
47702 | Behror Chc | Baby Weighing Machine | Model Not Available | 3000280974 | Functional | Others
47703 | Baramsar Phc | Blood Bank Refrigerator | Model not available | 2000031603 | Functional | Others
47704 | Baramsar Phc | Suction Machine | Model Not Available | 2000031604 | Functional | Others
47705 | Bhiwadi Chc | Freezes | MODEL NOT AVAILABLE | 3000281115 | Functional | Others
47706 | Jasraser Phc | SPHYGMOMANOMETER(BP APPRATUS) | MODEL NOT AVAILABLE | 2000029445 | Functional | Others
47707 | Piplund Phc | Autoclave | Model not available | 3000209141 | Functional | Others
47708 | Behror Chc | Instrument Sterilizer | Model Not Available | 3000280965 | Functional | Others
47709 | Ghyangarh Phc | Sahlis HB Meter | Model not available | 3000125793 | Functional | Others
47710 | Rohat Chc | Labour Table | Model Not Available | 3000214184 | Functional | Others
47711 | Pander Chc | Baby Weighing Machine | Model Not Available | 3000125929 | Functional | Others
47712 | Pawata Phc | Binocular Microscope | Opti-CX, Labomed | MOIEUSBA8326 | Functional | Others
47713 | Ladriya Phc | Binocular Microscope | Model Not Available | 01na | Functional | Others
47714 | Ladriya Phc | Binocular Microscope | Model Not Available | 02na | Functional | Others
47715 | Ladriya Phc | Binocular Microscope | Model Not Available | 28110 | Functional | Others
47716 | Ladriya Phc | Binocular Microscope | Model Not Available | 03na | Functional | Others
47717 | Ghyangarh Phc | Syringe Needle Destroyer | Nulife - Dots | NBSD0716499 | Functional | Cmho Supply
47718 | Pander Chc | Spot Light ( Portable ) | Model Not Available | 3000125930 | Functional | Others
47719 | Gajner Chc | Micropipettes | MODEL NOT AVAILABLE | 3000042383 | Functional | Others
47720 | Gajner Chc | Micropipettes | MODEL NOT AVAILABLE | 3000042384 | Functional | Others
47721 | Gajner Chc | Micropipettes | MODEL NOT AVAILABLE | 3000042385 | Functional | Others
47722 | Gajner Chc | Micropipettes | MODEL NOT AVAILABLE | 3000042386 | Functional | Others
47723 | Gajner Chc | Micropipettes | MODEL NOT AVAILABLE | 3000042387 | Functional | Others
47724 | Gajner Chc | Micropipettes | MODEL NOT AVAILABLE | 3000042388 | Functional | Others
47725 | Pander Chc | Labour Table | Model Not Available | 3000125931 | Functional | Others
47726 | Loonkaransar Chc | Radiant Heat Warmer | Zeal - RHW 2101A | 3000045149 | Functional | Others
47727 | Rohat Chc | Radiant Heat Warmer | Zeal - RHW 2101A | RHW2101A/0813/1340 | Functional | Others
47728 | Kanasar Phc Jodhpur | Spot Light ( Portable ) | Model Not Available | 3000056587 | Functional | Others
47729 | Loonkaransar Chc | Baby Weighing Machine | Model Not Available | 3000045151 | Functional | Others
47730 | Pander Chc | Blood Bank Refrigerator | Model not available | 3000125934 | Functional | Others
47731 | Pander Chc | Blood Bank Refrigerator | Model not available | 3000125935 | Functional | Others
47732 | Pander Chc | Blood Bank Refrigerator | Model not available | 3000125936 | Functional | Others
47733 | Pander Chc | Weighing Machine | MODEL NOT AVAILABLE | 3000125938 | Functional | Others
47734 | Setrawa Phc | Oxygen Concentrator | Model Not Available | 3000049840 | Functional | Others
47735 | Nimbhahera Jatan Phc | Baby Weighing Machine | Crown | 3000125779 | Functional | Others
47736 | Bagri Nagar Chc | Nebulizer | MODEL NOT AVAILABLE | 2770 | Functional | Others
47737 | Bagri Nagar Chc | Suction Machine | Model Not Available | 3000202398 | Functional | Others
47738 | Bagri Nagar Chc | FOGGING MACHINE | MODEL NOT AVAILABLE | 3000202401 | Functional | Others
47739 | Behror Chc | Boyles Apparatus | MODEL NOT AVAILABLE | 3000280959 | Functional | Cmho Supply
47740 | Sikrai Chc | ECG Machine (Single Channel) | Model Not Available | 3000236819 | Functional | Others
47741 | Behror Chc | Instrument Sterilizer | Model Not Available | 3000280960 | Functional | Cmho Supply
47742 | Kutina Phc | Syringe Needle Destroyer | Model not available | 30000284202 | Functional | Others
47743 | General Hospital Karauli Dh | Freezes | MODEL NOT AVAILABLE | 3000138287 | Functional | Unique Power Technologies
47744 | Sojatroad Chc | Suction Machine | Model Not Available | 3000214939 | Functional | Others
47745 | Dispensary Raj Bhawan City | SPHYGMOMANOMETER(BP APPRATUS) | MODEL NOT AVAILABLE | 20030404119 | Functional | Others
47746 | Sojatroad Chc | Nebulizer | CN-01WB | 66402 | Functional | Others
47747 | Hamirpur Phc | Monocular Microscope | Model not available | 3000281080 | Functional | Others
47748 | Hamirpur Phc | SPHYGMOMANOMETER(BP APPRATUS) | MODEL NOT AVAILABLE | 61499 | Functional | Others
47749 | Dispensary Raj Bhawan City | Ice lined refrigerator | Model Not Available | 2000024510 | Functional | Others
47750 | General Hospital Karauli Dh | Weighing Machine | MODEL NOT AVAILABLE | 3000138278 | Non Functional Not Repairable | Bhaseen Health Products Pvt Ltd
47751 | Bari Satellite Hospital Dholpur | Phototherepy Unit | MODEL NOT AVAILABLE | 3000242166 | Functional | Others
47752 | Sojatroad Chc | Hot Air Oven | Model not available | 3000214946 | Functional | Others
47753 | Jaipuria Hospital Dh | Radiant Heat Warmer | Zeal - RHW 2101A | RHW2101A/0913/1986 | Functional | Others
47754 | Sojatroad Chc | Incubator | MODEL NOT AVAILABLE | 3000214947 | Functional | Others
47755 | Bari Satellite Hospital Dholpur | Phototherepy Unit | MODEL NOT AVAILABLE | 3000242168 | Functional | Others
47756 | Kutina Phc | Syringe Needle Destroyer | Model not available | 30000284218 | Functional | Others
47757 | Nonera Phc | Ice lined refrigerator | HBD-116 | 50196 | Functional | Others
47758 | Luniyawas Phc | SPHYGMOMANOMETER(BP APPRATUS) | MODEL NOT AVAILABLE | 3000140738 | Functional | Others
47759 | Rabadka Phc Alwar | SPHYGMOMANOMETER(BP APPRATUS) | MODEL NOT AVAILABLE | 3000281765 | Functional | Others
47760 | Sojatroad Chc | Centrifuge Machine ( 8 Tube) | Model Not Available | LFLC-15020 | Functional | Others
47761 | S Mandi Phc | Suction Machine | Model Not Available | 3000041934 | Functional | Others
47762 | Hindon Sdh | ELISA Reader | Model not available | 451527003E | Functional | Others
47763 | Hindon Sdh | Hemoglobin meter | HB 301 | 13038113037 | Functional | Hemocue India
47764 | Jln Central Store Medical College | Centrifuge Machine ( 16 Tube ) | Model not available | KKI-08805 | Functional | Remi Electrotechnik Ltd
47765 | Kanchanpur Phc | Semi Automated Chemistry Analyzer | Model not Available | 3000242153 | Functional | Others
47766 | Kanchanpur Phc | Glucometer | Model not available | 3000242157 | Functional | Others
47767 | Kanchanpur Phc | SPHYGMOMANOMETER(BP APPRATUS) | MODEL NOT AVAILABLE | 3000242158 | Functional | Others
47768 | Kadera Phc Jaipur | Instrument Sterilizer | Model Not Available | 3000230837 | Functional | Others
47769 | Jasraser Phc | Nebulizer | MODEL NOT AVAILABLE | NGM9885 | Functional | Others
47770 | Manjra Phc | Weighing Machine | Crown | 3000280596 | Functional | Others
47771 | Tb Hospital Jaipur | Binocular Microscope | Model Not Available | 3000139441 | Non Functional Repairable | Others
47772 | Tb Hospital Jaipur | Centrifuge Machine (36 Tubes) | Model Not Available | 3000139429 | Functional | Others
47773 | Sakkargarh Phc | Ice lined refrigerator | MF - 144 | 20013901015 | Functional | Others
47774 | Manjra Phc | Blood Bank Refrigerator | Model not available | 3000280601 | Functional | Others
47775 | Jasraser Phc | Instrument Sterilizer | Model Not Available | 5272009 | Functional | Others
47776 | Manjra Phc | SPHYGMOMANOMETER(BP APPRATUS) | MODEL NOT AVAILABLE | 3000280593 | Functional | Others
47777 | Behror Chc | Centrifuge Machine ( 4 Tube ) | Model not available | 3000281700 | Functional | Others
47778 | Manjra Phc | Syringe Needle Destroyer | Model not available | 3000280603 | Functional | Others
47779 | Manjra Phc | Glucometer | Model not available | 3000280608 | Functional | Others
47780 | Pilibanga Chc | Micropipettes | MODEL NOT AVAILABLE | 3000044071 | Functional | Others
47781 | Pilibanga Chc | Micropipettes | MODEL NOT AVAILABLE | 3000044072 | Functional | Others
47782 | Pilibanga Chc | Micropipettes | MODEL NOT AVAILABLE | 3000044073 | Functional | Others
47783 | Pilibanga Chc | Micropipettes | MODEL NOT AVAILABLE | 3000044074 | Functional | Others
47784 | Behror Chc | Radiant Heat Warmer | Model Not Available | 3000281710 | Functional | Others
47785 | Tb Hospital Jaipur | SPHYGMOMANOMETER(BP APPRATUS) | MODEL NOT AVAILABLE | 64060 | Functional | Others
47786 | Behror Chc | Radiant Heat Warmer | Model Not Available | 3000281711 | Functional | Others
47787 | Tasai Phc | Binocular Microscope | Model Not Available | 3000280266 | Functional | Others
47788 | Behror Chc | Suction Machine | Model Not Available | 3000281713 | Functional | Others
47789 | Behror Chc | Suction Machine | Model Not Available | 3000280966 | Functional | Others
47790 | Jasraser Phc | Autoclave | Model not available | 2000029449 | Functional | Others
47791 | Luhariklan Phc | Ice lined refrigerator | MF - 144 | 20071020606 | Functional | Others
47792 | Luhariklan Phc | Centrifuge Machine ( 4 Tube ) | Model not available | 3000209064 | Functional | Others
47793 | Modunagar Phc | Fetal Monitor | MODEL NOT AVAILABLE | 3000044411 | Functional | Others
47794 | Kadera Phc Jaipur | Syringe Needle Destroyer | Microsil ND 20 | 3000230822 | Functional | Others
47795 | Tb Hospital Jaipur | Fiberoptic Laryngoscope | Model Not Available | 3000139445 | Functional | Others
47796 | Tasai Phc | Syringe Needle Destroyer | Model not available | 3000280268 | Functional | Others
47797 | Behror Chc | Suction Machine | Model Not Available | 3000281720 | Functional | Others
47798 | Tasai Phc | Binocular Microscope | Model Not Available | 3000280273 | Functional | Others
47799 | Tasai Phc | Binocular Microscope | Model Not Available | 3000280274 | Functional | Others
47800 | Ashawari Phc | Binocular Microscope | Model Not Available | 2000036931 | Functional | Others
47801 | Ashawari Phc | Binocular Microscope | Model Not Available | 2000036932 | Functional | Others
47802 | Ashawari Phc | Binocular Microscope | Model Not Available | 2000036933 | Functional | Others
47803 | Ashawari Phc | Binocular Microscope | Model Not Available | 2000036924 | Functional | Others
47804 | Ashawari Phc | Binocular Microscope | Model Not Available | 2000036925 | Functional | Others
47805 | Ghyangarh Phc | SPHYGMOMANOMETER(BP APPRATUS) | MODEL NOT AVAILABLE | 3000125807 | Functional | Others
47806 | Manana Phc | Blood Cell Counter - 3 part | Model not available | 2000028554 | Functional | Others
47807 | Manana Phc | Blood Cell Counter - 3 part | Model not available | 2000028555 | Functional | Others
47808 | Manana Phc | Blood Cell Counter - 3 part | Model not available | 2000028562 | Functional | Others
47809 | Manana Phc | Binocular Microscope | Model Not Available | 2000028556 | Functional | Others
47810 | Manana Phc | Binocular Microscope | Model Not Available | 2000028563 | Functional | Others
47811 | Manana Phc | Binocular Microscope | Model Not Available | 2000028564 | Functional | Others
47812 | Manana Phc | Glucometer | Model not available | 2000028557 | Functional | Others
47813 | Manana Phc | Glucometer | Model not available | 2000028558 | Functional | Others
47814 | Manana Phc | Glucometer | Model not available | 2000028559 | Functional | Others
47815 | Manana Phc | Glucometer | Model not available | 2000028560 | Functional | Others
47816 | Loonkaransar Chc | Labour Table | Model Not Available | 3000045157 | Functional | Others
47817 | Rohat Chc | Blood Bank Refrigerator | JAR -31 | R0903793 | Functional | Others
47818 | Nimbhahera Jatan Phc | Suction Machine | HI VAC | 3000125780 | Functional | Others
47819 | Tosina Phc | Instrument Sterilizer | Model Not Available | 004na | Functional | Others
47820 | Tosina Phc | Instrument Sterilizer | Model Not Available | 00004na | Functional | Others
47821 | Tosina Phc | Instrument Sterilizer | Model Not Available | 035na | Functional | Others
47822 | Tosina Phc | Instrument Sterilizer | Model Not Available | 97na | Functional | Others
47823 | Tosina Phc | Instrument Sterilizer | Model Not Available | 097na | Functional | Others
47824 | Khajuwala Chc | Radiant Heat Warmer | Model Not Available | 3000042421 | Functional | Others
47825 | Rohat Chc | Hot Air Oven | Model not available | 3000214177 | Functional | Others
47826 | Nimbhahera Jatan Phc | Syringe Needle Destroyer | Nulife - Dots | 3000125781 | Functional | Others
47827 | Setrawa Phc | Freezes | MODEL NOT AVAILABLE | 3000049850 | Functional | Videocon Industries Ltd
47828 | Khajuwala Chc | Labour Table | Model Not Available | 3000042424 | Functional | Others
47829 | Khajuwala Chc | Labour Table | Model Not Available | 3000042425 | Functional | Others
47830 | Loonkaransar Chc | Radiant Heat Warmer | Zeal - RHW 2101A | 3000045163 | Functional | Others
47831 | Khajuwala Chc | Blood Bank Refrigerator | Model not available | 3000042433 | Functional | Others
47832 | Khajuwala Chc | Blood Bank Refrigerator | Model not available | 3000042434 | Functional | Others
47833 | Khajuwala Chc | Blood Bank Refrigerator | Model not available | 3000042435 | Functional | Others
47834 | Dayalpura Phc | Baby Weighing Machine | Model Not Available | 06na | Functional | Others
47835 | Dayalpura Phc | Baby Weighing Machine | Model Not Available | 09na | Functional | Others
47836 | Dayalpura Phc | Baby Weighing Machine | Model Not Available | 8889 | Functional | Others
47837 | Dayalpura Phc | Baby Weighing Machine | Model Not Available | 070na | Functional | Others
47838 | Dayalpura Phc | Baby Weighing Machine | Model Not Available | 99/66/65 | Functional | Others
47839 | Loonkaransar Chc | Ice lined refrigerator | MK-144 | 3000045169 | Functional | Others
47840 | Jaipuria Hospital Dh | Syringe Infusion Pump | Allied - Syrn 200 | 13y-13SYRN090027 | Functional | Alleid Medical Limited
47841 | Jaipuria Hospital Dh | Syringe Infusion Pump | Allied - Syrn 200 | 13y-13SYRN090070 | Functional | Alleid Medical Limited
47842 | Khajuwala Chc | Suction Machine | Model Not Available | 3000042423 | Functional | Others
47843 | Ghyangarh Phc | Weighing Machine | MODEL NOT AVAILABLE | 3000125799 | Functional | Ramon Surgical Company
47844 | Lakhahakam Phc | Freezes | MODEL NOT AVAILABLE | 3000041012 | Functional | Others
47845 | Lakhahakam Phc | Freezes | MODEL NOT AVAILABLE | 3000041016 | Functional | Others
47846 | Lakhahakam Phc | Freezes | MODEL NOT AVAILABLE | 3000041021 | Functional | Others
47847 | Tb Hospital Jaipur | Nebulizer | MODEL NOT AVAILABLE | 3000139414 | Functional | Mrk Healthcare Pvt Ltd Delhi
47848 | Tb Hospital Jaipur | Nebulizer | Nuneb Pro | 72167 | Non Functional Repairable | Mrk Healthcare Pvt Ltd Delhi
47849 | Tb Hospital Jaipur | Nebulizer | Nuneb Pro | 72166 | Non Functional Repairable | Mrk Healthcare Pvt Ltd Delhi
47850 | Raner Damolai Phc | Sahlis HB Meter | Model not available | 2000035144 | Functional | Others
47851 | Tb Hospital Jaipur | Nebulizer | MODEL NOT AVAILABLE | 133026680 | Functional | Others
47852 | Tb Hospital Jaipur | Nebulizer | MODEL NOT AVAILABLE | 678936 | Functional | Others
47853 | Sangria Chc | Glucometer | Model not available | 3000043095 | Functional | Others
47854 | Tb Hospital Jaipur | Weighing Machine | MODEL NOT AVAILABLE | 3000139419 | Functional | Others
47855 | Jaipuria Hospital Dh | Hydraulic Operation Table | MODEL NOT AVAILABLE | 2000025123 | Functional | Others
47856 | Jodi Phc | Baby Weighing Machine | Model Not Available | 3000053746 | Functional | Others
47857 | Tb Hospital Jaipur | Syringe Needle Destroyer | Model not available | 726153 | Functional | Mrk Healthcare Pvt Ltd Delhi
47858 | Tb Hospital Jaipur | Syringe Needle Destroyer | Model not available | 3000139332 | Functional | Mrk Healthcare Pvt Ltd Delhi
47859 | Punrasar Phc | Sahlis HB Meter | Model not available | 2000035004 | Functional | Others
47860 | Vayad Phc Pali | SPHYGMOMANOMETER(BP APPRATUS-Digital) | Model Not Available | 130753040222107 | Functional | Others
47861 | Rojadi Phc | Glucometer | Model not available | 300041516 | Functional | Anand Medicaids Pvt Ltd
47862 | Karooi Klaan Phc | SPHYGMOMANOMETER(BP APPRATUS) | MODEL NOT AVAILABLE | 3000125435 | Functional | Others
47863 | Sardargarh Phc Ganganagar | Ice lined refrigerator | Model Not Available | 3000041197 | Functional | Others
47864 | Saray Kalan Phc | Baby Weighing Machine | Model Not Available | 3000280374 | Functional | Others
47865 | Saray Kalan Phc | Baby Weighing Machine | Model Not Available | 3000280380 | Functional | Others
47866 | Setrawa Phc | Syringe Needle Destroyer | Model not available | 3000049849 | Non Functional Not Repairable | Bhasin Sons Private Limited
47867 | Bagri Nagar Chc | Freezes | MODEL NOT AVAILABLE | 3000202403 | Functional | Others
47868 | Jatwada Phc Jaipur-2 | SPHYGMOMANOMETER(BP APPRATUS) | MODEL NOT AVAILABLE | 98134221 | Functional | Others
47869 | Ghasoli Phc Alwar | Baby Weighing Machine | Crown | 3000281510 | Functional | Others
47870 | Tb Hospital Jaipur | Suction Machine | Surgivac | 19 | Functional | Anand Surgical Industries (India)
47871 | Behror Chc | Phototherepy Unit | MODEL NOT AVAILABLE | 3000281715 | Functional | Others
47872 | Tasai Phc | Centrifuge Machine ( 12 Tube ) | Model Not Available | 3000280268 | Functional | Others
47873 | Tb Hospital Jaipur | Nebulizer | MODEL NOT AVAILABLE | 3000139444 | Functional | Others
47874 | Behror Chc | Instrument Sterilizer | Model Not Available | 3000281716 | Functional | Others
47875 | Behror Chc | Radiant Heat Warmer | Model Not Available | 3000281717 | Functional | Others
47876 | Tb Hospital Jaipur | Weighing Machine | MODEL NOT AVAILABLE | 3000139449 | Functional | Bhaseen Health Products Pvt Ltd
47877 | Tasai Phc | Glucometer | Model not available | 3000280270 | Functional | Others
47878 | Behror Chc | Syringe Needle Destroyer | Model not available | 3000281719 | Functional | Others
47879 | Tasai Phc | Baby Weighing Machine | Model Not Available | 3000280271 | Functional | Others
47880 | Kadera Phc Jaipur | Glucometer | Model not available | 3000230839 | Functional | Others
47881 | Chadwas Phc | Weighing Machine | MODEL NOT AVAILABLE | 3000214874 | Functional | Others
47882 | Tb Hospital Jaipur | Suction Machine | Model Not Available | 3000139379 | Functional | Others
47883 | Tb Hospital Jaipur | Suction Machine | Model Not Available | 3000139384 | Functional | Others
47884 | Chadwas Phc | SPHYGMOMANOMETER(BP APPRATUS) | MODEL NOT AVAILABLE | 265244 | Functional | Others
47885 | Tb Hospital Jaipur | Syringe Needle Destroyer | Nulife - Dots | 726156 | Functional | Unique Power Technologies
47886 | Atbera Phc | Syringe Needle Destroyer | Microsil - ND350 | 5916 | Functional | Others
47887 | Atbera Phc | Syringe Needle Destroyer | Microsil - ND350 | 5850 | Functional | Others
47888 | Tb Hospital Jaipur | SPHYGMOMANOMETER(BP APPRATUS) | MODEL NOT AVAILABLE | 3000139382 | Functional | Lifex Medical
47889 | Atbera Phc | Glucometer | Model not available | Y4209A-07A003764 | Functional | Others
47890 | Jln Central Store Medical College | Cautry Machine | Model Not Available | 2000033387 | Functional | Others
47891 | Jln Central Store Medical College | O.T. Light Single Dome | MODEL NOT AVAILABLE | 1103-4106 | Functional | Others
47892 | Jln Central Store Medical College | Multi-Para Monitor | Model not available | A10SE00150 | Functional | Others
47893 | Jln Central Store Medical College | Multi-Para Monitor | Model not available | 332025-K12300760001- | Functional | Others
47894 | Bhikodai Phc Jaisalmer | Syringe Needle Destroyer | Microsil - ND350 | 7425 | Functional | Others
47895 | Jln Central Store Medical College | O.T. Light Single Dome | MODEL NOT AVAILABLE | 3000047897 | Functional | Others
47896 | Manana Phc | Glucometer | Model not available | 2000028561 | Functional | Others
47897 | Madasar Phc Jaisalmer | FOGGING MACHINE | MODEL NOT AVAILABLE | 3000056913 | Functional | Cmho Supply
47898 | Ghyangarh Phc | Labour Table | Model Not Available | 3000125801 | Functional | Others
47899 | Ghyangarh Phc | Instrument Sterilizer | Model Not Available | 300125802 | Functional | Others
47900 | Lohawat Chc | Syringe Needle Destroyer | Model not available | 3000120063 | Functional | Others
47901 | Lohawat Chc | Syringe Needle Destroyer | Microsil - ND350 | 7842 | Functional | Atlas Surgical Company
47902 | Ghyangarh Phc | Syringe Needle Destroyer | Microsil ND 20 | 3000125803 | Functional | Linco Scientific Instruments And Chemicals (P) Ltd
47903 | Ghyangarh Phc | Nebulizer | MODEL NOT AVAILABLE | 3000125804 | Functional | Others
47904 | Ghyangarh Phc | Ice lined refrigerator | HBD-116 | 3000125805 | Functional | Others
47905 | Pander Chc | ECG Machine (Single Channel) | Model Not Available | 3000125909 | Functional | Others
47906 | Pander Chc | SPHYGMOMANOMETER(BP APPRATUS) | MODEL NOT AVAILABLE | 3000125911 | Functional | Others
47907 | Baggad Phc Nagaur | SPHYGMOMANOMETER(BP APPRATUS) | MODEL NOT AVAILABLE | 2000036330 | Functional | Others
47908 | Baggad Phc Nagaur | SPHYGMOMANOMETER(BP APPRATUS) | MODEL NOT AVAILABLE | 2000036331 | Functional | Others
47909 | Baggad Phc Nagaur | SPHYGMOMANOMETER(BP APPRATUS) | MODEL NOT AVAILABLE | 2000036332 | Functional | Others
47910 | Baggad Phc Nagaur | SPHYGMOMANOMETER(BP APPRATUS) | MODEL NOT AVAILABLE | 2000036333 | Functional | Others
47911 | Rohat Chc | Baby Weighing Machine | Model Not Available | 3000214189 | Functional | Others
47912 | Loonkaransar Chc | Semi Automated Chemistry Analyzer | Model not Available | 3000045140 | Functional | Others
47913 | Pander Chc | Centrifuge Machine ( 8 Tube) | Model Not Available | 3000125920 | Functional | Others
47914 | Pander Chc | Hot Air Oven | Model not available | 1365206 | Functional | Others
47915 | Rohat Chc | Hydraulic Operation Table | MODEL NOT AVAILABLE | 3000214187 | Functional | Others
47916 | Loonkaransar Chc | Freezes | MODEL NOT AVAILABLE | 3000045144 | Functional | Others
47917 | Loonkaransar Chc | Sahlis HB Meter | Model not available | 3000045145 | Functional | Others
47918 | Pander Chc | Freezes | MODEL NOT AVAILABLE | 3000125922 | Functional | Others
47919 | Rohat Chc | Anesthesia Machine | MODEL NOT AVAILABLE | 2230/37 | Functional | Others
47920 | Gajner Chc | Syringe Needle Destroyer | Microsil ND-60 | 3000042354 | Functional | Others
47921 | Tb Hospital Jaipur | ECG Machine (Single Channel) | BPL - Cardiart 108T | 15703 | Functional | Bpl Medical Technologies
47922 | Loonkaransar Chc | Sahlis HB Meter | Model not available | 3000045146 | Functional | Others
47923 | Khajuwala Chc | Suction Machine | Model Not Available | 3000042422 | Functional | Others
47924 | Rohat Chc | Semi Automated Chemistry Analyzer | 3300 | 3300-6685 | Functional | Others
47925 | Nimbhahera Jatan Phc | Ice lined refrigerator | MK-144 | 90503575 | Functional | Others
47926 | Nimbhahera Jatan Phc | Ice lined refrigerator | SB 142 | 14917003 | Functional | Others
47927 | Nimbhahera Jatan Phc | Syringe Needle Destroyer | Model not available | 3000125789 | Functional | Others
47928 | Rohat Chc | Syringe Needle Destroyer | Microsil - ND350 | 5823 | Functional | Others
47929 | Sangria Chc | 100mA X-Ray Machine | Model not available | 3000043141 | Functional | Others
47930 | Bishala Chc Substore | Binocular Microscope | Labomed - Vision 2000 | 3923 | Functional | Others
47931 | Bishala Chc Substore | Binocular Microscope | Labomed - Vision 2000 | 3000134284 | Functional | Others
47932 | Rohat Chc | 100mA X-Ray Machine | Allengers - MARS-6R | 2k130506222x/h7c | Functional | Others
47933 | Tb Hospital Jaipur | Nebulizer | MODEL NOT AVAILABLE | 3000139395 | Functional | Omron Health Care
47934 | Nimbhahera Jatan Phc | Centrifuge Machine ( 8 Tube) | Model Not Available | 3000125783 | Functional | Others
47935 | Sangria Chc | Ice lined refrigerator | Model Not Available | 3000043138 | Functional | Others
47936 | Sangria Chc | Ice lined refrigerator | Model Not Available | 3000043137 | Functional | Others
47937 | Rohat Chc | Labour Table | Model Not Available | 3000214166 | Functional | Others
47938 | Nimbhahera Jatan Phc | Syringe Needle Destroyer | Nulife - Dots | 29913 | Functional | Others
47939 | Hakamabad Phc | Glucometer | Model not available | 3000048556 | Functional | Anand Medicaids Pvt Ltd
47940 | Hakamabad Phc | Glucometer | Model not available | 3000048558 | Functional | Anand Medicaids Pvt Ltd
47941 | Jaipuria Hospital Dh | SPHYGMOMANOMETER(BP APPRATUS-Digital) | Model Not Available | 20130401156VG1 | Functional | Omron Health Care
47942 | Hakamabad Phc | Syringe Needle Destroyer | Model not available | 3000048560 | Functional | Others
47943 | Jaipuria Hospital Dh | SPHYGMOMANOMETER(BP APPRATUS-Digital) | Model Not Available | 3000222876 | Non Functional Not Repairable | Omron Health Care
47944 | Rohat Chc | Instrument Sterilizer | Model Not Available | 3000204195 | Functional | Others
47945 | Bishala Chc Substore | Centrifuge Machine ( 8 Tube) | REMI - R4C | 3000134289 | Functional | Others
47946 | Bishala Chc Substore | Centrifuge Machine ( 8 Tube) | REMI - R4C | 3000134288 | Functional | Others
47947 | Somasi Phc | Baby Weighing Machine | Model Not Available | 3000053796 | Functional | Others
47948 | Somasi Phc | Baby Weighing Machine | Model Not Available | 3000053799 | Functional | Others
47949 | Somasi Phc | Baby Weighing Machine | Model Not Available | 3000053819 | Functional | Others
47950 | Ghasoli Phc Alwar | Hemoglobin meter | Model Not Available | 3000281512 | Functional | Others
47951 | Pathena Phc | Centrifuge Machine ( 4 Tube ) | Model not available | 3000242305 | Functional | Others
47952 | Bhindusi Phc | SPHYGMOMANOMETER(BP APPRATUS) | MODEL NOT AVAILABLE | 3000281524 | Functional | Others
47953 | General Hospital Karauli Dh | Fetal Monitor | MODEL NOT AVAILABLE | 3000138292 | Functional | Others
47954 | Behror Chc | Instrument Sterilizer | Model Not Available | 3000281693 | Functional | Others
47955 | Kutina Phc | Autoclave | Atlas | 3000284212 | Functional | Others
47956 | Kutina Phc | Autoclave | Model not available | 3000284213 | Functional | Others
47957 | Sojatroad Chc | Syringe Needle Destroyer | Model not available | 3000214941 | Functional | Others
47958 | Sojatroad Chc | Syringe Needle Destroyer | Model not available | 3000214942 | Functional | Others
47959 | Sojatroad Chc | Syringe Needle Destroyer | Model not available | 3000214943 | Functional | Others
47960 | Bhindusi Phc | Blood Collection Monitor | Model Not Available | 3000281520 | Functional | Others
47961 | General Hospital Karauli Dh | Weighing Machine | MODEL NOT AVAILABLE | 300138279 | Functional | Others
47962 | Jaipuria Hospital Dh | FOOT OPERATED SUCTION MACHINE | SU-101 | 11147 | Functional | Others
47963 | General Hospital Karauli Dh | Freezes | MODEL NOT AVAILABLE | 54170 | Functional | Others
47964 | Sanavada Phc | Syringe Needle Destroyer | Model not available | 3000134244 | Functional | Others
47965 | Sanavada Phc | SPHYGMOMANOMETER(BP APPRATUS) | MODEL NOT AVAILABLE | 3000134242 | Functional | Others
47966 | Tehla Chc | Instrument Sterilizer | Model Not Available | 523111 | Functional | Others
47967 | General Hospital Karauli Dh | Syringe Needle Destroyer | Model not available | 11002717 | Functional | Others
47968 | S Mandi Phc | Centrifuge Machine ( 4 Tube ) | Model not available | 3000041940 | Functional | Others
47969 | Sojatroad Chc | Glucometer | Model not available | SAFCFOLG | Functional | Others
47970 | Bharkha Phc | Nebulizer | MODEL NOT AVAILABLE | 3000214644 | Functional | Others
47971 | Bharkha Phc | Nebulizer | MODEL NOT AVAILABLE | 3000214652 | Functional | Others
47972 | Govt Hospital Sojat Sdh | Boyles Apparatus | MODEL NOT AVAILABLE | 2247/54 | Functional | Gayatri Sales Corporation Jaipur
47973 | Taratara Math Phc | SPHYGMOMANOMETER(BP APPRATUS) | MODEL NOT AVAILABLE | 3000134225 | Functional | Others
47974 | Taratara Math Phc | SPHYGMOMANOMETER(BP APPRATUS) | MODEL NOT AVAILABLE | 3000134224 | Functional | Others
47975 | Arnetha Phc | Suction Machine | Model Not Available | 3000046175 | Functional | Others
47976 | General Hospital Karauli Dh | Monocular Microscope | Model not available | 300138247 | Functional | Others
47977 | Kawliyas Phc | SPHYGMOMANOMETER(BP APPRATUS) | MODEL NOT AVAILABLE | 3000209024 | Functional | Others
47978 | Kawliyas Phc | Hemoglobin meter | Model Not Available | 3000209028 | Functional | Others
47979 | Jln Central Store Medical College | ECG Machine (Single Channel) | Model Not Available | 3000047936 | Functional | Others
47980 | Kawliyas Phc | Binocular Microscope | Model Not Available | 3000209032 | Functional | Others
47981 | Kawliyas Phc | Baby Weighing Machine | Model Not Available | 3000209033 | Functional | Others
47982 | Berasar Phc Bikaner | Glucometer | Model not available | 3000045222 | Functional | Others
47983 | Bharkha Phc | Syringe Needle Destroyer | Microsil ND 20 | 08-248 | Functional | Others
47984 | Bharkha Phc | Syringe Needle Destroyer | Microsil ND 20 | 3000214659 | Functional | Others
47985 | Kherli Chc | Blood Bank Refrigerator | Model not available | 300284127 | Functional | Others
47986 | Kalwari Phc | Autoclave | Model not available | 3000280884 | Functional | Others
47987 | Kawliyas Phc | Autoclave | Model not available | 3000209034 | Functional | Others
47988 | Jln Central Store Medical College | Defibrillator | MODEL NOT AVAILABLE | JID204 | Functional | Others
47989 | Talwara Jheel Phc | Centrifuge Machine ( 4 Tube ) | Model not available | 3000043014 | Functional | Others
47990 | B.D.K. Hospital Jhunjhunu Dh | Autoclave | Model not available | 200001954 | Functional | Others
47991 | B.D.K. Hospital Jhunjhunu Dh | Autoclave | Model not available | 2000019156 | Functional | Others
47992 | Berasar Phc Bikaner | Weighing Machine | MODEL NOT AVAILABLE | 3000045229 | Functional | Others
47993 | Talwara Jheel Phc | FOOT OPERATED SUCTION MACHINE | MODEL NOT AVAILABLE | 3000043020 | Functional | Others
47994 | B.D.K. Hospital Jhunjhunu Dh | Pulse Oxymeter | Model Not Available | 2000019158 | Functional | Others
47995 | Sherpura Phc Hanumangarh | Fetal Doppler | MODEL NOT AVAILABLE | 2000037951 | Functional | Others
47996 | Sherpura Phc Hanumangarh | Syringe Needle Destroyer | Model not available | 2000037952 | Functional | Others
47997 | Jakharana Phc | Hemoglobin meter | Model Not Available | 3000281249 | Functional | Others
47998 | Kawliyas Phc | FOOT OPERATED SUCTION MACHINE | MODEL NOT AVAILABLE | 3000209036 | Functional | Others
47999 | B.D.K. Hospital Jhunjhunu Dh | Double Puncture Laparoscope with Console Unit | Model Not Available | 2000019717 | Functional | Others
48000 | B.D.K. Hospital Jhunjhunu Dh | Double Puncture Laparoscope with Console Unit | Model Not Available | 2000019719 | Functional | Others
48001 | B.D.K. Hospital Jhunjhunu Dh | Double Puncture Laparoscope with Console Unit | Model Not Available | 2000019718 | Functional | Others
48002 | Bari Satellite Hospital Dholpur | SPHYGMOMANOMETER(BP APPRATUS) | MODEL NOT AVAILABLE | 270107 | Functional | Others
48003 | Kawliyas Phc | Ice lined refrigerator | Model Not Available | 24001059 | Functional | Others
48004 | Ghyangarh Phc | Freezes | MODEL NOT AVAILABLE | 3000125794 | Functional | Others
48005 | Pander Chc | Ice lined refrigerator | MK - 142 | 25100048 | Functional | Others
48006 | Loonkaransar Chc | Spot Light ( Portable ) | Model Not Available | 3000045150 | Functional | Others
48007 | Pander Chc | Blood Bank Refrigerator | Model not available | 3000125933 | Functional | Others
48008 | Gajner Chc | Suction Machine | Model Not Available | 3000042360 | Functional | Others
48009 | Koliya Phc | Weighing Machine | MODEL NOT AVAILABLE | 02na | Functional | Others
48010 | Koliya Phc | Weighing Machine | MODEL NOT AVAILABLE | 03na | Functional | Others
48011 | Koliya Phc | Weighing Machine | MODEL NOT AVAILABLE | 04na | Functional | Others
48012 | Koliya Phc | Weighing Machine | MODEL NOT AVAILABLE | 05na | Functional | Others
48013 | Koliya Phc | Weighing Machine | MODEL NOT AVAILABLE | 06na | Functional | Others
48014 | Setrawa Phc | Centrifuge Machine ( 4 Tube ) | Model not available | 3000049837 | Functional | Others
48015 | Rohat Chc | Phototherepy Unit | Fenam, Bilitron Sky 5006 | I-IJAK-440271 | Functional | Others
48016 | Rohat Chc | Radiant Heat Warmer | Meditrin - Heat Warmer | NRHM/WM11/206 | Functional | Others
48017 | Loonkaransar Chc | Instrument Sterilizer | Model Not Available | 3000045154 | Functional | Others
48018 | Rohat Chc | Syringe Infusion Pump | SIMTEK - Infutek 405 | 23CI455528 | Functional | Others
48019 | Chhotiberi Phc | Weighing Machine | MODEL NOT AVAILABLE | 100057 | Functional | Others
48020 | Chhotiberi Phc | Weighing Machine | MODEL NOT AVAILABLE | 253 | Functional | Others
48021 | Chhotiberi Phc | Weighing Machine | MODEL NOT AVAILABLE | 5307 | Functional | Others
48022 | Loonkaransar Chc | Fetal Doppler | MODEL NOT AVAILABLE | 3000045156 | Functional | Others
48023 | Khajuwala Chc | FOOT OPERATED SUCTION MACHINE | MODEL NOT AVAILABLE | 3000042422 | Functional | Others
48024 | Khajuwala Chc | FOOT OPERATED SUCTION MACHINE | MODEL NOT AVAILABLE | 3000042423 | Functional | Others
48025 | Rohat Chc | Incubator | MODEL NOT AVAILABLE | 3000214175 | Functional | Others
48026 | Khajuwala Chc | Binocular Microscope | Model Not Available | 6714 | Functional | Others
48027 | Rohat Chc | Freezes | MODEL NOT AVAILABLE | 307PRCM000915 | Functional | Others
48028 | Loonkaransar Chc | Blood Bank Refrigerator | Model not available | 3000045170 | Functional | Others
48029 | Dayalpura Phc | Blood Bank Refrigerator | Model not available | 235 | Functional | Others
48030 | Dayalpura Phc | Blood Bank Refrigerator | Model not available | na06 | Functional | Others
48031 | Somasi Phc | Baby Weighing Machine | Model Not Available | 3000053815 | Functional | Others
48032 | Somasi Phc | Baby Weighing Machine | Model Not Available | 3000053816 | Functional | Others
48033 | Sangria Chc | Semi Automated Chemistry Analyzer | Model not Available | 3000043133 | Functional | Others
48034 | Bishala Chc Substore | Semi Automated Chemistry Analyzer | Robonik - Prietest Touch | 3000134287 | Functional | Others
48035 | Bishala Chc Substore | Blood Cell Counter - 3 part | Horiba - ABX Micros ES 60 | 3000134286 | Functional | Others
48036 | Somasi Phc | Electrolyte Analyzer | Model not available | 3000053798 | Functional | Others
48037 | Somasi Phc | Electrolyte Analyzer | Model not available | 3000053801 | Functional | Others
48038 | Somasi Phc | Electrolyte Analyzer | Model not available | 3000053804 | Functional | Others
48039 | Somasi Phc | Electrolyte Analyzer | Model not available | 3000053809 | Functional | Others
48040 | Jaipuria Hospital Dh | Ultra Sonography (USG) & Colour Dopler Machine | Median - Sono Scape SSI - 6000 | 15217990 | Functional | Medion Healthcare Pvt Ltd
48041 | Lakhahakam Phc | Syringe Needle Destroyer | Model not available | 10336 | Functional | Others
48042 | Lakhahakam Phc | Syringe Needle Destroyer | Model not available | 10397 | Functional | Others
48043 | Rohat Chc | Labour Table | Model Not Available | 3000214165 | Functional | Others
48044 | Bishala Chc Substore | Freezes | MODEL NOT AVAILABLE | 3000134285 | Functional | Others
48045 | Bishala Chc Substore | Freezes | MODEL NOT AVAILABLE | 3000134264 | Functional | Others
48046 | Hakamabad Phc | Baby Weighing Machine | Model Not Available | 300048544 | Functional | Anand Medicaids Pvt Ltd
48047 | Hakamabad Phc | Autoclave | Model not available | 3000048546 | Functional | Ambica Surgicare
48048 | Jaipuria Hospital Dh | 500mA X-Ray Machine | Allengers - AMS 525 | SI-0230-5252 | Functional | Wipro G E Healthcare Pvt Ltd
48049 | Rohat Chc | Weighing Machine | MODEL NOT AVAILABLE | 3000214161 | Functional | Others
48050 | Meethri Chc | Baby Weighing Machine | Model Not Available | 2000036796 | Functional | Others
48051 | Bishala Chc Substore | Radiant Heat Warmer | Meditrin - Heat Warmer | 3000134280 | Functional | Others
48052 | Bishala Chc Substore | Radiant Heat Warmer | Meditrin - Heat Warmer | 3000134277 | Functional | Others
48053 | Bishala Chc Substore | Radiant Heat Warmer | Meditrin - Heat Warmer | 3000134276 | Functional | Others
48054 | Bishala Chc Substore | Radiant Heat Warmer | Meditrin - Heat Warmer | 3000134275 | Functional | Others
48055 | Rohat Chc | ECG Machine (Single Channel) | BPL - Cardiart 108T | J5D8391 | Functional | Others
48056 | Hakamabad Phc | Weighing Machine | MODEL NOT AVAILABLE | 3000048547 | Functional | Anand Medicaids Pvt Ltd
48057 | Tehla Chc | Radiant Heat Warmer | Zeal - RHW 2101A | 9131795 | Functional | Others
48058 | Arnetha Phc | Ice lined refrigerator | Model Not Available | 3000046178 | Functional | Others
48059 | General Hospital Karauli Dh | Nebulizer | Nuneb Pro | PCB153504 | Functional | Mrk Healthcare Pvt Ltd Delhi
48060 | Potla Chc | Hot Air Oven | Model not available | 3000262171 | Functional | Others
48061 | Bagawas Phc | Syringe Needle Destroyer | Model not available | 3000140763 | Functional | Others
48062 | Potla Chc | STABILIZER | MODEL NOT AVAILABLE | 3000262177 | Functional | Others
48063 | Badaka Phc Alwar | SPHYGMOMANOMETER(BP APPRATUS) | MODEL NOT AVAILABLE | 596303-09 | Functional | Others
48064 | Potla Chc | Spot Light ( Portable ) | Model Not Available | 3000262179 | Functional | Others
48065 | Govt Hospital Sojat Sdh | Instrument Sterilizer | Model Not Available | 3000214736 | Functional | Others
48066 | Narayanpur Chc | Syringe Needle Destroyer | Microsil ND 20 | 3000281167 | Functional | Cmho Supply
48067 | Taratara Math Phc | FOGGING MACHINE | MODEL NOT AVAILABLE | 3000134210 | Functional | Others
48068 | Bagawas Phc | Radiant Heat Warmer | Meditrin - Heat Warmer | 3000140769 | Functional | Others
48069 | Bagawas Phc | Weighing Machine | MODEL NOT AVAILABLE | 3000140771 | Functional | Others
48070 | Govt Hospital Sojat Sdh | Autoclave | Model not available | 3000214738 | Functional | Others
48071 | Govt Hospital Sojat Sdh | Autoclave | Model not available | 3000214739 | Functional | Others
48072 | Bagawas Phc | Weighing Machine | MODEL NOT AVAILABLE | 3000140772 | Functional | Others
48073 | City Dispensary Shopping Center | Syringe Needle Destroyer | Model not available | 3000130136 | Functional | Others
48074 | Narayanpur Chc | Suction Machine | Model Not Available | 2000021542 | Functional | Others
48075 | Aupni Phc | Weighing Machine | MODEL NOT AVAILABLE | 3000042181 | Functional | Others
48076 | Bishniya Phc | Freezes | MODEL NOT AVAILABLE | 3000125546 | Functional | Others
48077 | City Dispensary Hindon City | Glucometer | Model not available | 3000138323 | Functional | Others
48078 | City Dispensary Hindon City | Glucometer | Model not available | 3000138324 | Functional | Others
48079 | Kalari Phc | Syringe Needle Destroyer | Microsil - ND350 | 4852 | Functional | Others
48080 | City Dispensary Hindon City | Centrifuge Machine ( 6 Tube ) | Model Not Available | 3000138320 | Functional | Others
48081 | Govt Hospital Sojat Sdh | ECG Machine (Single Channel) | BPL - Cardiart 108T | CGMA6Z1109 | Functional | Others
48082 | Kalari Phc | Fetal Monitor | MODEL NOT AVAILABLE | 3000053415 | Functional | Others
48083 | Govt Hospital Sojat Sdh | Suction Machine | Model Not Available | 3000214825 | Functional | Others
48084 | Nosriya Phc | Baby Weighing Machine | Model Not Available | 3000053297 | Functional | Others
48085 | Akkasar Phc | Fetal Doppler | MODEL NOT AVAILABLE | 3000042348 | Functional | Others
48086 | Baskrapalnagar Phc | Weighing Machine | MODEL NOT AVAILABLE | 3000281688 | Functional | Others
48087 | Gandala Phc | Blood Bank Refrigerator | Model not available | 91010528 | Functional | Others
48088 | Bharkha Phc | Binocular Microscope | Model Not Available | 3000214656 | Functional | Others
48089 | Rajpurbara Phc | SPHYGMOMANOMETER(BP APPRATUS) | MODEL NOT AVAILABLE | 3000281403 | Functional | Others
48090 | Kherli Chc | Centrifuge Machine ( 4 Tube ) | Model not available | 3000284126 | Functional | Others
48091 | General Hospital Karauli Dh | Incubator | Yorco - YSI - 438D | 07L3333 | Functional | Others
48092 | Bhiyad Phc | Baby Weighing Machine | Model Not Available | 3000214521 | Functional | Others
48093 | Bhiyad Phc | Baby Weighing Machine | Model Not Available | 3000214523 | Functional | Others
48094 | Bhiyad Phc | Baby Weighing Machine | Model Not Available | 3000214528 | Functional | Others
48095 | Bhiyad Phc | Baby Weighing Machine | Model Not Available | 3000214532 | Functional | Others
48096 | Bhiyad Phc | Baby Weighing Machine | Model Not Available | 3000214542 | Functional | Others
48097 | Bhiyad Phc | Baby Weighing Machine | Model Not Available | 3000214543 | Functional | Others
48098 | General Hospital Karauli Dh | Urine Test Strip Analyzer | Model Not Available | 197A0002173 | Functional | Others
48099 | Govt Hospital Sojat Sdh | Centrifuge Machine ( 8 Tube) | Model Not Available | 3000214795 | Non Functional Not Repairable | Others
48100 | Mukam Phc | Freezes | MODEL NOT AVAILABLE | 3000045183 | Functional | Others
48101 | Bhiyad Phc | Centrifuge Machine ( 4 Tube ) | Model not available | 3000214538 | Functional | Others
48102 | Kalwari Phc | Weighing Machine | Crown | 3000280880 | Functional | Others
48103 | Kalwari Phc | Weighing Machine | Crown | 3000280881 | Functional | Others
48104 | Garabdesar Phc Bikaner | Syringe Needle Destroyer | Model not available | 3000042245 | Not in use | Others
48105 | Govt Hospital Sojat Sdh | Hemoglobin meter | HB 301 | 1342813006 | Functional | Others
48106 | Girab Phc | Syringe Needle Destroyer | Model not available | 3000214592 | Functional | Others
48107 | Girab Phc | Syringe Needle Destroyer | Model not available | 3000214594 | Functional | Others
48108 | Jaisindhear Station Phc | Centrifuge Machine ( 8 Tube) | Model Not Available | 3000214072 | Functional | Others
48109 | B.D.K. Hospital Jhunjhunu Dh | Defibrillator with Cardiac Monitor | Model Not Available | 2000019017 | Functional | Others
48110 | Mundawar Chc | Semi Automated Chemistry Analyzer | Model not Available | 3000281995 | Functional | Others
48111 | Dayalpura Phc | Blood Bank Refrigerator | Model not available | 5391 | Functional | Others
48112 | Dayalpura Phc | Blood Bank Refrigerator | Model not available | 8809 | Functional | Others
48113 | Ranigaon Phc | Radiant Heat Warmer | Model Not Available | 200028542 | Functional | Others
48114 | Ranigaon Phc | Radiant Heat Warmer | Model Not Available | 2000028543 | Functional | Others
48115 | Ranigaon Phc | Radiant Heat Warmer | Model Not Available | 2000028569 | Functional | Others
48116 | Ranigaon Phc | Radiant Heat Warmer | Model Not Available | 2000028541 | Functional | Others
48117 | Ranigaon Phc | Radiant Heat Warmer | Model Not Available | 2000028534 | Functional | Others
48118 | Jaipuria Hospital Dh | Radiant Heat Warmer | Model Not Available | 3000222871 | Non Functional Not Repairable | Meditrin Instruments
48119 | Jaipuria Hospital Dh | Radiant Heat Warmer | Model Not Available | 3000222872 | Non Functional Not Repairable | Meditrin Instruments
48120 | Jaipuria Hospital Dh | Radiant Heat Warmer | Model Not Available | 3000222873 | Non Functional Not Repairable | Meditrin Instruments
48121 | Jaipuria Hospital Dh | Radiant Heat Warmer | Model Not Available | 3000222874 | Non Functional Not Repairable | Meditrin Instruments
48122 | Bishala Chc Substore | Incubator | MODEL NOT AVAILABLE | 3000134290 | Functional | Others
48123 | Hakamabad Phc | Hemoglobin Analyzer | Model not available | 3000048559 | Functional | Ambica Surgicare
48124 | Nimbhahera Jatan Phc | Freezes | MODEL NOT AVAILABLE | 3000125786 | Functional | Others
48125 | Sangria Chc | Centrifuge Machine ( 4 Tube ) | Model not available | 3000043134 | Functional | Others
48126 | Rohat Chc | Radiant Heat Warmer | Meditrin - Heat Warmer | NRHM/WM09/122 | Functional | Others
48127 | Rohat Chc | Suction Machine | Model Not Available | C-29-009 | Functional | Others
48128 | Rohat Chc | SPHYGMOMANOMETER(BP APPRATUS-Digital) | Model Not Available | 20130403188VGI | Functional | Others
48129 | Somasi Phc | Baby Weighing Machine | Model Not Available | 3000053817 | Functional | Others
48130 | Loonkaransar Chc | SPHYGMOMANOMETER(BP APPRATUS) | MODEL NOT AVAILABLE | 3000045171 | Functional | Others
48131 | Jaipuria Hospital Dh | Dental X-ray unit | Model Not Available | D25731 | Functional | Acteon Satelec
48132 | Sangria Chc | Binocular Microscope | Model Not Available | 3000043132 | Functional | Others
48133 | Kolayat Chc | Syringe Needle Destroyer | Microsil ND-60 | 3000045337 | Functional | Others
48134 | Kolayat Chc | Syringe Needle Destroyer | Microsil ND-60 | 3000045344 | Functional | Others
48135 | Kolayat Chc | Syringe Needle Destroyer | Microsil ND-60 | 3000042333 | Functional | Others
48136 | Kolayat Chc | Syringe Needle Destroyer | Microsil ND-60 | 3000042334 | Functional | Others
48137 | Kolayat Chc | Syringe Needle Destroyer | Microsil ND-60 | 3000042335 | Functional | Others
48138 | Nagar Chc | Monocular Microscope | Model not available | 7714 | Functional | Others
48139 | Jodi Phc | Glucometer | Model not available | 3000053738 | Functional | Others
48140 | Nagar Chc | Ice lined refrigerator | HBD-116 | 3000284272 | Functional | Others
48141 | Maid Phc | Syringe Needle Destroyer | Model not available | 2000022561 | Functional | Others
48142 | Pithisar Phc | Baby Weighing Machine | Model Not Available | 3000053926 | Functional | Others
48143 | Pithisar Phc | Baby Weighing Machine | Model Not Available | 3000053928 | Functional | Others
48144 | Maid Phc | SPHYGMOMANOMETER(BP APPRATUS) | MODEL NOT AVAILABLE | 9134513 | Functional | Others
48145 | Maid Phc | Ice lined refrigerator | MK - 142 | 50213025 | Functional | Others
48146 | Chittora Phc | Glucometer | Model not available | 3000242131 | Functional | Others
48147 | Kotwad Tal Phc | Baby Weighing Machine | Model Not Available | 3000053933 | Functional | Others
48148 | Kathumar Chc | Semi Automated Chemistry Analyzer | Ark - CKK 24 | 1221003 | Functional | Ark Diagnostics Bangalore
48149 | Bishala Chc Substore | Ventilator | Model Not Available | 412304 | Functional | Others
48150 | Sangria Chc | Weighing Machine | MODEL NOT AVAILABLE | 3000043097 | Functional | Others
48151 | Hakamabad Phc | SPHYGMOMANOMETER(BP APPRATUS) | MODEL NOT AVAILABLE | 3000048549 | Functional | Anand Medicaids Pvt Ltd
48152 | Bishala Chc Substore | Phototherepy Unit | Fenam, Bilitron Sky 5006 | 3000134274 | Functional | Others
48153 | Hakamabad Phc | Nebulizer | MODEL NOT AVAILABLE | 3000048550 | Functional | Anand Medicaids Pvt Ltd
48154 | Kolayat Chc | Micropipettes | MODEL NOT AVAILABLE | 2000035217 | Functional | Others
48155 | Kolayat Chc | Micropipettes | MODEL NOT AVAILABLE | 13060718 | Functional | Others
48156 | Kolayat Chc | Micropipettes | MODEL NOT AVAILABLE | 13060765 | Functional | Others
48157 | Kolayat Chc | Micropipettes | MODEL NOT AVAILABLE | 2000035220 | Functional | Others
48158 | Kolayat Chc | Micropipettes | MODEL NOT AVAILABLE | 2000035221 | Functional | Others
48159 | Kolayat Chc | Micropipettes | MODEL NOT AVAILABLE | 2000035216 | Functional | Others
48160 | Kolayat Chc | Micropipettes | MODEL NOT AVAILABLE | 2000035214 | Functional | Others
48161 | Jaipuria Hospital Dh | Defibrillator | DEFIGARD 4000 | Z09D149 | Functional | Schiller Healthcare India Pvt Ltd
48162 | Tb Hospital Jaipur | Weighing Machine | MODEL NOT AVAILABLE | 3000139403 | Functional | Others
48163 | Bishala Chc Substore | Suction Machine | Model Not Available | 3000134271 | Functional | Others
48164 | Phephana Chc | Water Bath | Model not available | 3000043481 | Functional | Others
48165 | Jln Central Store Medical College | Freezes | MODEL NOT AVAILABLE | 2525 | Functional | Others
48166 | Raipur Chc | Labour Table | Model Not Available | 3000262108 | Functional | Others
48167 | Jln Central Store Medical College | Cautry Machine | Model Not Available | 3000047900 | Functional | Others
48168 | Tehla Chc | Instrument Sterilizer | Model Not Available | 3000281799 | Functional | Others
48169 | Bikampur Phc | Fetal Doppler | MODEL NOT AVAILABLE | 300045386 | Functional | Others
48170 | Raipur Chc | Labour Table | Model Not Available | 3000262109 | Functional | Others
48171 | Jaipuria Hospital Dh | Spot Light ( Portable ) | Model Not Available | 2000025116 | Functional | Others
48172 | Raipur Chc | SPHYGMOMANOMETER(BP APPRATUS) | MODEL NOT AVAILABLE | 64530 | Functional | Others
48173 | Raipur Chc | Semi Automated Chemistry Analyzer | 3300 | 3000262117 | Functional | Others
48174 | Tehla Chc | Semi Automated Chemistry Analyzer | Ark - CKK 24 | 3000281802 | Functional | Ark Diagnostics Bangalore
48175 | Raipur Chc | Binocular Microscope | Model Not Available | 3000262119 | Functional | Others
48176 | Jln Central Store Medical College | O.T. Light Single Dome | MODEL NOT AVAILABLE | 3000047902 | Functional | Others
48177 | Raipur Chc | Blood Cell Counter - 3 part | Model not available | 3000262120 | Functional | Others
48178 | Kanasar Phc Barmer | Syringe Needle Destroyer | Model not available | 3000214554 | Functional | Others
48179 | Kanasar Phc Barmer | Freezes | MODEL NOT AVAILABLE | 3000214555 | Functional | Others
48180 | Raipur Chc | Hemoglobin meter | Model Not Available | 3000262125 | Functional | Others
48181 | Nathusar Phc | Instrument Sterilizer | Model Not Available | 2000035153 | Functional | Others
48182 | Raipur Chc | Blood Bank Refrigerator | Model not available | 3000262126 | Functional | Others
48183 | Raipur Chc | Blood Bank Refrigerator | Model not available | 3000262127 | Functional | Others
48184 | Rajpurbara Phc | Binocular Microscope | Model Not Available | 3000281410 | Functional | Others
48185 | Sahada Chc | SPHYGMOMANOMETER(BP APPRATUS) | MODEL NOT AVAILABLE | 3000262184 | Functional | Others
48186 | General Hospital Karauli Dh | Weighing Machine | MODEL NOT AVAILABLE | 3000138253 | Functional | Ramon Surgical Company
48187 | Baldevgarh Phc | Ice lined refrigerator | HBC-70 | 3000281367 | Functional | Others
48188 | Baldevgarh Phc | Binocular Microscope | Model Not Available | 3000281368 | Functional | Others
48189 | General Hospital Karauli Dh | Syringe Needle Destroyer | Nulife - Dots | NBSDO726834 | Functional | Others
48190 | Nathusar Phc | Radiant Heat Warmer | Model Not Available | 2000035246 | Functional | Others
48191 | Unhel Nag. Phc | Nebulizer | MODEL NOT AVAILABLE | 3000206782 | Functional | Others
48192 | Hindon Sdh | Blood Cell Counter - 3 part | Model not available | 3000138424 | Functional | Others
48193 | Kanchanpur Phc | Radiant Heat Warmer | Model Not Available | 713 | Functional | Others
48194 | Jln Central Store Medical College | O.T. Light Single Dome | MODEL NOT AVAILABLE | B.11.10.0174 | Functional | Others
48195 | Nagla Bidhora Phc | FOOT OPERATED SUCTION MACHINE | MODEL NOT AVAILABLE | 3000242158 | Functional | Others
48196 | Nagla Bidhora Phc | Hemoglobin meter | Model Not Available | 3000242160 | Functional | Others
48197 | Nagla Bidhora Phc | Glucometer | Model not available | 3000242233 | Functional | Others
48198 | Ghandibari Phc | Binocular Microscope | Model Not Available | 3000043187 | Functional | Others
48199 | Jln Central Store Medical College | Cautry Machine | Model Not Available | M11CO3A | Functional | Others
48200 | Gangori Hospital | Glucometer | Easy Touch ET-101 | 3000230671 | Functional | Others
48201 | Bhiyad Phc | Nebulizer | MODEL NOT AVAILABLE | 3000214509 | Functional | Others
48202 | Akkasar Phc | Phototherepy Unit | MODEL NOT AVAILABLE | 3000042346 | Functional | Others
48203 | Nosriya Phc | Syringe Needle Destroyer | Model not available | 300053295 | Functional | Others
48204 | B.D.K. Hospital Jhunjhunu Dh | Defibrillator | MODEL NOT AVAILABLE | 2000019176 | Functional | Others
48205 | Akkasar Phc | Freezes | MODEL NOT AVAILABLE | 3000042350 | Functional | Others
48206 | B.D.K. Hospital Jhunjhunu Dh | Suction Machine | Model Not Available | 2000019177 | Functional | Others
48207 | Nosriya Phc | Syringe Needle Destroyer | Model not available | 7560 | Functional | Others
48208 | Nosriya Phc | Syringe Needle Destroyer | Model not available | 13h0005 | Functional | Others
48209 | Rajpurbara Phc | Blood Cell Counter - 3 part | Model not available | 3000281393 | Functional | Others
48210 | General Hospital Karauli Dh | Freezes | MODEL NOT AVAILABLE | 5474 | Functional | Others
48211 | Bharkha Phc | Baby Weighing Machine | Model Not Available | 3000214649 | Functional | Others
48212 | Bari Satellite Hospital Dholpur | Centrifuge Machine ( 8 Tube) | Model Not Available | 3000242193 | Functional | Others
48213 | Kherli Chc | Anesthesia Machine | MODEL NOT AVAILABLE | 3000284106 | Functional | Others
48214 | Jaipuria Hospital Dh | Weighing Machine | MODEL NOT AVAILABLE | 2000025198 | Functional | Others
48215 | Jaipuria Hospital Dh | Weighing Machine | MODEL NOT AVAILABLE | 2000025199 | Functional | Others
48216 | Jaipuria Hospital Dh | Weighing Machine | MODEL NOT AVAILABLE | 2000025071 | Functional | Others
48217 | Lakhahakam Phc | SPHYGMOMANOMETER(BP APPRATUS) | MODEL NOT AVAILABLE | 698223 | Functional | Others
48218 | Somasi Phc | Autoclave | Model not available | 3000053812 | Functional | Others
48219 | Somasi Phc | Autoclave | Model not available | 3000053813 | Functional | Others
48220 | Somasi Phc | Autoclave | Model not available | 3000053814 | Functional | Others
48221 | Bishala Chc Substore | 300mA X-Ray Machine | Model not available | 3000134283 | Functional | Others
48222 | Rohat Chc | Defibrillator | DEFIGARD 4000 | JI3D565 | Functional | Others
48223 | Sangria Chc | Blood Cell Counter - 3 part | Model not available | 3000043130 | Functional | Others
48224 | Tb Hospital Jaipur | Nebulizer | MODEL NOT AVAILABLE | 16991 | Functional | Others
48225 | Bishala Chc Substore | Spot Light ( Portable ) | Model Not Available | 3000134281 | Functional | Others
48226 | Bishala Chc Substore | Spot Light ( Portable ) | Model Not Available | 3000134273 | Functional | Others
48227 | Bishala Chc Substore | Spot Light ( Portable ) | Model Not Available | 3000134272 | Functional | Others
48228 | Rohat Chc | Suction Machine | Model Not Available | 6H6314 | Functional | Others
48229 | Kalari Phc | Syringe Needle Destroyer | Model not available | 3000053423 | Functional | Others
48230 | Kalari Phc | Syringe Needle Destroyer | Model not available | 3000053424 | Functional | Others
48231 | Kalari Phc | Syringe Needle Destroyer | Model not available | 3000053425 | Functional | Others
48232 | Kalari Phc | Syringe Needle Destroyer | Model not available | 3000053426 | Functional | Others
48233 | Kalari Phc | Syringe Needle Destroyer | Model not available | 3000053427 | Functional | Others
48234 | Kalari Phc | Syringe Needle Destroyer | Model not available | 30000534238 | Functional | Others
48235 | Kalari Phc | Syringe Needle Destroyer | Model not available | 3000053429 | Functional | Others
48236 | Meethri Chc | Syringe Needle Destroyer | Model not available | 2000036790 | Functional | Others
48237 | Meethri Chc | Syringe Needle Destroyer | Model not available | 2000036793 | Functional | Others
48238 | Meethri Chc | Syringe Needle Destroyer | Model not available | 2000036795 | Functional | Others
48239 | Meethri Chc | Syringe Needle Destroyer | Model not available | 2000036785 | Functional | Others
48240 | Meethri Chc | Syringe Needle Destroyer | Model not available | 2000036792 | Functional | Others
48241 | Sangria Chc | Radiant Heat Warmer | Model Not Available | 3000043099 | Functional | Others
48242 | Jaipuria Hospital Dh | C R System | Model not available | K5296-3337 | Functional | Carestream Health India Pvt Ltd
48243 | Kolayat Chc | SPHYGMOMANOMETER(BP APPRATUS) | MODEL NOT AVAILABLE | 3000045343 | Functional | Others
48244 | Hindon Sdh | Centrifuge Machine ( 8 Tube) | REMI - R4C | 4787 | Functional | Others
48245 | Hindon Sdh | Weighing Machine | MODEL NOT AVAILABLE | J2147 | Functional | Others
48246 | Kanchanpur Phc | Hemoglobin meter | Model Not Available | 3000242155 | Functional | Others
48247 | Nagla Bidhora Phc | Centrifuge Machine ( 8 Tube) | Model Not Available | 3000242235 | Functional | Others
48248 | Ghandibari Phc | Centrifuge Machine ( 4 Tube ) | Model not available | 3000043188 | Functional | Others
48249 | Ghandibari Phc | Glucometer | Model not available | 3000043189 | Functional | Others
48250 | Mundwa Chc | Baby Weighing Machine | Model Not Available | 2000036844 | Functional | Others
48251 | Mundwa Chc | Baby Weighing Machine | Model Not Available | 2000036845 | Functional | Others
48252 | Mundwa Chc | Baby Weighing Machine | Model Not Available | 2000036846 | Functional | Others
48253 | Mundwa Chc | Baby Weighing Machine | Model Not Available | 2000036847 | Functional | Others
48254 | Mundwa Chc | Baby Weighing Machine | Model Not Available | 2000036848 | Functional | Others
48255 | Mundwa Chc | Baby Weighing Machine | Model Not Available | 2000036849 | Functional | Others
48256 | Mundwa Chc | Baby Weighing Machine | Model Not Available | 2000036850 | Functional | Others
48257 | Tb Hospital Jaipur | Nebulizer | Nuneb Pro | 80084 | Functional | Others
48258 | Kolayat Chc | Spot Light ( Portable ) | Model Not Available | 3000045339 | Functional | Others
48259 | Kolayat Chc | Spot Light ( Portable ) | Model Not Available | 3000042326 | Functional | Others
48260 | Kolayat Chc | Spot Light ( Portable ) | Model Not Available | 3000042327 | Functional | Others
48261 | Mundwa Chc | Glucometer | Model not available | 2000036851 | Functional | Others
48262 | Mundwa Chc | Glucometer | Model not available | 2000036855 | Functional | Others
48263 | Tb Hospital Jaipur | Suction Machine | Model Not Available | 3000139405 | Functional | Others
48264 | Mundwa Chc | Binocular Microscope | Model Not Available | 2000036856 | Functional | Others
48265 | Mundwa Chc | Binocular Microscope | Model Not Available | 2000036853 | Functional | Others
48266 | Mundwa Chc | Binocular Microscope | Model Not Available | 2000036852 | Functional | Others
48267 | Mundwa Chc | Binocular Microscope | Model Not Available | 2000036854 | Functional | Others
48268 | Tb Hospital Jaipur | SPHYGMOMANOMETER(BP APPRATUS) | MODEL NOT AVAILABLE | 3000139408 | Functional | Unique Power Technologies
48269 | Kolayat Chc | Sahlis HB Meter | Model not available | 3000042329 | Functional | Others
48270 | Sahada Chc | Hot Air Oven | Model not available | 3000262194 | Functional | Others
48271 | Rajasar Bikan Phc | Suction Machine | Model Not Available | 3000129475 | Functional | Others
48272 | Baldevgarh Phc | Syringe Needle Destroyer | Model not available | 3000281369 | Functional | Others
48273 | Rajasar Bikan Phc | Baby Weighing Machine | Model Not Available | 3000129476 | Functional | Others
48274 | Rajasar Bikan Phc | Instrument Sterilizer | Model Not Available | 3000129477 | Functional | Others
48275 | Akkasar Phc | FOOT OPERATED SUCTION MACHINE | MODEL NOT AVAILABLE | 3000042343 | Functional | Others
48276 | Jaipuria Hospital Dh | Weighing Machine | MODEL NOT AVAILABLE | 2000025072 | Functional | Others
48277 | Jaipuria Hospital Dh | Weighing Machine | MODEL NOT AVAILABLE | 2000025073 | Functional | Others
48278 | General Hospital Karauli Dh | Blood Cell Counter - 3 part | Model not available | 310ES01106561 | Functional | Others
48279 | Kherli Chc | SPHYGMOMANOMETER(BP APPRATUS) | MODEL NOT AVAILABLE | 3000284104 | Functional | Others
48280 | Bharkha Phc | Suction Machine | Model Not Available | 3000214651 | Functional | Others
48281 | Sewa Phc Jaipur2 | Syringe Needle Destroyer | Model not available | 3000222639 | Functional | Others
48282 | Govt Hospital Sojat Sdh | Blood Cell Counter - 3 part | Model not available | 3000214786 | Functional | Others
48283 | Pahadi Chc | Hemoglobin meter | Model Not Available | 3000236784 | Functional | Others
48284 | Bharkha Phc | Freezes | MODEL NOT AVAILABLE | 3000214655 | Functional | Others
48285 | B.D.K. Hospital Jhunjhunu Dh | Intensive Care Bed | Model Not Available | A314120726 | Functional | Others
48286 | Pahadi Chc | Semi Automated Chemistry Analyzer | Model not Available | 3000236787 | Functional | Others
48287 | Bari Satellite Hospital Dholpur | Dental Chair Unit | Model Not Available | 3000242200 | Functional | Others
48288 | Govt Hospital Sojat Sdh | Glucometer | Model not available | M03F22AA1546 | Functional | Others
48289 | Gandala Phc | Syringe Needle Destroyer | Model not available | NBSD0715899 | Functional | Others
48290 | Kherli Chc | Hot Air Oven | Model not available | 3000284125 | Functional | Others
48291 | Gandala Phc | Hemoglobin meter | Model Not Available | 3000281773 | Functional | Others
48292 | Gangori Hospital | Syringe Needle Destroyer | MRK | 3000139874 | Functional | Others
48293 | Gangori Hospital | Syringe Needle Destroyer | MRK | 3000139834 | Functional | Others
48294 | Gangori Hospital | Syringe Needle Destroyer | MRK | 3000139678 | Functional | Others
48295 | Gangori Hospital | Syringe Needle Destroyer | MRK | 3000139693 | Functional | Others
48296 | Kawliyas Phc | Blood Bank Refrigerator | Model not available | 3000209039 | Functional | Others
48297 | Jakharana Phc | Stethoscope | Model Not Available | 3000281253 | Functional | Others
48298 | Kawliyas Phc | Syringe Needle Destroyer | Microsil ND 20 | 3000209040 | Functional | Others
48299 | Mundawar Chc | Suction Machine | Model Not Available | 30000281412 | Functional | Others
48300 | Mundawar Chc | Suction Machine | Model Not Available | 3000281981 | Functional | Others
48301 | Govt Hospital Sojat Sdh | ECG Machine (Six Channel ) | Model Not Available | G103301010 | Functional | Others
48302 | Bari Satellite Hospital Dholpur | ECG Machine (Single Channel) | Model Not Available | 270107 | Non Functional Not Repairable | Others
48303 | Dispensary Shanti Nagar City | SPHYGMOMANOMETER(BP APPRATUS) | MODEL NOT AVAILABLE | 3000086823 | Functional | Others
48304 | Kalwari Phc | Stethoscope | Model Not Available | 3000280905 | Functional | Others
48305 | Hurda Phc | Freezes | MODEL NOT AVAILABLE | 3000126066 | Functional | Others
48306 | Jaipuria Hospital Dh | Binocular Microscope | Opti-CX, Labomed | 140671393 | Functional | Others
48307 | Jaipuria Hospital Dh | Binocular Microscope | Opti-CX, Labomed | 140671394 | Functional | Others
48308 | Jaipuria Hospital Dh | Binocular Microscope | Opti-CX, Labomed | 140872899 | Functional | Others
48309 | Jaipuria Hospital Dh | Binocular Microscope | Opti-CX, Labomed | 140671986 | Functional | Others
48310 | Jaipuria Hospital Dh | Binocular Microscope | Opti-CX, Labomed | 140671387 | Functional | Others
48311 | Harsani Phc | Radiant Heat Warmer | Meditrin - Heat Warmer | 3000214583 | Functional | Others
48312 | Kalwari Phc | Centrifuge Machine ( 4 Tube ) | Model not available | 3000280913 | Functional | Others
48313 | Govt Hospital Sojat Sdh | Freezes | MODEL NOT AVAILABLE | 81300280 | Functional | Others
48314 | Harsani Phc | Syringe Needle Destroyer | Model not available | 3000214584 | Functional | Others
48315 | Harsani Phc | Syringe Needle Destroyer | Model not available | 3000214587 | Functional | Others
48316 | Harsani Phc | Syringe Needle Destroyer | Model not available | 3000214588 | Functional | Others
48317 | Dispensary Shanti Nagar City | SPHYGMOMANOMETER(BP APPRATUS) | MODEL NOT AVAILABLE | 3000086825 | Functional | Others
48318 | Harsani Phc | Instrument Sterilizer | Model Not Available | 1504 | Functional | Others
48319 | Kalwari Phc | Stethoscope | Model Not Available | 3000280915 | Functional | Others
48320 | Jaisindhear Station Phc | Weighing Machine | MODEL NOT AVAILABLE | 3000214058 | Functional | Others
48321 | Jaisindhear Station Phc | Weighing Machine | MODEL NOT AVAILABLE | 3000214057 | Functional | Others
48322 | Jaisindhear Station Phc | Weighing Machine | MODEL NOT AVAILABLE | 3000214056 | Functional | Others
48323 | Kolayat Chc | SPHYGMOMANOMETER(BP APPRATUS) | MODEL NOT AVAILABLE | 53412 | Functional | Others
48324 | Kolayat Chc | SPHYGMOMANOMETER(BP APPRATUS) | MODEL NOT AVAILABLE | 47146 | Functional | Others
48325 | Tb Hospital Jaipur | SPHYGMOMANOMETER(BP APPRATUS) | Pagoda | 298115 | Functional | Unique Power Technologies
48326 | Raner Damolai Phc | Labour Table | Model Not Available | 2000035135 | Functional | Others
48327 | Jodi Phc | Syringe Needle Destroyer | Model not available | 3000053745 | Functional | Others
48328 | Jodi Phc | Syringe Needle Destroyer | Model not available | 3000053750 | Functional | Others
48329 | Jodi Phc | Syringe Needle Destroyer | Model not available | 3000053751 | Functional | Others
48330 | Jodi Phc | Syringe Needle Destroyer | Model not available | 3000053755 | Functional | Others
48331 | Jodi Phc | Syringe Needle Destroyer | Model not available | 3000053756 | Functional | Others
48332 | Jodi Phc | Syringe Needle Destroyer | Model not available | 3000053757 | Functional | Others
48333 | Jodi Phc | Syringe Needle Destroyer | Model not available | 3000053758 | Functional | Others
48334 | Jodi Phc | Syringe Needle Destroyer | Model not available | 3000053759 | Functional | Others
48335 | Jodi Phc | Syringe Needle Destroyer | Model not available | 3000053760 | Functional | Others
48336 | Raner Damolai Phc | FOOT OPERATED SUCTION MACHINE | MODEL NOT AVAILABLE | 2000035137 | Not in use | Others
48337 | Tb Hospital Jaipur | Nebulizer | Nuneb Pro | 42295 | Non Functional Repairable | Mrk Healthcare Pvt Ltd Delhi
48338 | Khinwsar Chc | Pulse Oxymeter | Model Not Available | 2000036861 | Functional | Others
48339 | Khinwsar Chc | Pulse Oxymeter | Model Not Available | 2000036873 | Functional | Others
48340 | Khinwsar Chc | Pulse Oxymeter | Model Not Available | 2000036875 | Functional | Others
48341 | Raner Damolai Phc | Baby Weighing Machine | Model Not Available | 2000035138 | Not in use | Others
48342 | Raner Damolai Phc | Syringe Needle Destroyer | Microsil ND-60 | 2000035139 | Not in use | Others
48343 | Jaipuria Hospital Dh | O.T. Light Single Dome | MODEL NOT AVAILABLE | 2000025122 | Functional | Meditrin Instruments
48344 | Thukrana Phc | Syringe Needle Destroyer | Microsil - ND350 | 10246 | Functional | Others
48345 | Nand Phc | Baby Weighing Machine | Model Not Available | 3000134256 | Functional | Others
48346 | Nand Phc | Baby Weighing Machine | Model Not Available | 3000134252 | Functional | Others
48347 | Nand Phc | Baby Weighing Machine | Model Not Available | 3000134250 | Functional | Others
48348 | Nand Phc | Baby Weighing Machine | Model Not Available | 3000134249 | Functional | Others
48349 | Nand Phc | Baby Weighing Machine | Model Not Available | 3000134246 | Functional | Others
48350 | Kolayat Chc | Sahlis HB Meter | Model not available | 3000042331 | Functional | Others
48351 | Kolayat Chc | Sahlis HB Meter | Model not available | 2000035212 | Functional | Others
48352 | Kolayat Chc | Sahlis HB Meter | Model not available | 2000035213 | Functional | Others
48353 | Kolayat Chc | Sahlis HB Meter | Model not available | 2000035215 | Functional | Others
48354 | Bishala Chc Substore | SPHYGMOMANOMETER(BP APPRATUS) | MODEL NOT AVAILABLE | 98133114 | Functional | Others
48355 | Bishala Chc Substore | SPHYGMOMANOMETER(BP APPRATUS) | MODEL NOT AVAILABLE | 3000134265 | Functional | Others
48356 | Bishala Chc Substore | SPHYGMOMANOMETER(BP APPRATUS) | MODEL NOT AVAILABLE | 3000134263 | Functional | Others
48357 | Bishala Chc Substore | SPHYGMOMANOMETER(BP APPRATUS) | MODEL NOT AVAILABLE | 3000134262 | Functional | Others
48358 | Bishala Chc Substore | SPHYGMOMANOMETER(BP APPRATUS) | MODEL NOT AVAILABLE | 95082 | Functional | Others
48359 | Bishala Chc Substore | SPHYGMOMANOMETER(BP APPRATUS) | MODEL NOT AVAILABLE | 57114 | Functional | Others
48360 | Bishala Chc Substore | Autoclave | Model not available | 3000134268 | Functional | Others
48361 | Bishala Chc Substore | Syringe Needle Destroyer | Model not available | 3000134267 | Functional | Others
48362 | Kolayat Chc | Labour Table | Model Not Available | 3000045340 | Functional | Others
48363 | Kolayat Chc | Labour Table | Model Not Available | 3000045341 | Functional | Others
48364 | Kolayat Chc | Labour Table | Model Not Available | 3000045342 | Functional | Others
48365 | Bishala Chc Substore | Syringe Needle Destroyer | Model not available | 27777 | Functional | Others
48366 | Chhoti Khatu Chc | Defibrillator | MODEL NOT AVAILABLE | 13c254 | Functional | Others
48367 | Chhoti Khatu Chc | Defibrillator | MODEL NOT AVAILABLE | 110795-188 | Functional | Others
48368 | Bishala Chc Substore | Syringe Needle Destroyer | Model not available | 1106627 | Functional | Others
48369 | Sangria Chc | Phototherepy Unit | MODEL NOT AVAILABLE | 3000043115 | Functional | Others
48370 | Chhoti Khatu Chc | Dental X-ray unit | Model Not Available | 304150 | Functional | Others
48371 | Chhoti Khatu Chc | Dental X-ray unit | Model Not Available | na101 | Functional | Others
48372 | Chhoti Khatu Chc | Dental X-ray unit | Model Not Available | na0102 | Functional | Others
48373 | Chhoti Khatu Chc | Dental X-ray unit | Model Not Available | na0103 | Functional | Others
48374 | Chhoti Khatu Chc | Dental X-ray unit | Model Not Available | na0104 | Functional | Others
48375 | Tb Hospital Jaipur | SPHYGMOMANOMETER(BP APPRATUS) | MODEL NOT AVAILABLE | 98134421 | Non Functional Repairable | Unique Power Technologies
48376 | Thukrana Phc | Micropipettes | MODEL NOT AVAILABLE | 3000046057 | Functional | Others
48377 | Jaisindhear Station Phc | Weighing Machine | MODEL NOT AVAILABLE | 3000214053 | Functional | Others
48378 | Jaisindhear Station Phc | Weighing Machine | MODEL NOT AVAILABLE | 3000214052 | Functional | Others
48379 | B.D.K. Hospital Jhunjhunu Dh | Phototherepy Unit | MODEL NOT AVAILABLE | 2000021627 | Functional | Others
48380 | B.D.K. Hospital Jhunjhunu Dh | Phototherepy Unit | MODEL NOT AVAILABLE | 2000021628 | Functional | Others
48381 | B.D.K. Hospital Jhunjhunu Dh | Phototherepy Unit | MODEL NOT AVAILABLE | 2000021629 | Functional | Others
48382 | B.D.K. Hospital Jhunjhunu Dh | Phototherepy Unit | MODEL NOT AVAILABLE | 2000021630 | Functional | Others
48383 | B.D.K. Hospital Jhunjhunu Dh | Phototherepy Unit | MODEL NOT AVAILABLE | 2000021631 | Functional | Others
48384 | B.D.K. Hospital Jhunjhunu Dh | Phototherepy Unit | MODEL NOT AVAILABLE | 2000021632 | Functional | Others
48385 | Harsani Phc | Binocular Microscope | Model Not Available | 3000214589 | Functional | Others
48386 | Kherli Chc | SPHYGMOMANOMETER(BP APPRATUS) | MODEL NOT AVAILABLE | 3000284113 | Functional | Others
48387 | Mundawar Chc | Syringe Needle Destroyer | Model not available | 3000281411 | Functional | Others
48388 | Mundawar Chc | Syringe Needle Destroyer | Model not available | 3000281991 | Functional | Others
48389 | Mundawar Chc | Syringe Needle Destroyer | Model not available | 3000281986 | Functional | Others
48390 | Mundawar Chc | Syringe Needle Destroyer | Model not available | 3000281974 | Functional | Others
48391 | Govt Hospital Sojat Sdh | Centrifuge Machine ( 8 Tube) | REMI - R 8C | JBLC-8743 | Non Functional Repairable | Others
48392 | Kherli Chc | Suction Machine | Model Not Available | 300284110 | Functional | Others
48393 | Mundawar Chc | 100mA X-Ray Machine | Samon - 100mA | 3000281948 | Functional | Siemens Limited
48394 | Mainsar Phc | Monocular Microscope | Model not available | 3000045232 | Functional | Others
48395 | Mundawar Chc | Binocular Microscope | PZB 22 | 3000281976 | Functional | Quality Scientific And Mechanical Works Pvt Ltd
48396 | Mundawar Chc | Binocular Microscope | PZB 22 | 3000282000 | Functional | Quality Scientific And Mechanical Works Pvt Ltd
48397 | Dispensary Shanti Nagar City | Autoclave | Model not available | 3000086833 | Functional | Others
48398 | Govt Hospital Sojat Sdh | Freezes | MODEL NOT AVAILABLE | 3000214798 | Non Functional Repairable | Electro Pvt Ltd Hydrabad
48399 | Mainsar Phc | Syringe Needle Destroyer | Microsil ND-60 | 800-106 | Functional | Others
48400 | Dispensary Shanti Nagar City | Autoclave | Model not available | 3000086834 | Functional | Others
48401 | Luhariklan Phc | Glucometer | Model not available | 2143676 | Functional | Others
48402 | Mundawar Chc | Freezes | GL-185 | 3000281999 | Functional | Lg
48403 | B.D.K. Hospital Jhunjhunu Dh | Ventilator | Model Not Available | 2000019142 | Functional | Others
48404 | Hurda Phc | Binocular Microscope | Model Not Available | 3000126067 | Functional | Others
48405 | Hurda Phc | Centrifuge Machine ( 4 Tube ) | Model not available | 3000125068 | Functional | Others
48406 | Hurda Phc | Hemoglobin meter | Model Not Available | 3000126069 | Functional | Others
48407 | Hurda Phc | Glucometer | Model not available | 3000126071 | Functional | Others
48408 | Hurda Phc | Syringe Needle Destroyer | Model not available | 3000126072 | Functional | Others
48409 | Renwal Phc | Ice lined refrigerator | MK - 142 | 25018606 | Functional | Others
48410 | Jln Central Store Medical College | Oxygen Concentrator | Model Not Available | M5020210C0390 | Functional | Others
48411 | Mojpur Phc | Blood Bank Refrigerator | MRL 280 Electrolux | 25118781 | Functional | Others
48412 | Mojpur Phc | Blood Bank Refrigerator | MRL 280 Electrolux | 3000280648 | Functional | Others
48413 | Udrasar Phc Bikaner | Baby Weighing Machine | Crown | 3000045045 | Functional | Others
48414 | Mojpur Phc | Weighing Machine | MODEL NOT AVAILABLE | 3000280652 | Functional | Others
48415 | Jai Sindhar Gaown Phc | Centrifuge Machine ( 8 Tube) | Model Not Available | 3000214277 | Functional | Others
48416 | Mojpur Phc | Centrifuge Machine ( 8 Tube) | Model Not Available | 3000280656 | Functional | Others
48417 | Dispensary Jhotwara City | Autoclave | Model not available | U-2385 | Non Functional Repairable | Cmho Supply
48418 | Jaipuria Hospital Dh | Blood Bank Refrigerator | REMI - BR 70 | ZBBR04928 | Functional | Remi Electrotechnik Ltd
48419 | Hadaan Phc | FOOT OPERATED SUCTION MACHINE | SU-101 | 2000035041 | Functional | Others
48420 | Indore Phc Alwar | SPHYGMOMANOMETER(BP APPRATUS) | MODEL NOT AVAILABLE | 3000280190 | Functional | Others
48421 | Hadaan Phc | Blood Bank Refrigerator | Model not available | 2000035044 | Functional | Others
48422 | Shahbad Phc Alwar | Weighing Machine | Crown | 281503 | Functional | Others
48423 | Ridi Phc Bikaner | Fetal Doppler | MODEL NOT AVAILABLE | 3000042168 | Functional | Others
48424 | Jaipuria Hospital Dh | ELISA Reader | Model not available | 461512052E | Functional | Rayto Life And Analytical Sciences Co Ltd
48425 | Ridi Phc Bikaner | Radiant Heat Warmer | Meditrin - Heat Warmer | 3000042169 | Functional | Others
48426 | Shahbad Phc Alwar | Baby Weighing Machine | Crown | 281504 | Functional | Others
48427 | Jaipuria Hospital Dh | Blood Collection Monitor | REMI CBM 10 Ultra | BHCM-384 | Non Functional Not Repairable | Remi Electrotechnik Ltd
48428 | Jaipuria Hospital Dh | Blood Collection Monitor | REMI CBM 10 Ultra | BHCM383 | Functional | Remi Electrotechnik Ltd
48429 | Nand Phc | Binocular Microscope | Model Not Available | 6277 | Functional | Others
48430 | Jaipuria Hospital Dh | Suction Machine | HI VAC | 2000025120 | Functional | Anand Medicaids Pvt Ltd
48431 | Nand Phc | Syringe Needle Destroyer | Microsil ND 20 | 3000134251 | Functional | Others
48432 | Tb Hospital Jaipur | Nebulizer | MODEL NOT AVAILABLE | 13302626262 | Functional | Others
48433 | Jodi Phc | Autoclave | Model not available | 3000053753 | Functional | Others
48434 | Jodi Phc | Autoclave | Model not available | 3000053754 | Functional | Others
48435 | Punrasar Phc | Binocular Microscope | BLS 116 | 2000035005 | Functional | Others
48436 | Punrasar Phc | Micropipettes | MODEL NOT AVAILABLE | 2000035006 | Functional | Others
48437 | Vayad Phc Pali | SPHYGMOMANOMETER(BP APPRATUS) | MODEL NOT AVAILABLE | 375924 | Functional | Others
48438 | Punrasar Phc | Spot Light ( Portable ) | Model Not Available | 2000035011 | Functional | Others
48439 | Devli Kalaan Phc Nagaur | Binocular Microscope | Model Not Available | 2000028200 | Functional | Others
48440 | Devli Kalaan Phc Nagaur | Binocular Microscope | Model Not Available | 200028206 | Functional | Others
48441 | Devli Kalaan Phc Nagaur | Binocular Microscope | Model Not Available | 2000028203 | Functional | Others
48442 | Devli Kalaan Phc Nagaur | Binocular Microscope | Model Not Available | 2000028204 | Functional | Others
48443 | Devli Kalaan Phc Nagaur | Binocular Microscope | Model Not Available | 2000028205 | Functional | Others
48444 | Punrasar Phc | FOOT OPERATED SUCTION MACHINE | MODEL NOT AVAILABLE | 2000035014 | Functional | Others
48445 | Rojadi Phc | Binocular Microscope | Model Not Available | 3000041518 | Functional | Anand Medicaids Pvt Ltd
48446 | Rojadi Phc | Binocular Microscope | Model Not Available | 3000041519 | Functional | Anand Medicaids Pvt Ltd
48447 | Vayad Phc Pali | Weighing Machine | MODEL NOT AVAILABLE | 1191 | Functional | Others
48448 | Jaipuria Hospital Dh | Defibrillator | MODEL NOT AVAILABLE | 113C368 | Functional | Schiller Healthcare India Pvt Ltd
48449 | Sardargarh Phc Ganganagar | Freezes | MODEL NOT AVAILABLE | 3000041198 | Functional | Others
48450 | Banta Phc | Freezes | MODEL NOT AVAILABLE | 3000202356 | Functional | Others
48451 | Rojadi Phc | Freezes | MODEL NOT AVAILABLE | 3000041533 | Functional | Ambica Surgicare
48452 | District Hospital Sattelite , Bikaner Dh | Blood Bank Refrigerator | Model not available | 2000030742 | Functional | Others
48453 | Rojadi Phc | Freezes | MODEL NOT AVAILABLE | 3000041535 | Functional | Ambica Surgicare
48454 | District Hospital Sattelite , Bikaner Dh | SPHYGMOMANOMETER(BP APPRATUS) | MODEL NOT AVAILABLE | 2000030743 | Functional | Others
48455 | 1 Lsm Phc Ganganagar | Suction Machine | Model Not Available | 3000053624 | Functional | Others
48456 | Thukrana Phc | Micropipettes | MODEL NOT AVAILABLE | 3000046058 | Functional | Others
48457 | Raner Damolai Phc | Radiant Heat Warmer | Meditrin - Heat Warmer | 2000035136 | Not in use | Others
48458 | Nand Phc | SPHYGMOMANOMETER(BP APPRATUS) | MODEL NOT AVAILABLE | 3000134258 | Functional | Others
48459 | Nand Phc | SPHYGMOMANOMETER(BP APPRATUS) | MODEL NOT AVAILABLE | 3000134257 | Functional | Others
48460 | Nand Phc | SPHYGMOMANOMETER(BP APPRATUS) | MODEL NOT AVAILABLE | 57816 | Functional | Others
48461 | Nand Phc | SPHYGMOMANOMETER(BP APPRATUS) | MODEL NOT AVAILABLE | 3000134247 | Functional | Others
48462 | Sangria Chc | Radiant Heat Warmer | Model Not Available | 3000043105 | Functional | Others
48463 | Sangria Chc | Syringe Needle Destroyer | Model not available | 3000043102 | Functional | Others
48464 | Thukrana Phc | Ice lined refrigerator | Model Not Available | 3000046062 | Functional | Others
48465 | Nand Phc | Centrifuge Machine ( 8 Tube) | Model Not Available | 3000134254 | Functional | Others
48466 | Thukrana Phc | Baby Weighing Machine | Model Not Available | 3000046063 | Functional | Others
48467 | Thukrana Phc | Baby Weighing Machine | Model Not Available | 3000046069 | Functional | Others
48468 | Sangria Chc | Phototherepy Unit | MODEL NOT AVAILABLE | 3000043094 | Functional | Others
48469 | Nand Phc | Radiant Heat Warmer | Zeal - RHW 2101A | 1542 | Functional | Others
48470 | Punrasar Phc | Monocular Microscope | Model not available | 2000035007 | Functional | Others
48471 | Devli Kalaan Phc Nagaur | Baby Weighing Machine | Model Not Available | 2000028190 | Functional | Others
48472 | Devli Kalaan Phc Nagaur | Baby Weighing Machine | Model Not Available | 2000028191 | Functional | Others
48473 | Devli Kalaan Phc Nagaur | Baby Weighing Machine | Model Not Available | 2000028192 | Functional | Others
48474 | Devli Kalaan Phc Nagaur | Baby Weighing Machine | Model Not Available | 2000028193 | Functional | Others
48475 | Devli Kalaan Phc Nagaur | Baby Weighing Machine | Model Not Available | 2000028797 | Functional | Others
48476 | Devli Kalaan Phc Nagaur | Baby Weighing Machine | Model Not Available | 2000028196 | Functional | Others
48477 | Devli Kalaan Phc Nagaur | Baby Weighing Machine | Model Not Available | 2000028195 | Functional | Others
48478 | Punrasar Phc | Centrifuge Machine ( 8 Tube) | Model Not Available | 2000035002 | Functional | Others
48479 | Sangria Chc | ECG Machine (Single Channel) | Model Not Available | 3000043093 | Functional | Others
48480 | Sangria Chc | ECG Machine (Single Channel) | Model Not Available | 3000043092 | Functional | Others
48481 | Sardargarh Phc Ganganagar | SPHYGMOMANOMETER(BP APPRATUS) | MODEL NOT AVAILABLE | 40743 | Functional | Others
48482 | Sardargarh Phc Ganganagar | SPHYGMOMANOMETER(BP APPRATUS) | MODEL NOT AVAILABLE | 273643 | Functional | Others
48483 | Garabdesar Phc Bikaner | Baby Weighing Machine | Crown | 3000042249 | Functional | Others
48484 | Girab Phc | Instrument Sterilizer | Model Not Available | 3000214596 | Functional | Others
48485 | Jln Central Store Medical College | Oxygen Concentrator | Model Not Available | M50202104002 | Functional | Others
48486 | Renwal Phc | Syringe Needle Destroyer | Model not available | 30000222644 | Functional | Others
48487 | Renwal Phc | Centrifuge Machine ( 8 Tube) | Model Not Available | 3000222645 | Functional | Others
48488 | Renwal Phc | Glucometer | Model not available | 3000222646 | Functional | Others
48489 | Jai Sindhar Gaown Phc | Hydraulic Operation Table | MODEL NOT AVAILABLE | 3000214083 | Functional | Others
48490 | Govt Hospital Sojat Sdh | Water Bath | Model not available | 3000214823 | Functional | Others
48491 | Mithrau Phc | SPHYGMOMANOMETER(BP APPRATUS) | MODEL NOT AVAILABLE | 3000134845 | Not in use | Others
48492 | Jai Sindhar Gaown Phc | SPHYGMOMANOMETER(BP APPRATUS) | MODEL NOT AVAILABLE | 3000214052 | Functional | Others
48493 | Jai Sindhar Gaown Phc | SPHYGMOMANOMETER(BP APPRATUS) | MODEL NOT AVAILABLE | 3000214081 | Functional | Others
48494 | Jai Sindhar Gaown Phc | SPHYGMOMANOMETER(BP APPRATUS) | MODEL NOT AVAILABLE | 3000214080 | Functional | Others
48495 | Renwal Phc | SPHYGMOMANOMETER(BP APPRATUS) | MODEL NOT AVAILABLE | 3000222652 | Functional | Others
48496 | Mojpur Phc | Freezes | GL-185 | 185/C2011 | Functional | Others
48497 | Udrasar Phc Bikaner | SPHYGMOMANOMETER(BP APPRATUS) | MODEL NOT AVAILABLE | 345420 | Functional | Others
48498 | Jai Sindhar Gaown Phc | Baby Weighing Machine | Model Not Available | 3000214079 | Functional | Others
48499 | Renwal Phc | Syringe Needle Destroyer | Model not available | 3000222660 | Functional | Others
48500 | Jai Sindhar Gaown Phc | Syringe Needle Destroyer | Model not available | 3000214078 | Functional | Others
48501 | Talab Phc Alwar | Instrument Sterilizer | Model Not Available | 3000281812 | Functional | Others
48502 | Renwal Phc | Weighing Machine | MODEL NOT AVAILABLE | 3000222662 | Functional | Others
48503 | Udrasar Phc Bikaner | FOOT OPERATED SUCTION MACHINE | SU-101 | 10649 | Functional | Others
48504 | Mojpur Phc | Baby Weighing Machine | Docbel Braun | 3000280650 | Functional | Others
48505 | Dispensary Jhotwara City | SPHYGMOMANOMETER(BP APPRATUS) | MODEL NOT AVAILABLE | 93102335 | Functional | Cmho Supply
48506 | Jai Sindhar Gaown Phc | Binocular Microscope | Model Not Available | 58153 | Functional | Others
48507 | Talab Phc Alwar | Weighing Machine | MODEL NOT AVAILABLE | 3000281811 | Functional | Others
48508 | Udrasar Phc Bikaner | Syringe Needle Destroyer | Microsil ND 20 | 3000045047 | Functional | Others
48509 | Ghandibari Phc | Baby Weighing Machine | Model Not Available | 3000043194 | Functional | Others
48510 | Bhikodai Phc Jaisalmer | SPHYGMOMANOMETER(BP APPRATUS) | MODEL NOT AVAILABLE | RF0107456 | Functional | Cmho Supply
48511 | Baskrapalnagar Phc | Ice lined refrigerator | HBD-116 | 3000281679 | Functional | Others
48512 | Diyatara Phc | SPHYGMOMANOMETER(BP APPRATUS) | MODEL NOT AVAILABLE | 2000035257 | Functional | Others
48513 | Diyatara Phc | Baby Weighing Machine | Crown | 2000035258 | Functional | Others
48514 | Bharkha Phc | Instrument Sterilizer | Model Not Available | 3000214648 | Functional | Others
48515 | Nosriya Phc | Freezes | MODEL NOT AVAILABLE | 3000116004 | Functional | Others
48516 | B.D.K. Hospital Jhunjhunu Dh | Intensive Care Bed | Model Not Available | 2000019173 | Functional | Others
48517 | Govt Hospital Sojat Sdh | Semi Automated Chemistry Analyzer | Model not Available | 60618 | Non Functional Repairable | Others
48518 | Rajpurbara Phc | Binocular Microscope | Model Not Available | 3000281396 | Functional | Others
48519 | Sewa Phc Jaipur2 | Syringe Needle Destroyer | Model not available | 3000222638 | Functional | Others
48520 | Pahadi Chc | Monocular Microscope | Model not available | 3000236785 | Functional | Others
48521 | Bharkha Phc | Centrifuge Machine ( 8 Tube) | Model Not Available | 3000214657 | Functional | Others
48522 | Gandala Phc | Binocular Microscope | Model Not Available | 3000281772 | Functional | Others
48523 | Bhiyad Phc | Autoclave | Model not available | 3000214522 | Functional | Others
48524 | B.D.K. Hospital Jhunjhunu Dh | Defibrillator | MODEL NOT AVAILABLE | 2000019196 | Functional | Others
48525 | Srera Phc | FOOT OPERATED SUCTION MACHINE | MODEL NOT AVAILABLE | 10313 | Functional | Others
48526 | Gangori Hospital | Syringe Needle Destroyer | MRK | 3000139714 | Functional | Others
48527 | Gangori Hospital | Syringe Needle Destroyer | MRK | 3000139761 | Functional | Others
48528 | Gangori Hospital | Syringe Needle Destroyer | MRK | 3000139762 | Functional | Others
48529 | Gangori Hospital | Syringe Needle Destroyer | MRK | 3000139763 | Functional | Others
48530 | Gangori Hospital | Syringe Needle Destroyer | MRK | 3000139807 | Functional | Others
48531 | Gangori Hospital | Syringe Needle Destroyer | MRK | 3000139808 | Functional | Others
48532 | Gangori Hospital | Syringe Needle Destroyer | MRK | 3000139809 | Functional | Others
48533 | Gangori Hospital | Syringe Needle Destroyer | MRK | 3000139810 | Functional | Others
48534 | Gangori Hospital | Syringe Needle Destroyer | MRK | 3000139686 | Functional | Others
48535 | Rojadi Phc | Baby Weighing Machine | Model Not Available | 3000041536 | Functional | Anand Medicaids Pvt Ltd
48536 | Kolayat Chc | Pulse Oxymeter | Model Not Available | 3000042323 | Functional | Others
48537 | Rojadi Phc | Syringe Needle Destroyer | Model not available | 3000041537 | Functional | Anand Medicaids Pvt Ltd
48538 | Kolayat Chc | Nebulizer | MODEL NOT AVAILABLE | 2993 | Functional | Others
48539 | Banta Phc | Glucometer | Model not available | M20L0000511 | Functional | Others
48540 | 1 Lsm Phc Ganganagar | Syringe Needle Destroyer | Model not available | 3000053627 | Functional | Others
48541 | 1 Lsm Phc Ganganagar | Syringe Needle Destroyer | Model not available | 3000053628 | Functional | Others
48542 | Karooi Klaan Phc | Hemoglobin meter | Model Not Available | 3000125433 | Functional | Others
48543 | Kolayat Chc | FOOT OPERATED SUCTION MACHINE | MODEL NOT AVAILABLE | 287 | Functional | Others
48544 | Tb Hospital Jaipur | 300mA X-Ray Machine | Model not available | 1210254 | Functional | Allengers Medical Systems Ltd
48545 | 1 Lsm Phc Ganganagar | Ice lined refrigerator | MK-144 | 3000053629 | Functional | Others
48546 | Kolayat Chc | Centrifuge Machine ( 8 Tube) | Model Not Available | 2000035223 | Functional | Others
48547 | Kolayat Chc | Centrifuge Machine ( 8 Tube) | Model Not Available | 2000035226 | Functional | Others
48548 | Jaipuria Hospital Dh | Pulse Oxymeter | Model Not Available | P5-TOSN-T507 | Functional | Clarity Medical Pvt Ltd
48549 | District Hospital Sattelite , Bikaner Dh | Centrifuge Machine ( 8 Tube) | REMI - R 8C | 2000030705 | Functional | Others
48550 | Kolayat Chc | Instrument Sterilizer | Model Not Available | 3000045335 | Functional | Others
48551 | Kolayat Chc | Radiant Heat Warmer | Meditrin - Heat Warmer | 3000045336 | Functional | Others
48552 | Banta Phc | SPHYGMOMANOMETER(BP APPRATUS) | MODEL NOT AVAILABLE | 9012062 | Functional | Others
48553 | District Hospital Sattelite , Bikaner Dh | Autoclave | Model not available | 2000030668 | Functional | Others
48554 | Banta Phc | Freezes | MODEL NOT AVAILABLE | 3000202340 | Functional | Others
48555 | District Hospital Sattelite , Bikaner Dh | Centrifuge Machine ( 4 Tube ) | Model not available | 2000030708 | Functional | Others
48556 | Banta Phc | Syringe Needle Destroyer | Model not available | 3000214006 | Functional | Others
48557 | District Hospital Sattelite , Bikaner Dh | Semi Automated Chemistry Analyzer | Model not Available | 2000030652 | Not in use | Others
48558 | Banta Phc | Weighing Machine | MODEL NOT AVAILABLE | 3000202361 | Functional | Others
48559 | Ramdev Mandir Phc Barmer | Weighing Machine | MODEL NOT AVAILABLE | 3000134240 | Functional | Others
48560 | Jaipuria Hospital Dh | Pulse Oxymeter | Model Not Available | PS-TGST-T431 | Functional | Clarity Medical Pvt Ltd
48561 | Hindon Sdh | STABILIZER | MODEL NOT AVAILABLE | 101111567 | Functional | Others
48562 | Jln Central Store Medical College | Freezes | MODEL NOT AVAILABLE | DB0442 | Functional | Others
48563 | Punrasar Phc | Glucometer | Easy Touch ET-101 | 2000035003 | Functional | Others
48564 | Jodi Phc | Suction Machine | Model Not Available | 3000053747 | Functional | Others
48565 | Tb Hospital Jaipur | Suction Machine | Surgivac | C143018 | Functional | Anand Surgical Industries (India)
48566 | Tb Hospital Jaipur | Suction Machine | Surgivac | C143017 | Functional | Anand Surgical Industries (India)
48567 | Tb Hospital Jaipur | Suction Machine | Surgivac | C41008 | Functional | Anand Surgical Industries (India)
48568 | Jaipuria Hospital Dh | Multi-Para Monitor | Schiller - Truscope Classic | M014E004255 | Functional | Schiller Healthcare India Pvt Ltd
48569 | Rojadi Phc | Hemoglobin Analyzer | Model not available | 300001515 | Functional | Anand Medicaids Pvt Ltd
48570 | Sardargarh Phc Ganganagar | Freezes | MODEL NOT AVAILABLE | 3000041196 | Functional | Others
48571 | Sardargarh Phc Ganganagar | Freezes | MODEL NOT AVAILABLE | 50213851 | Functional | Others
48572 | Sardargarh Phc Ganganagar | Freezes | MODEL NOT AVAILABLE | 3000046121 | Functional | Others
48573 | Punrasar Phc | Baby Weighing Machine | Model Not Available | 2000035012 | Functional | Others
48574 | Jaipuria Hospital Dh | Suction Machine | Model Not Available | OA2184 | Functional | Anand Medicaids Pvt Ltd
48575 | Punrasar Phc | Syringe Needle Destroyer | Microsil ND 20 | 2000035013 | Functional | Others
48576 | Rojadi Phc | Centrifuge Machine ( 4 Tube ) | Model not available | 3000041520 | Functional | Anand Medicaids Pvt Ltd
48577 | 1 Lsm Phc Ganganagar | FOOT OPERATED SUCTION MACHINE | MODEL NOT AVAILABLE | 3000053623 | Functional | Others
48578 | Sardargarh Phc Ganganagar | Glucometer | Model not available | 222A000051 | Functional | Others
48579 | Jaipuria Hospital Dh | Syringe Infusion Pump | Allied - Syrn 200 | BY-13SYSU090048 | Functional | Alleid Medical Limited
48580 | Jaipuria Hospital Dh | Syringe Infusion Pump | Allied - Syrn 200 | BY-13SYSU0900441 | Functional | Alleid Medical Limited
48581 | Jaipuria Hospital Dh | Syringe Infusion Pump | Allied - Syrn 200 | BY-13SYSU110001 | Functional | Alleid Medical Limited
48582 | District Hospital Sattelite , Bikaner Dh | SPHYGMOMANOMETER(BP APPRATUS) | MODEL NOT AVAILABLE | 2000030684 | Functional | Others
48583 | Sardargarh Phc Ganganagar | Micropipettes | MODEL NOT AVAILABLE | 3000041432 | Functional | Others
48584 | Rojadi Phc | SPHYGMOMANOMETER(BP APPRATUS) | MODEL NOT AVAILABLE | 3000041532 | Functional | Anand Medicaids Pvt Ltd
48585 | Jaipuria Hospital Dh | Pulse Oxymeter | Model Not Available | P5-TOSG-TO44 | Functional | Others
48586 | Banta Phc | Binocular Microscope | Microlux - 16 | 13-J-13193 | Functional | Others
48587 | Gangori Hospital | Syringe Needle Destroyer | MRK | 3000139770 | Functional | Others
48588 | Gangori Hospital | Syringe Needle Destroyer | MRK | 3000139771 | Functional | Others
48589 | Gangori Hospital | Syringe Needle Destroyer | MRK | 3000139772 | Functional | Others
48590 | Gangori Hospital | Syringe Needle Destroyer | MRK | 3000139773 | Functional | Others
48591 | Gangori Hospital | Syringe Needle Destroyer | MRK | 3000139774 | Functional | Others
48592 | Gangori Hospital | Syringe Needle Destroyer | MRK | 3000139775 | Functional | Others
48593 | Gangori Hospital | Syringe Needle Destroyer | MRK | 3000139892 | Functional | Others
48594 | Gangori Hospital | Syringe Needle Destroyer | MRK | 3000139893 | Functional | Others
48595 | Govt Hospital Sojat Sdh | Incubator | Yorco - YSI - 438D | 07L3367 | Functional | Yorco Sales Pvt Ltd
48596 | Jln Central Store Medical College | ECG Machine (Single Channel) | Model Not Available | 9191227 | Functional | Others
48597 | Mukam Phc | Syringe Needle Destroyer | Microsil ND-60 | 3000045182 | Functional | Others
48598 | Gandala Phc | Suction Machine | Model Not Available | 3000281776 | Functional | Others
48599 | Bari Satellite Hospital Dholpur | Boyles Apparatus | MODEL NOT AVAILABLE | 2248155 | Functional | Others
48600 | General Hospital Karauli Dh | Syringe Needle Destroyer | Model not available | 3000138038 | Functional | Others
48601 | General Hospital Karauli Dh | Syringe Needle Destroyer | Model not available | 3000138039 | Functional | Others
48602 | General Hospital Karauli Dh | Syringe Needle Destroyer | Model not available | 3000138040 | Functional | Others
48603 | Gandala Phc | Instrument Sterilizer | Model Not Available | 3000281778 | Functional | Others
48604 | B.D.K. Hospital Jhunjhunu Dh | Glucometer | Model not available | 2000019198 | Functional | Others
48605 | Govt Hospital Sojat Sdh | Syringe Needle Destroyer | Model not available | 3000214790 | Non Functional Repairable | Others
48606 | Dispensary Shanti Nagar City | Freezes | MODEL NOT AVAILABLE | 3000086819 | Functional | Others
48607 | Bhiyad Phc | Binocular Microscope | Model Not Available | 3000214536 | Functional | Others
48608 | Bhiyad Phc | Binocular Microscope | Model Not Available | 3000214537 | Functional | Others
48609 | B.D.K. Hospital Jhunjhunu Dh | Hemoglobin meter | Model Not Available | 2000019199 | Functional | Others
48610 | Jaipuria Hospital Dh | Suction Machine | Surgicoin | C-124-006 | Functional | Anand Medicaids Pvt Ltd
48611 | Kawliyas Phc | Hemoglobin meter | Model Not Available | 3000209029 | Functional | Others
48612 | General Hospital Karauli Dh | Blood Bank Refrigerator | REMI - BR 70 | ZBBR-04379 | Functional | Remi Electrotechnik Ltd
48613 | Bhompura Phc Hanumangarh | Fetal Doppler | MODEL NOT AVAILABLE | 3000044468 | Functional | Others
48614 | Kalwari Phc | Syringe Needle Destroyer | Model not available | 3000280883 | Functional | Others
48615 | Kherli Chc | Monocular Microscope | Model not available | 300414095 | Functional | Others
48616 | Kherli Chc | Blood Cell Counter - 3 part | Model not available | 300284097 | Functional | Others
48617 | Bumbloo Phc | Centrifuge Machine ( 4 Tube ) | Model not available | 3088 | Functional | Others
48618 | B.D.K. Hospital Jhunjhunu Dh | O.T. Light Single Dome | MODEL NOT AVAILABLE | 2000019159 | Functional | Others
48619 | Bumbloo Phc | Binocular Microscope | Model Not Available | 3000042115 | Functional | Others
48620 | Kalwari Phc | Glucometer | Model not available | 3000280910 | Functional | Others
48621 | Kherli Chc | Hemoglobin meter | Model Not Available | 3000284134 | Functional | Others
48622 | Jakharana Phc | Binocular Microscope | Model Not Available | 3000281248 | Functional | Others
48623 | General Hospital Karauli Dh | Incubator | MODEL NOT AVAILABLE | 822 | Functional | Others
48624 | Bumbloo Phc | Syringe Needle Destroyer | Microsil ND-60 | 800-163 | Functional | Others
48625 | Jakharana Phc | SPHYGMOMANOMETER(BP APPRATUS) | MODEL NOT AVAILABLE | 3000281252 | Functional | Others
48626 | Ramnagar Phc | Syringe Needle Destroyer | Model not available | 3000280242 | Functional | Others
48627 | Jaisindhear Station Phc | SPHYGMOMANOMETER(BP APPRATUS) | MODEL NOT AVAILABLE | 3000214070 | Not in use | Others
48628 | Jaisindhear Station Phc | SPHYGMOMANOMETER(BP APPRATUS) | MODEL NOT AVAILABLE | 3000214069 | Not in use | Others
48629 | Jaisindhear Station Phc | SPHYGMOMANOMETER(BP APPRATUS) | MODEL NOT AVAILABLE | 3000214068 | Not in use | Others
48630 | Jaisindhear Station Phc | SPHYGMOMANOMETER(BP APPRATUS) | MODEL NOT AVAILABLE | 3000214067 | Not in use | Others
48631 | Jaisindhear Station Phc | SPHYGMOMANOMETER(BP APPRATUS) | MODEL NOT AVAILABLE | 3000214066 | Not in use | Others
48632 | Jaisindhear Station Phc | SPHYGMOMANOMETER(BP APPRATUS) | MODEL NOT AVAILABLE | 3000214065 | Not in use | Others
48633 | Jaisindhear Station Phc | SPHYGMOMANOMETER(BP APPRATUS) | MODEL NOT AVAILABLE | 3000214064 | Not in use | Others
48634 | Jaisindhear Station Phc | SPHYGMOMANOMETER(BP APPRATUS) | MODEL NOT AVAILABLE | 3000214063 | Not in use | Others
48635 | Govt Hospital Sojat Sdh | Freezes | MODEL NOT AVAILABLE | 3000214832 | Functional | Others
48636 | Mundawar Chc | Freezes | GL-185 | 3000281989 | Functional | Lg
48637 | Pinan Chc | Ice lined refrigerator | MK - 142 | 44710744 | Functional | Others
48638 | Dispensary Raigaron Ki Kothi Ghat Gate City | SPHYGMOMANOMETER(BP APPRATUS) | MODEL NOT AVAILABLE | 24232 | Functional | Cmho Supply
48639 | Jaipuria Hospital Dh | Pulse Oxymeter | Model Not Available | PS-TGSG-T038 | Functional | Clarity Medical Pvt Ltd
48640 | District Hospital Sattelite , Bikaner Dh | Semi Automated Chemistry Analyzer | Model not Available | 2000030653 | Functional | Others
48641 | Ramdev Mandir Phc Barmer | Baby Weighing Machine | Model Not Available | 3000134239 | Functional | Others
48642 | Banta Phc | Baby Weighing Machine | Model Not Available | 3000202362 | Functional | Others
48643 | District Hospital Sattelite , Bikaner Dh | SPHYGMOMANOMETER(BP APPRATUS) | MODEL NOT AVAILABLE | 2000030733 | Functional | Others
48644 | District Hospital Sattelite , Bikaner Dh | SPHYGMOMANOMETER(BP APPRATUS) | MODEL NOT AVAILABLE | 2000030734 | Functional | Others
48645 | Ramdev Mandir Phc Barmer | SPHYGMOMANOMETER(BP APPRATUS) | MODEL NOT AVAILABLE | 3000134238 | Functional | Others
48646 | District Hospital Sattelite , Bikaner Dh | SPHYGMOMANOMETER(BP APPRATUS) | MODEL NOT AVAILABLE | 2000030744 | Functional | Others
48647 | Leelsar Phc Barmer | SPHYGMOMANOMETER(BP APPRATUS) | MODEL NOT AVAILABLE | 3000124920 | Functional | Others
48648 | Leelsar Phc Barmer | SPHYGMOMANOMETER(BP APPRATUS) | MODEL NOT AVAILABLE | 87102065 | Functional | Others
48649 | Leelsar Phc Barmer | SPHYGMOMANOMETER(BP APPRATUS) | MODEL NOT AVAILABLE | 87102064 | Functional | Others
48650 | Rajpura Phc | Baby Weighing Machine | Model Not Available | 3000048992 | Functional | Others
48651 | Rajpura Phc | Baby Weighing Machine | Model Not Available | 3000048996 | Functional | Others
48652 | Jaipuria Hospital Dh | Boyles Apparatus | MODEL NOT AVAILABLE | 2269176 | Functional | Others
48653 | Ranavas Phc | Suction Machine | Model Not Available | 3000202537 | Functional | Others
48654 | Kakku Phc | Radiant Heat Warmer | Meditrin - Heat Warmer | 2000030952 | Functional | Others
48655 | Rajpura Phc | Multi-Para Monitor | Model not available | 3000048991 | Functional | Others
48656 | Seruna Phc | Radiant Heat Warmer | Zeal - RHW 2101A | 2573 | Functional | Others
48657 | Chanana Dham Phc Ganganagar | Labour Table | Model Not Available | 3000048669 | Functional | Anand Medicaids Pvt Ltd
48658 | Ranavas Phc | Centrifuge Machine ( 8 Tube) | Model Not Available | CGLc-4489 | Functional | Others
48659 | Jaipuria Hospital Dh | Cautry Machine | Model Not Available | 2000025105 | Functional | Others
48660 | Chanana Dham Phc Ganganagar | Weighing Machine | MODEL NOT AVAILABLE | 3000048670 | Functional | Anand Medicaids Pvt Ltd
48661 | Seruna Phc | FOOT OPERATED SUCTION MACHINE | SU-101 | 10454 | Functional | Others
48662 | Bhadresh Phc Barmer | Binocular Microscope | PZB 22 | 70672 | Functional | Others
48663 | Bhadresh Phc Barmer | Freezes | MODEL NOT AVAILABLE | 100511834 | Functional | Others
48664 | Jaipuria Hospital Dh | X-Ray Viewer Box | Model Not Available | 2000025007 | Functional | Others
48665 | Kakku Phc | Sahlis HB Meter | Model not available | 2000030961 | Functional | Others
48666 | Banta Phc | Syringe Needle Destroyer | Model not available | NBSD0724914 | Functional | Others
48667 | District Hospital Sattelite , Bikaner Dh | Blood Cell Counter - 3 part | Model not available | 2000030745 | Functional | Others
48668 | District Hospital Sattelite , Bikaner Dh | Ultra Sonography (USG) & Colour Dopler Machine | Model not available | 2000030747 | Functional | Others
48669 | Kolayat Chc | Nebulizer | MODEL NOT AVAILABLE | 3000042322 | Functional | Others
48670 | Kolayat Chc | Oxygen Concentrator | Model Not Available | 3000042317 | Functional | Others
48671 | Deengarh Phc | Binocular Microscope | Quasmo | 3000043044 | Functional | Others
48672 | Kolayat Chc | Binocular Microscope | Model Not Available | 2000035221 | Functional | Others
48673 | District Hospital Sattelite , Bikaner Dh | Oxygen Concentrator | Model Not Available | 2000030721 | Functional | Others
48674 | District Hospital Sattelite , Bikaner Dh | Syringe Needle Destroyer | Nulife - Dots | 2000030679 | Functional | Others
48675 | Leelsar Phc Barmer | Baby Weighing Machine | Model Not Available | 3000124924 | Functional | Others
48676 | Leelsar Phc Barmer | Baby Weighing Machine | Model Not Available | 3000214110 | Functional | Others
48677 | Leelsar Phc Barmer | Baby Weighing Machine | Model Not Available | 3000124917 | Functional | Others
48678 | Leelsar Phc Barmer | Baby Weighing Machine | Model Not Available | 3000124918 | Functional | Others
48679 | Ganguwala Phc | Baby Weighing Machine | Model Not Available | 3000041306 | Functional | Others
48680 | Leelsar Phc Barmer | Syringe Needle Destroyer | Microsil ND 20 | 3000124919 | Functional | Others
48681 | Rojadi Phc | Baby Weighing Machine | Model Not Available | 3000041526 | Functional | Anand Medicaids Pvt Ltd
48682 | Jaipuria Hospital Dh | Pulse Oxymeter | Model Not Available | PS-TOSN-T494 | Functional | Clarity Medical Pvt Ltd
48683 | Ranavas Phc | SPHYGMOMANOMETER(BP APPRATUS) | MODEL NOT AVAILABLE | 3000202533 | Functional | Others
48684 | Ranavas Phc | Weighing Machine | MODEL NOT AVAILABLE | 3000202534 | Functional | Others
48685 | Kakku Phc | SPHYGMOMANOMETER(BP APPRATUS-Digital) | Model Not Available | 2000030949 | Functional | Others
48686 | Ranavas Phc | Freezes | MODEL NOT AVAILABLE | 3000202535 | Functional | Others
48687 | Kakku Phc | FOOT OPERATED SUCTION MACHINE | MODEL NOT AVAILABLE | 2000030950 | Functional | Others
48688 | Ranavas Phc | Binocular Microscope | Microlux - 16 | 13-j-13198 | Functional | Others
48689 | Kakku Phc | Suction Machine | Model Not Available | 2000030956 | Functional | Others
48690 | Chanana Dham Phc Ganganagar | Freezes | MODEL NOT AVAILABLE | 3000048667 | Functional | Anand Medicaids Pvt Ltd
48691 | Kakku Phc | Freezes | MODEL NOT AVAILABLE | 2000030957 | Functional | Others
48692 | Ranavas Phc | Freezes | Kelvinator KGE 193 | 3000202562 | Functional | Others
48693 | Sahada Chc | Blood Bank Refrigerator | Model not available | 3000262199 | Functional | Others
48694 | Luhariklan Phc | Hydraulic Operation Table | MODEL NOT AVAILABLE | 3000209096 | Functional | Others
48695 | Pinan Chc | Weighing Machine | MODEL NOT AVAILABLE | 3000280026 | Functional | Others
48696 | Jln Central Store Medical College | ECG Machine (Six Channel ) | Model Not Available | 1932 | Functional | Others
48697 | Renwal Phc | Ice lined refrigerator | Model Not Available | 26000B2A5L0269 | Functional | Others
48698 | Garabdesar Phc Bikaner | SPHYGMOMANOMETER(BP APPRATUS) | MODEL NOT AVAILABLE | 3000042246 | Functional | Others
48699 | Govt Hospital Sojat Sdh | Syringe Needle Destroyer | Microsil ND 20 | 3000214811 | Functional | Linco Scientific Instruments And Chemicals (P) Ltd
48700 | Renwal Phc | Binocular Microscope | PZB 22 | 3000222643 | Functional | Others
48701 | B.D.K. Hospital Jhunjhunu Dh | Ventilator | Model Not Available | 2000019013 | Functional | Others
48702 | B.D.K. Hospital Jhunjhunu Dh | Ventilator | Model Not Available | 2000019014 | Functional | Others
48703 | B.D.K. Hospital Jhunjhunu Dh | Ventilator | Model Not Available | 2000019015 | Functional | Others
48704 | B.D.K. Hospital Jhunjhunu Dh | Ventilator | Model Not Available | 2000019016 | Functional | Others
48705 | Renwal Phc | Spot Light ( Portable ) | Model Not Available | 3000222648 | Functional | Others
48706 | Renwal Phc | Autoclave | Model not available | 3000222661 | Functional | Others
48707 | Jln Central Store Medical College | Syringe Infusion Pump | Model not available | SP0300700373 | Functional | Others
48708 | Mojpur Phc | Syringe Needle Destroyer | Model not available | 3000280651 | Functional | Others
48709 | Udrasar Phc Bikaner | Glucometer | Model not available | 3000045049 | Functional | Others
48710 | Mojpur Phc | Binocular Microscope | PZB 22 | 58755 | Functional | Others
48711 | Udrasar Phc Bikaner | Syringe Needle Destroyer | Model not available | 26051 | Functional | Others
48712 | Mojpur Phc | Glucometer | Model not available | 3000280654 | Functional | Others
48713 | Jaipuria Hospital Dh | Blood Bank Refrigerator | Model not available | 41718650 | Functional | Others
48714 | Jaipuria Hospital Dh | Blood Bank Refrigerator | Model not available | BE06PMEIT00B2BA | Functional | Others
48715 | Mojpur Phc | Hemoglobin meter | Model Not Available | 3000280655 | Functional | Others
48716 | Jln Central Store Medical College | Ventilator | Model Not Available | VS3013141 | Functional | Others
48717 | Jaipuria Hospital Dh | Ice lined refrigerator | Model Not Available | 14063858 | Functional | Others
48718 | Dispensary Jhotwara City | Syringe Needle Destroyer | Microsil - ND350 | 7355 | Non Functional Repairable | Cmho Supply
48719 | Jaipuria Hospital Dh | Ice lined refrigerator | Model Not Available | BDI3809 | Functional | Remi Electrotechnik Ltd
48720 | B.D.K. Hospital Jhunjhunu Dh | O.T. Light Single Dome | MODEL NOT AVAILABLE | 2000019067 | Functional | Others
48721 | Gunga Phc | Radiant Heat Warmer | Model Not Available | 3000214502 | Functional | Others
48722 | Renwal Phc | Syringe Needle Destroyer | Model not available | 3000222647 | Functional | Others
48723 | Renwal Phc | Syringe Needle Destroyer | Model not available | 3000222653 | Functional | Others
48724 | Renwal Phc | Syringe Needle Destroyer | Model not available | 3000222659 | Functional | Others
48725 | Renwal Phc | Baby Weighing Machine | Model Not Available | 3000222649 | Functional | Others
48726 | Renwal Phc | Suction Machine | Model Not Available | 3000222650 | Functional | Others
48727 | Renwal Phc | Radiant Heat Warmer | Meditrin - Heat Warmer | 3000222651 | Functional | Others
48728 | Jaipuria Hospital Dh | Blood Collection Monitor | REMI CBM 10 Ultra | BHCM663 | Functional | Remi Electrotechnik Ltd
48729 | Jaipuria Hospital Dh | Blood Collection Monitor | REMI CBM 10 Ultra | BHCM664 | Functional | Remi Electrotechnik Ltd
48730 | Borawar Chc | Photoelectric Calorimeter | Calorimeter - 1312 | 2000023434 | Functional | Others
48731 | Borawar Chc | Photoelectric Calorimeter | Calorimeter - 1312 | 2000023435 | Functional | Others
48732 | Borawar Chc | Photoelectric Calorimeter | Calorimeter - 1312 | 2000028436 | Functional | Others
48733 | Borawar Chc | Photoelectric Calorimeter | Calorimeter - 1312 | 2000028437 | Functional | Others
48734 | Borawar Chc | Photoelectric Calorimeter | Calorimeter - 1312 | 2000028438 | Functional | Others
48735 | Ridi Phc Bikaner | Labour Table | Model Not Available | 3000042172 | Functional | Others
48736 | Ridi Phc Bikaner | Labour Table | Model Not Available | 3000042173 | Functional | Others
48737 | Ridi Phc Bikaner | Labour Table | Model Not Available | 3000042174 | Functional | Others
48738 | Borawar Chc | Instrument Sterilizer | Model Not Available | 2000028477 | Functional | Others
48739 | Borawar Chc | Instrument Sterilizer | Model Not Available | 2000028266 | Functional | Others
48740 | Borawar Chc | Instrument Sterilizer | Model Not Available | 2000028265 | Functional | Others
48741 | Borawar Chc | Instrument Sterilizer | Model Not Available | 2000028240 | Functional | Others
48742 | Borawar Chc | Instrument Sterilizer | Model Not Available | 2000028241 | Functional | Others
48743 | Borawar Chc | Hot Air Oven | Model not available | 2000028242 | Functional | Others
48744 | Borawar Chc | Hot Air Oven | Model not available | 2000028243 | Functional | Others
48745 | Borawar Chc | Hot Air Oven | Model not available | 2000028244 | Functional | Others
48746 | Chanana Dham Phc Ganganagar | SPHYGMOMANOMETER(BP APPRATUS) | MODEL NOT AVAILABLE | 3000048756 | Functional | Anand Medicaids Pvt Ltd
48747 | Kakku Phc | Syringe Needle Destroyer | Microsil ND-60 | 2000030960 | Functional | Others
48748 | Tasing Phc | Glucometer | Model not available | m02389779 | Functional | Others
48749 | Jaipuria Hospital Dh | ECG Machine (Single Channel) | Medicaid - Cardio Fax | C113536 | Functional | Medicaid Systems
48750 | Kakku Phc | Binocular Microscope | Model Not Available | 2000030963 | Functional | Others
48751 | Ganguwala Phc | Freezes | MODEL NOT AVAILABLE | 3000041312 | Functional | Others
48752 | Rajpura Phc | Freezes | MODEL NOT AVAILABLE | 2.0151e+17 | Functional | Others
48753 | Rajpura Phc | Freezes | MODEL NOT AVAILABLE | 3000041001 | Functional | Others
48754 | Rajpura Phc | Freezes | MODEL NOT AVAILABLE | 3000041003 | Functional | Others
48755 | Kaakda Phc Bikaner | Radiant Heat Warmer | Zeal - RHW 2101A | 3000045213 | Functional | Others
48756 | Jaipuria Hospital Dh | SPHYGMOMANOMETER(BP APPRATUS) | MODEL NOT AVAILABLE | 64104 | Non Functional Not Repairable | Bhasin Sons Private Limited
48757 | Jaipuria Hospital Dh | SPHYGMOMANOMETER(BP APPRATUS) | MODEL NOT AVAILABLE | 64109 | Non Functional Not Repairable | Bhasin Sons Private Limited
48758 | Jaipuria Hospital Dh | SPHYGMOMANOMETER(BP APPRATUS) | MODEL NOT AVAILABLE | 64123 | Non Functional Not Repairable | Bhasin Sons Private Limited
48759 | Kaakda Phc Bikaner | Glucometer | Model not available | 3000045217 | Functional | Others
48760 | Ganguwala Phc | Monocular Microscope | Model not available | 3000041313 | Functional | Others
48761 | Tasing Phc | Baby Weighing Machine | Model Not Available | 3000281223 | Functional | Others
48762 | Ranavas Phc | Radiant Heat Warmer | Meditrin - Heat Warmer | NRHM/WM11/216 | Functional | Others
48763 | Bagri Nagar Chc | 100mA X-Ray Machine | Model not available | 1384 | Functional | Others
48764 | Bagri Nagar Chc | Weighing Machine | MODEL NOT AVAILABLE | 3000202392 | Functional | Others
48765 | Tb Hospital Jaipur | 100mA X-Ray Machine | Model not available | 50250054 | Functional | Others
48766 | Bagri Nagar Chc | O.T. Light Double Dome | MODEL NOT AVAILABLE | 3000202397 | Functional | Others
48767 | Tb Hospital Jaipur | Ultrasound Therapy Machine | Model Not Available | 3000139317 | Functional | Others
48768 | Jln Central Store Medical College | Cautry Machine | Model Not Available | DT4AMCO32 | Functional | Others
48769 | Jln Central Store Medical College | Autoclave | Model not available | 994 | Functional | Others
48770 | Jln Central Store Medical College | Autoclave | Model not available | 420 | Functional | Others
48771 | Nagar Chc | Radiant Heat Warmer | Zeal - RHW 2101A | 3000280117 | Functional | Others
48772 | Behror Chc | Syringe Needle Destroyer | Model not available | 3000280950 | Functional | Others
48773 | Seruna Phc | Baby Weighing Machine | Model Not Available | 2000030966 | Functional | Others
48774 | Seruna Phc | Baby Weighing Machine | Model Not Available | 2000030969 | Functional | Others
48775 | Kakku Phc | Binocular Microscope | Model Not Available | 2000030958 | Not in use | Others
48776 | Chanana Dham Phc Ganganagar | Radiant Heat Warmer | Model Not Available | 3000048668 | Functional | Anand Medicaids Pvt Ltd
48777 | Kakku Phc | Glucometer | Model not available | 2000030962 | Functional | Others
48778 | Ganguwala Phc | Freezes | MODEL NOT AVAILABLE | 3000041310 | Functional | Others
48779 | Rajpura Phc | Binocular Microscope | Model Not Available | 6049 | Functional | Others
48780 | Ranavas Phc | SPHYGMOMANOMETER(BP APPRATUS) | MODEL NOT AVAILABLE | 3000202538 | Functional | Others
48781 | Chanana Dham Phc Ganganagar | Radiant Heat Warmer | Model Not Available | 3000048671 | Functional | Anand Medicaids Pvt Ltd
48782 | Chanana Dham Phc Ganganagar | Hemoglobin Analyzer | Model not available | 3000048775 | Functional | Anand Medicaids Pvt Ltd
48783 | Tasing Phc | Weighing Machine | MODEL NOT AVAILABLE | 3000281229 | Functional | Others
48784 | Gulabewala Phc | Radiant Heat Warmer | Model Not Available | 3000048700 | Functional | Anand Medicaids Pvt Ltd
48785 | Gulabewala Phc | Fetal Doppler | MODEL NOT AVAILABLE | 3000048703 | Functional | Anand Medicaids Pvt Ltd
48786 | Gulabewala Phc | Baby Weighing Machine | Model Not Available | 300048702 | Functional | Aloka Medical Ltd
48787 | Gulabewala Phc | Syringe Needle Destroyer | Model not available | 3000048701 | Functional | Allengers Medical Systems Ltd
48788 | Gulabewala Phc | Syringe Needle Destroyer | Model not available | 3000048723 | Functional | Allengers Medical Systems Ltd
48789 | Panchetiya Phc | Syringe Needle Destroyer | Microsil - ND350 | 3000202351 | Functional | Others
48790 | Jaitpur Phc Alwar | Freezes | MODEL NOT AVAILABLE | 09154zad9093972 | Functional | Others
48791 | Panchetiya Phc | Syringe Needle Destroyer | Model not available | 14G0897 | Functional | Others
48792 | Panchetiya Phc | Centrifuge Machine ( 8 Tube) | Model Not Available | 3000202347 | Functional | Others
48793 | Jaitpur Phc Alwar | Instrument Sterilizer | Model Not Available | 3000280790 | Not in use | Others
48794 | Panchetiya Phc | Freezes | MODEL NOT AVAILABLE | 39061326133670304 | Functional | Others
48795 | Jaitpur Phc Alwar | Weighing Machine | Victoria DX | 3000280791 | Functional | Others
48796 | Jaitpur Phc Alwar | Weighing Machine | Victoria DX | 3000280792 | Functional | Others
48797 | Panchetiya Phc | Binocular Microscope | AMT 5A | 3000202345 | Functional | Others
48798 | Panchetiya Phc | SPHYGMOMANOMETER(BP APPRATUS) | MODEL NOT AVAILABLE | 3000202344 | Functional | Others
48799 | Jln Central Store Medical College | Ventilator | Model Not Available | 1115-041-0523 | Functional | Others
48800 | Badhal Phc | SPHYGMOMANOMETER(BP APPRATUS) | MODEL NOT AVAILABLE | 3000140782 | Functional | Others
48801 | Badhal Phc | SPHYGMOMANOMETER(BP APPRATUS) | MODEL NOT AVAILABLE | 78872 | Functional | Others
48802 | Jaipuria Hospital Dh | Plasma Sterilizer | MODEL NOT AVAILABLE | IHB477 | Functional | Remi Electrotechnik Ltd
48803 | Badhal Phc | Freezes | HRD-2055CMDGCC | 3000140783 | Functional | Others
48804 | Jaipuria Hospital Dh | Water Bath | Model not available | 1502326 | Functional | Authentic Instruments Ltd
48805 | Jaipuria Hospital Dh | Incubator | MODEL NOT AVAILABLE | 15023125 | Functional | Authentic Instruments Ltd
48806 | Hadaan Phc | Radiant Heat Warmer | Zeal - RHW 2101A | 2000035039 | Functional | Others
48807 | Hadaan Phc | Baby Weighing Machine | Model Not Available | 2000035040 | Functional | Others
48808 | Jaipuria Hospital Dh | Centrifuge Machine ( 8 Tube) | REMI - R 8C | 2000025052 | Functional | Remi Electrotechnik Ltd
48809 | Jaipuria Hospital Dh | Centrifuge Machine ( 8 Tube) | REMI - R 8C | 2000025051 | Functional | Remi Electrotechnik Ltd
48810 | Jaipuria Hospital Dh | Centrifuge Machine ( 8 Tube) | REMI - R 8C | 2000025045 | Functional | Remi Electrotechnik Ltd
48811 | Jaipuria Hospital Dh | Centrifuge Machine ( 8 Tube) | REMI - R 8C | 2000025039 | Functional | Remi Electrotechnik Ltd
48812 | Hadaan Phc | Spot Light ( Portable ) | Model Not Available | 2000035042 | Functional | Others
48813 | Indore Phc Alwar | Weighing Machine | MODEL NOT AVAILABLE | 3000280191 | Functional | Others
48814 | Nokha Chandawata Phc | Suction Machine | Model Not Available | 2000030157 | Functional | Others
48815 | Nokha Chandawata Phc | Suction Machine | Model Not Available | 2000030158 | Functional | Others
48816 | Nokha Chandawata Phc | Suction Machine | Model Not Available | 2000030159 | Functional | Others
48817 | Nokha Chandawata Phc | Suction Machine | Model Not Available | 2000030152 | Functional | Others
48818 | Nokha Chandawata Phc | Suction Machine | Model Not Available | 2000030153 | Functional | Others
48819 | Nokha Chandawata Phc | Suction Machine | Model Not Available | 2000030154 | Functional | Others
48820 | Hadaan Phc | Syringe Needle Destroyer | Model not available | 2000035043 | Functional | Others
48821 | Ridi Phc Bikaner | Baby Weighing Machine | Model Not Available | 3000042167 | Functional | Others
48822 | Nokha Chandawata Phc | SPHYGMOMANOMETER(BP APPRATUS) | MODEL NOT AVAILABLE | 2000030160 | Functional | Others
48823 | Nokha Chandawata Phc | SPHYGMOMANOMETER(BP APPRATUS) | MODEL NOT AVAILABLE | 2000030161 | Functional | Others
48824 | Nokha Chandawata Phc | SPHYGMOMANOMETER(BP APPRATUS) | MODEL NOT AVAILABLE | 2000030162 | Functional | Others
48825 | Nokha Chandawata Phc | SPHYGMOMANOMETER(BP APPRATUS) | MODEL NOT AVAILABLE | 2000030163 | Functional | Others
48826 | Tb Hospital Jaipur | SPHYGMOMANOMETER(BP APPRATUS) | MODEL NOT AVAILABLE | 764 | Functional | Others
48827 | Kathumar Chc | Radiant Heat Warmer | Zeal - RHW 2101A | 3000280066 | Functional | Zeal Medical Pvt Ltd
48828 | Tb Hospital Jaipur | Ventilator | Model Not Available | 396 | Functional | Others
48829 | Jodi Phc | Centrifuge Machine ( 4 Tube ) | Model not available | hglc-9378 | Functional | Others
48830 | Kathumar Chc | Blood Bank Refrigerator | Alpha | 3000280068 | Functional | Sudarshan Chemicals Kota
48831 | Maid Phc | FOOT OPERATED SUCTION MACHINE | MODEL NOT AVAILABLE | 2000022566 | Functional | Others
48832 | Buchawas Phc | Micropipettes | MODEL NOT AVAILABLE | 3000053027 | Functional | Others
48833 | Buchawas Phc | Micropipettes | MODEL NOT AVAILABLE | 3000053028 | Functional | Others
48834 | Buchawas Phc | Micropipettes | MODEL NOT AVAILABLE | 3000053029 | Functional | Others
48835 | Guda Vishnoiyan Phc | Binocular Microscope | Model Not Available | 3000049912 | Functional | Others
48836 | Buchawas Phc | Glucometer | Model not available | 3000053030 | Functional | Others
48837 | Buchawas Phc | Glucometer | Model not available | 3000053031 | Functional | Others
48838 | Silwala Khurad Phc | Glucometer | Model not available | 3000043025 | Functional | Others
48839 | Tb Hospital Jaipur | Glucometer | Model not available | RMD013077 | Functional | Others
48840 | Chittora Phc | SPHYGMOMANOMETER(BP APPRATUS) | MODEL NOT AVAILABLE | 99124927 | Functional | Others
48841 | Guda Vishnoiyan Phc | Blood Bank Refrigerator | Model not available | 20071018SS7 | Functional | Others
48842 | Malsar Phc | Ice lined refrigerator | HBC-70 | 3000129468 | Functional | Others
48843 | Jilo Chc | Semi Automated Chemistry Analyzer | Model not Available | 33007530 | Functional | Awarness Technologies
48844 | Silwala Khurad Phc | Syringe Needle Destroyer | Model not available | 3000043027 | Functional | Others
48845 | Silwala Khurad Phc | Baby Weighing Machine | Model Not Available | 3000043029 | Functional | Others
48846 | Aalniyawas Phc | Instrument Sterilizer | Model Not Available | 2000030230 | Functional | Others
48847 | Silwala Khurad Phc | Radiant Heat Warmer | Model Not Available | 3000043030 | Functional | Others
48848 | Aalniyawas Phc | SPHYGMOMANOMETER(BP APPRATUS) | MODEL NOT AVAILABLE | 2000030241 | Functional | Others
48849 | Ghanghu Chc Churu | Syringe Needle Destroyer | Model not available | 13h0020 | Functional | Others
48850 | Pokaran Chc | Blood Cell Counter - 3 part | Horiba - ABX Micros ES 60 | 3000056238 | Functional | Others
48851 | Tb Hospital Jaipur | Defibrillator | MODEL NOT AVAILABLE | 505 | Functional | Hitachi Ltd
48852 | Sikrai Chc | Baby Weighing Machine | Model Not Available | 3000236811 | Functional | Others
48853 | Tidiyasar Phc Hanumangarh | Syringe Needle Destroyer | Model not available | 3000043554 | Functional | Others
48854 | Sojatroad Chc | Suction Machine | Model Not Available | 3000214030 | Functional | Others
48855 | Behror Chc | Boyles Apparatus | MODEL NOT AVAILABLE | 3000280954 | Functional | Others
48856 | Behror Chc | SPHYGMOMANOMETER(BP APPRATUS) | MODEL NOT AVAILABLE | 3000280976 | Functional | Others
48857 | General Hospital Karauli Dh | Syringe Needle Destroyer | Nulife - Dots | NBSDO721674 | Functional | Mrk Healthcare Pvt Ltd Delhi
48858 | General Hospital Karauli Dh | Radiant Heat Warmer | Meditrin - Heat Warmer | NRHM/WMII/008 | Functional | Others
48859 | Sojatroad Chc | Instrument Sterilizer | Model Not Available | 3000214025 | Functional | Others
48860 | Kutina Phc | Syringe Needle Destroyer | Model not available | 3000284216 | Functional | Others
48861 | Nonera Phc | Instrument Sterilizer | Model Not Available | 3000236857 | Functional | Others
48862 | Sanavada Phc | Centrifuge Machine ( 8 Tube) | Model Not Available | 3000122996 | Functional | Others
48863 | Bari Satellite Hospital Dholpur | FOOT OPERATED SUCTION MACHINE | MODEL NOT AVAILABLE | 10781 | Functional | Others
48864 | S Mandi Phc | Baby Weighing Machine | Model Not Available | 3000041932 | Functional | Others
48865 | S Mandi Phc | Labour Table | Model Not Available | 3000041935 | Functional | Others
48866 | Govt Hospital Sojat Sdh | Autoclave | Model not available | 3000214718 | Non Functional Repairable | Others
48867 | Sanavada Phc | Baby Weighing Machine | Model Not Available | 3000123000 | Functional | Others
48868 | Bari Satellite Hospital Dholpur | Suction Machine | Model Not Available | 1112209 | Functional | Others
48869 | Gopalgarh Phc | Hemoglobin meter | Model Not Available | 3000236792 | Functional | Others
48870 | Behror Chc | Instrument Sterilizer | Model Not Available | 3000281695 | Functional | Others
48871 | Sanavada Phc | Weighing Machine | MODEL NOT AVAILABLE | 3000134241 | Functional | Others
48872 | Govt Hospital Sojat Sdh | Double Puncture Laparoscope with Console Unit | Model Not Available | 3000214721 | Functional | Others
48873 | Gopalgarh Phc | Ice lined refrigerator | MF - 144 | 20053203840 | Functional | Others
48874 | Govt Hospital Sojat Sdh | Spot Light ( Portable ) | Model Not Available | 3000214725 | Functional | Others
48875 | Arnetha Phc | Labour Table | Model Not Available | 3000046177 | Functional | Others
48876 | Bari Satellite Hospital Dholpur | Blood Cell Counter - 3 part | Model not available | 3000242179 | Functional | Others
48877 | Karooi Klaan Phc | Labour Table | Model Not Available | 3000125426 | Functional | Others
48878 | Khedarpur Phc | SPHYGMOMANOMETER(BP APPRATUS) | MODEL NOT AVAILABLE | 6019903-9 | Functional | Others
48879 | Unhel Nag. Phc | Freezes | MODEL NOT AVAILABLE | 3000206778 | Functional | Videocon Industries Ltd
48880 | Hindon Sdh | Blood Cell Counter - 3 part | Horiba - ABX Micros ES 60 | 30665H05782 | Functional | Horiba India Pvt Ltd
48881 | Kanchanpur Phc | Binocular Microscope | Model Not Available | 3000242152 | Functional | Others
48882 | Kanchanpur Phc | Hemoglobin meter | Model Not Available | 3000242154 | Functional | Others
48883 | Kanchanpur Phc | Centrifuge Machine ( 8 Tube) | Model Not Available | 3000242156 | Functional | Others
48884 | Jaitpur Phc Alwar | SPHYGMOMANOMETER(BP APPRATUS) | MODEL NOT AVAILABLE | 60499309 | Functional | Others
48885 | Panchetiya Phc | Syringe Needle Destroyer | Model not available | NBSD0724917 | Functional | Others
48886 | Jaitpur Phc Alwar | Baby Weighing Machine | Crown | 3000280782 | Functional | Crown Digital Scales Inc
48887 | Panchetiya Phc | Glucometer | SD Check Gold | MOIE08AA7414 | Functional | Others
48888 | Panchetiya Phc | Fetal Doppler | ND - 102 | 3000202353 | Functional | Others
48889 | Jaitpur Phc Alwar | FOOT OPERATED SUCTION MACHINE | MODEL NOT AVAILABLE | 3000280784 | Functional | Others
48890 | Panchetiya Phc | Freezes | MODEL NOT AVAILABLE | 3000202354 | Functional | Others
48891 | Jhiwana Phc | Glucometer | Model not available | 3000281086 | Functional | Others
48892 | Bagri Nagar Chc | Instrument Sterilizer | Model Not Available | 3000202378 | Functional | Others
48893 | Bagri Nagar Chc | Phototherepy Unit | Fenam, Bilitron Sky 5006 | I-Ijak44026 | Functional | Others
48894 | Bagri Nagar Chc | Spot Light ( Portable ) | Model Not Available | 3000202381 | Functional | Others
48895 | Saray Kalan Phc | Syringe Needle Destroyer | Model not available | 3000280351 | Functional | Others
48896 | Saray Kalan Phc | Syringe Needle Destroyer | Model not available | 3000280350 | Functional | Others
48897 | Saray Kalan Phc | Syringe Needle Destroyer | Model not available | 3000280349 | Functional | Others
48898 | Saray Kalan Phc | Syringe Needle Destroyer | Model not available | 3000280348 | Functional | Others
48899 | Saray Kalan Phc | Syringe Needle Destroyer | Model not available | 3000280362 | Functional | Others
48900 | Saray Kalan Phc | Syringe Needle Destroyer | Model not available | 3000280359 | Functional | Others
48901 | Jhiwana Phc | Suction Machine | Model Not Available | 3000281090 | Functional | Others
48902 | Saray Kalan Phc | Suction Machine | Model Not Available | 3000280379 | Functional | Others
48903 | Saray Kalan Phc | Suction Machine | Model Not Available | 3000280376 | Functional | Others
48904 | Jhiwana Phc | Ice lined refrigerator | HBC-70 | 3000281091 | Functional | Others
48905 | Radawas Phc | FOOT OPERATED SUCTION MACHINE | MODEL NOT AVAILABLE | 2000022680 | Functional | Others
48906 | Kawliyas Phc | Syringe Needle Destroyer | Microsil ND 20 | 138-300 | Functional | Others
48907 | Gandala Phc | Weighing Machine | MODEL NOT AVAILABLE | 3000281779 | Functional | Others
48908 | Govt Hospital Sojat Sdh | Hemoglobin meter | HB 301 | 1342813023 | Functional | Hemocue India
48909 | Jln Central Store Medical College | ECG Machine (Single Channel) | Model Not Available | A214034 | Functional | Others
48910 | General Hospital Karauli Dh | Blood Bank Refrigerator | REMI - BR 300 | BR-1047 | Functional | Others
48911 | Chak Hirasinghwala Phc Hanumangarh | Fetal Doppler | MODEL NOT AVAILABLE | 3000044021 | Functional | Others
48912 | Bhiyad Phc | FOGGING MACHINE | MODEL NOT AVAILABLE | 3000214540 | Functional | Others
48913 | Govt Hospital Sojat Sdh | Hemoglobin meter | Model Not Available | A13020073H | Non Functional Repairable | Others
48914 | Bhiyad Phc | Blood Bank Refrigerator | Model not available | 3000214546 | Functional | Others
48915 | Bharkha Phc | Syringe Needle Destroyer | Microsil ND 20 | 30000214647 | Functional | Others
48916 | Nukera Phc Hanumangarh | Nebulizer | MODEL NOT AVAILABLE | 117281 | Functional | Others
48917 | General Hospital Karauli Dh | Blood Bank Refrigerator | REMI - BR 300 | BDLT-1064 | Functional | Others
48918 | Gopalpura Phc Churu | Centrifuge Machine ( 4 Tube ) | Model not available | 3000121071 | Functional | Others
48919 | Govt Hospital Sojat Sdh | Glucometer | Model not available | 3000214794 | Non Functional Not Repairable | Others
48920 | Bari Satellite Hospital Dholpur | Multi-Para Monitor | Model not available | 3000242202 | Functional | Others
48921 | Nukera Phc Hanumangarh | Pulse Oxymeter | Model Not Available | 133294700527 | Functional | Others
48922 | Nangalwali Phc | Ice lined refrigerator | MK-144 | 91013210 | Functional | Others
48923 | Nukera Phc Hanumangarh | Fetal Doppler | MODEL NOT AVAILABLE | 3000044018 | Functional | Others
48924 | Bari Satellite Hospital Dholpur | Suction Machine | Model Not Available | 3000242203 | Functional | Others
48925 | General Hospital Karauli Dh | Tube Sealer for Blood bags | Model Not Available | RFA-140040367 | Functional | Others
48926 | Kherli Chc | Syringe Needle Destroyer | Model not available | 300284129 | Functional | Others
48927 | General Hospital Karauli Dh | Syringe Needle Destroyer | Microsil - ND350 | 9797 | Functional | Others
48928 | Kishanpura Dikhanda Phc Hanumangarh | Fetal Doppler | MODEL NOT AVAILABLE | 3000044400 | Functional | Others
48929 | Kalwari Phc | Syringe Needle Destroyer | Model not available | 3000280882 | Functional | Others
48930 | Berasar Phc Bikaner | FOOT OPERATED SUCTION MACHINE | SU-101 | 3000045220 | Functional | Others
48931 | Nagar Chc | Blood Cell Counter - 3 part | Model not available | 5813 | Functional | Others
48932 | Jodi Phc | Blood Bank Refrigerator | Model not available | 3000053742 | Functional | Others
48933 | Jodi Phc | Blood Bank Refrigerator | Model not available | 3000053743 | Functional | Others
48934 | Jodi Phc | Blood Bank Refrigerator | Model not available | 3000053744 | Functional | Others
48935 | Tb Hospital Jaipur | Bi-pap Machine | MODEL NOT AVAILABLE | C07848396 | Functional | Philips Electronics India Ltd
48936 | Sahjusar Phc Churu | Baby Weighing Machine | Model Not Available | 3000053780 | Functional | Others
48937 | Sahjusar Phc Churu | Baby Weighing Machine | Model Not Available | 3000053783 | Functional | Others
48938 | Salwakalaan Phc | Baby Weighing Machine | Model Not Available | 3000054346 | Functional | Omron Health Care
48939 | Hindon Sdh | SPHYGMOMANOMETER(BP APPRATUS) | MODEL NOT AVAILABLE | 825708 | Functional | Others
48940 | Binasar Phc | Centrifuge Machine ( 4 Tube ) | Model not available | 3000053880 | Functional | Others
48941 | Shandawa Chc | Freezes | MODEL NOT AVAILABLE | 3000129164 | Functional | Anand Medicaids Pvt Ltd
48942 | Bhirani Phc | Baby Weighing Machine | Model Not Available | 3000043178 | Functional | Others
48943 | Shandawa Chc | Binocular Microscope | Model Not Available | 3000129172 | Functional | Anand Medicaids Pvt Ltd
48944 | Shandawa Chc | Binocular Microscope | Model Not Available | 3000129197 | Functional | Anand Medicaids Pvt Ltd
48945 | Dispensary Barkat Nagar City | SPHYGMOMANOMETER(BP APPRATUS) | MODEL NOT AVAILABLE | 3000230813 | Functional | Others
48946 | Chittora Phc | Hemoglobin meter | Model Not Available | 3000242128 | Functional | Others
48947 | Hindon Sdh | Operating Microscope | Model Not Available | 104281 | Non Functional Repairable | Others
48948 | Sutod Phc Sikar | Hemoglobin meter | Model Not Available | 2000029263 | Functional | Others
48949 | Chadwas Phc Churu | Binocular Microscope | Model Not Available | 3000129205 | Functional | Others
48950 | Chadwas Phc Churu | Binocular Microscope | Model Not Available | 3000129207 | Functional | Others
48951 | Ajitpura Phc | SPHYGMOMANOMETER(BP APPRATUS) | MODEL NOT AVAILABLE | 300043048 | Functional | Others
48952 | Dugoli Phc | Weighing Machine | MODEL NOT AVAILABLE | 2000036654 | Functional | Others
48953 | Khetolai Phc Jaisalmer | Baby Weighing Machine | Model Not Available | 3000056365 | Functional | Others
48954 | Hindon Sdh | Autoclave | Model not available | 3000138366 | Functional | Others
48955 | Ajitpura Phc | Centrifuge Machine ( 4 Tube ) | Model not available | 3000043049 | Functional | Others
48956 | Badarika Phc | FOOT OPERATED SUCTION MACHINE | MODEL NOT AVAILABLE | 3000242132 | Functional | Others
48957 | Arnetha Phc | Weighing Machine | MODEL NOT AVAILABLE | 3000046181 | Functional | Others
48958 | Potla Chc | SPHYGMOMANOMETER(BP APPRATUS) | MODEL NOT AVAILABLE | 3000262164 | Functional | Others
48959 | Narayanpur Chc | 100mA X-Ray Machine | Model not available | 2K1306326-T | Functional | Others
48960 | Potla Chc | Semi Automated Chemistry Analyzer | Model not Available | 3000262169 | Functional | Others
48961 | Govt Hospital Sojat Sdh | Radiant Heat Warmer | Meditrin - Heat Warmer | NRHM/WM09/11 | Non Functional Not Repairable | Others
48962 | Bagawas Phc | Binocular Microscope | RXL-4B | 9280784 | Functional | Others
48963 | Khedarpur Phc | Hemoglobin Analyzer | Model not available | 3000280159 | Functional | Others
48964 | General Hospital Karauli Dh | Freezes | MODEL NOT AVAILABLE | 811DO2000-FA-8 | Functional | Others
48965 | Govt Hospital Sojat Sdh | Boyles Apparatus | MODEL NOT AVAILABLE | 3000214730 | Functional | Others
48966 | Potla Chc | Hemoglobin meter | Model Not Available | 3000262173 | Functional | Others
48967 | General Hospital Karauli Dh | Suction Machine | Model Not Available | 3000138263 | Non Functional Not Repairable | Others
48968 | Bari Satellite Hospital Dholpur | Syringe Needle Destroyer | Model not available | 3000242183 | Non Functional Not Repairable | Others
48969 | Bagawas Phc | Syringe Needle Destroyer | Model not available | 3000140764 | Functional | Others
48970 | Potla Chc | Labour Table | Model Not Available | 3000262176 | Functional | Others
48971 | Pahadi Chc | Ice lined refrigerator | Model Not Available | A0039 | Functional | Others
48972 | Govt Hospital Sojat Sdh | Spot Light ( Portable ) | Model Not Available | 3000214733 | Functional | Others
48973 | General Hospital Karauli Dh | Glucometer | Model not available | 2224795 | Functional | Others
48974 | Bagawas Phc | Colorimeter | MODEL NOT AVAILABLE | 1109450 | Functional | Others
48975 | Dhanota Phc | Sahlis HB Meter | HB Meter | 2000022657 | Functional | Others
48976 | Badaka Phc Alwar | Baby Weighing Machine | Model Not Available | 3000280091 | Functional | Others
48977 | Undu Phc | SPHYGMOMANOMETER(BP APPRATUS) | MODEL NOT AVAILABLE | 3000214560 | Functional | Others
48978 | Undu Phc | SPHYGMOMANOMETER(BP APPRATUS) | MODEL NOT AVAILABLE | 3000214562 | Functional | Others
48979 | Undu Phc | SPHYGMOMANOMETER(BP APPRATUS) | MODEL NOT AVAILABLE | 3000214563 | Functional | Others
48980 | Undu Phc | SPHYGMOMANOMETER(BP APPRATUS) | MODEL NOT AVAILABLE | 3000214564 | Functional | Others
48981 | Undu Phc | SPHYGMOMANOMETER(BP APPRATUS) | MODEL NOT AVAILABLE | 3000214575 | Functional | Others
48982 | Taratara Math Phc | Syringe Needle Destroyer | Model not available | 3000134211 | Functional | Others
48983 | Dhanota Phc | Binocular Microscope | RXL-4B | 28942 | Functional | Others
48984 | Sikrai Chc | Fetal Doppler | MODEL NOT AVAILABLE | 3000236816 | Functional | Others
48985 | Maid Phc | Baby Weighing Machine | Model Not Available | 2000022564 | Functional | Others
48986 | Maid Phc | Weighing Machine | MODEL NOT AVAILABLE | 2000022569 | Functional | Others
48987 | Sahjusar Phc Churu | Syringe Needle Destroyer | Model not available | 3000053784 | Functional | Others
48988 | Silwala Khurad Phc | Suction Machine | Model Not Available | 3000043028 | Functional | Others
48989 | Malsar Phc | Freezes | MODEL NOT AVAILABLE | 3000129469 | Functional | Others
48990 | Guda Vishnoiyan Phc | Radiant Heat Warmer | Zeal - RHW 2101A | RHW2101A/0813/965 | Functional | Vestfrost Solutions
48991 | Chittora Phc | Syringe Needle Destroyer | Model not available | nbsd0724314 | Functional | Others
48992 | Malsar Phc | Centrifuge Machine ( 6 Tube ) | Model Not Available | 3000129470 | Functional | Others
48993 | Silwala Khurad Phc | Ice lined refrigerator | Model Not Available | 3000043031 | Functional | Others
48994 | Tb Hospital Jaipur | Weighing Machine | MODEL NOT AVAILABLE | 3000139361 | Functional | Others
48995 | Dispensary Barkat Nagar City | Sahlis HB Meter | Model not available | 3000087031 | Functional | Others
48996 | Tb Hospital Jaipur | Nebulizer | MODEL NOT AVAILABLE | 16989 | Functional | Mrk Healthcare Pvt Ltd Delhi
48997 | Tb Hospital Jaipur | Nebulizer | MODEL NOT AVAILABLE | 16988 | Functional | Mrk Healthcare Pvt Ltd Delhi
48998 | Tantwas Phc | Syringe Needle Destroyer | Model not available | 2000030611 | Functional | Others
48999 | Tantwas Phc | Syringe Needle Destroyer | Model not available | 2000030618 | Functional | Others
49000 | Nahata Hospital Balotara Sdh | Radiant Heat Warmer | Zeal - RHW 2101A | 3000134571 | Functional | Others
49001 | Nahata Hospital Balotara Sdh | Radiant Heat Warmer | Zeal - RHW 2101A | 3000134572 | Functional | Others
49002 | Nahata Hospital Balotara Sdh | Radiant Heat Warmer | Zeal - RHW 2101A | 1425 | Functional | Others
49003 | Nahata Hospital Balotara Sdh | Radiant Heat Warmer | Zeal - RHW 2101A | 1424 | Functional | Others
49004 | Nahata Hospital Balotara Sdh | Radiant Heat Warmer | Zeal - RHW 2101A | 1432 | Functional | Others
49005 | Nahata Hospital Balotara Sdh | Radiant Heat Warmer | Zeal - RHW 2101A | 910 | Functional | Others
49006 | Nahata Hospital Balotara Sdh | Radiant Heat Warmer | Zeal - RHW 2101A | 3000134585 | Functional | Others
49007 | Salwakalaan Phc | Radiant Heat Warmer | Model Not Available | 3000054349 | Functional | Others
49008 | Bhirani Phc | Glucometer | Model not available | 3000043174 | Functional | Others
49009 | Dispensary Barkat Nagar City | Ice lined refrigerator | MF - 144 | 91007301 | Functional | Others
49010 | Hindon Sdh | Keratometer | Model Not Available | 3000138365 | Functional | Others
49011 | Nangalwali Phc | Binocular Microscope | AMT 5A | 90378 | Functional | Rohilla Industries Jaipur
49012 | Kawliyas Phc | STABILIZER | MODEL NOT AVAILABLE | 165 | Functional | Others
49013 | Jaisindhear Station Phc | Blood Bank Refrigerator | Model not available | 3000214054 | Functional | Others
49014 | Dispensary Shanti Nagar City | SPHYGMOMANOMETER(BP APPRATUS) | MODEL NOT AVAILABLE | 3000086830 | Functional | Others
49015 | Sakkargarh Phc | FOOT OPERATED SUCTION MACHINE | SU-101 | 3000209089 | Functional | Others
49016 | Ramnagar Phc | Binocular Microscope | Model Not Available | 30002802475 | Functional | Others
49017 | Jaisindhear Station Phc | Syringe Needle Destroyer | Model not available | 3000214062 | Functional | Others
49018 | Jaisindhear Station Phc | Syringe Needle Destroyer | Model not available | 3000214061 | Functional | Others
49019 | Sakkargarh Phc | Spot Light ( Portable ) | Model Not Available | 3000209092 | Functional | Others
49020 | Kherli Chc | Oxygen Concentrator | Model Not Available | 300284109 | Functional | Others
49021 | Mainsar Phc | Micropipettes | MODEL NOT AVAILABLE | 300045235 | Functional | Others
49022 | Pinan Chc | Syringe Needle Destroyer | Model not available | NBSD0715892 | Functional | Others
49023 | Dispensary Raigaron Ki Kothi Ghat Gate City | Centrifuge Machine ( 8 Tube) | REMI - R4C | 24233 | Functional | Metro Traiding Corporation
49024 | Luhariklan Phc | Hydraulic Operation Table | MODEL NOT AVAILABLE | 3000209070 | Functional | Others
49025 | Govt Hospital Sojat Sdh | Blood Bank Refrigerator | Model not available | BDIT-1136 | Functional | Remi Electrotechnik Ltd
49026 | Piplund Phc | Hydraulic Operation Table | MODEL NOT AVAILABLE | 3000209138 | Functional | Others
49027 | Garabdesar Phc Bikaner | Micropipettes | MODEL NOT AVAILABLE | 3000042243 | Functional | Others
49028 | Pinan Chc | Blood Cell Counter - 3 part | Horiba - ABX Micros ES 60 | 304ESOH05550 | Functional | Others
49029 | Govt Hospital Sojat Sdh | SPHYGMOMANOMETER(BP APPRATUS) | MODEL NOT AVAILABLE | 3000214710 | Functional | Others
49030 | Govt Hospital Sojat Sdh | SPHYGMOMANOMETER(BP APPRATUS) | MODEL NOT AVAILABLE | 3000214841 | Functional | Others
49031 | Govt Hospital Sojat Sdh | SPHYGMOMANOMETER(BP APPRATUS) | MODEL NOT AVAILABLE | 592953-09 | Functional | Others
49032 | Govt Hospital Sojat Sdh | SPHYGMOMANOMETER(BP APPRATUS) | MODEL NOT AVAILABLE | 3000214766 | Functional | Others
49033 | Jaisindhear Station Phc | SPHYGMOMANOMETER(BP APPRATUS) | MODEL NOT AVAILABLE | 3000214075 | Functional | Others
49034 | Jaisindhear Station Phc | SPHYGMOMANOMETER(BP APPRATUS) | MODEL NOT AVAILABLE | 57051 | Functional | Others
49035 | Pinan Chc | Centrifuge Machine ( 4 Tube ) | Model not available | 3000280032 | Functional | Others
49036 | B.D.K. Hospital Jhunjhunu Dh | Pulse Oxymeter | Model Not Available | 2000019195 | Functional | Others
49037 | Buchawas Phc | Centrifuge Machine ( 4 Tube ) | Model not available | 3000053025 | Functional | Others
49038 | Buchawas Phc | Syringe Needle Destroyer | Model not available | 3000053026 | Functional | Others
49039 | Buchawas Phc | Syringe Needle Destroyer | Model not available | 3000053032 | Functional | Others
49040 | Tb Hospital Jaipur | Defibrillator with Cardiac Monitor | Model Not Available | 7C1576 | Functional | Larsen And Tourbo Ltd
49041 | Guda Vishnoiyan Phc | Instrument Sterilizer | Model Not Available | 3000049917 | Functional | Others
49042 | Aalniyawas Phc | SPHYGMOMANOMETER(BP APPRATUS) | MODEL NOT AVAILABLE | 2000030231 | Functional | Others
49043 | Aalniyawas Phc | SPHYGMOMANOMETER(BP APPRATUS) | MODEL NOT AVAILABLE | 2000030232 | Functional | Others
49044 | Tb Hospital Jaipur | Bi-pap Machine | MODEL NOT AVAILABLE | C07848546 | Functional | Philips Electronics India Ltd
49045 | Chittora Phc | Binocular Microscope | Model Not Available | 3000242125 | Functional | Others
49046 | Tb Hospital Jaipur | Defibrillator with Cardiac Monitor | Model Not Available | P5110311145 | Functional | Recorders And Medicaresystems Pvt Ltd
49047 | Pokaran Chc | Semi Automated Chemistry Analyzer | Model not Available | 3000056236 | Functional | Others
49048 | Karmawas Phc Barmer | SPHYGMOMANOMETER(BP APPRATUS) | MODEL NOT AVAILABLE | 3000134635 | Functional | Others
49049 | Ghanghu Chc Churu | Baby Weighing Machine | Model Not Available | 3000053622 | Functional | Others
49050 | Ghanghu Chc Churu | Baby Weighing Machine | Model Not Available | 3000053626 | Functional | Others
49051 | Nahata Hospital Balotara Sdh | Blood Bank Refrigerator | Model not available | 3000134422 | Functional | Others
49052 | Nahata Hospital Balotara Sdh | Blood Bank Refrigerator | Model not available | 3000134423 | Functional | Others
49053 | Nahata Hospital Balotara Sdh | Blood Bank Refrigerator | Model not available | 3000134424 | Functional | Others
49054 | Nahata Hospital Balotara Sdh | Blood Bank Refrigerator | Model not available | 3000134406 | Functional | Others
49055 | Nahata Hospital Balotara Sdh | Blood Bank Refrigerator | Model not available | 3000134440 | Functional | Others
49056 | Nahata Hospital Balotara Sdh | Blood Bank Refrigerator | Model not available | 3000134439 | Functional | Others
49057 | Hindon Sdh | Ophthalmoscope | Model Not Available | 3000138360 | Functional | Others
49058 | Shandawa Chc | Hemoglobin Analyzer | Model not available | 3000129171 | Functional | Anand Medicaids Pvt Ltd
49059 | Binasar Phc | Syringe Needle Destroyer | Microsil - ND350 | 4776 | Functional | Others
49060 | Hindon Sdh | A Scan Ultrasonic Biometer | Model Not Available | 3000138369 | Functional | Others
49061 | Dispensary Barkat Nagar City | Ice lined refrigerator | MK-144 | 90406035 | Functional | Others
49062 | Dadrewa Phc | Binocular Microscope | Model Not Available | 3000053350 | Functional | Anand Medicaids Pvt Ltd
49063 | Dhanota Phc | Monocular Microscope | Model not available | 2000022662 | Non Functional Repairable | Cmho Supply
49064 | Narayanpur Chc | Centrifuge Machine ( 8 Tube) | Model Not Available | 2000021524 | Functional | Others
49065 | Dhanota Phc | Binocular Microscope | Model Not Available | 2000022663 | Non Functional Repairable | Others
49066 | Pahadi Chc | Centrifuge Machine ( 4 Tube ) | Model not available | 3000236783 | Functional | Others
49067 | Undu Phc | FOGGING MACHINE | MODEL NOT AVAILABLE | 3000214571 | Functional | Others
49068 | Chandras Phc | SPHYGMOMANOMETER(BP APPRATUS) | MODEL NOT AVAILABLE | 3000125819 | Functional | Others
49069 | Dhanota Phc | Sahlis HB Meter | Model not available | 2000022653 | Functional | Others
49070 | Narayanpur Chc | Phototherepy Unit | MODEL NOT AVAILABLE | 2000021549 | Functional | Others
49071 | Dhanota Phc | Glucometer | Model not available | 2000022654 | Functional | Others
49072 | Kherli Chc | Autoclave | Model not available | 3000284102 | Functional | Others
49073 | Aupni Phc | Syringe Needle Destroyer | Microsil ND-60 | 3000042176 | Functional | Others
49074 | Bagawas Phc | Autoclave | Model not available | 3000140779 | Functional | Others
49075 | Bishniya Phc | Weighing Machine | MODEL NOT AVAILABLE | 3000125550 | Functional | Others
49076 | Dhanota Phc | Micropipettes | MODEL NOT AVAILABLE | 2000022655 | Functional | Others
49077 | Aupni Phc | Fetal Doppler | MODEL NOT AVAILABLE | 3000042180 | Functional | Others
49078 | Jaitpur Phc Bikaner | Glucometer | Model not available | 2000030909 | Functional | Others
49079 | Baskrapalnagar Phc | Freezes | HRD-1905 | 3000281756 | Functional | Others
49080 | Rajpurbara Phc | Instrument Sterilizer | Model Not Available | 7050075 | Functional | Others
49081 | Jaitpur Phc Bikaner | Radiant Heat Warmer | Meditrin - Heat Warmer | 2000030920 | Functional | Others
49082 | Tehla Chc | SPHYGMOMANOMETER(BP APPRATUS) | CE0197 | 20130401883vgi | Functional | Others
49083 | Tehla Chc | Fetal Monitor | MODEL NOT AVAILABLE | 3000281798 | Functional | Others
49084 | City Dispensary Hindon City | Hemoglobin meter | Model Not Available | 3000138321 | Functional | Others
49085 | Kherli Chc | O.T. Light Double Dome | MODEL NOT AVAILABLE | 3000284099 | Functional | Others
49086 | Rajgarh Chc Churu | Defibrillator with Cardiac Monitor | Schiller - Defigard 400 | 3000053570 | Functional | Others
49087 | Tehla Chc | Blood Cell Counter - 3 part | Horiba - ABX Micros ES 60 | 304esono5549 | Functional | Horiba India Pvt Ltd
49088 | Khodreb Phc | SPHYGMOMANOMETER(BP APPRATUS) | MODEL NOT AVAILABLE | 3000281378 | Functional | Others
49089 | Kanasar Phc Barmer | Baby Weighing Machine | Model Not Available | 3000214548 | Functional | Others
49090 | Binasar Phc | Freezes | MODEL NOT AVAILABLE | 3000053888 | Functional | Others
49091 | Hindon Sdh | Syringe Needle Destroyer | Nulife - Dots | NBSDO726252 | Functional | Others
49092 | Ajitpura Phc | Micropipettes | MODEL NOT AVAILABLE | 3000043155 | Functional | Others
49093 | Gadra Road Chc | Binocular Microscope | Model Not Available | 3000214108 | Functional | Others
49094 | Gadra Road Chc | Binocular Microscope | Model Not Available | 3000214107 | Functional | Others
49095 | Gadra Road Chc | Binocular Microscope | Model Not Available | 3000214106 | Functional | Others
49096 | Khwaspura Phc | Instrument Sterilizer | Model Not Available | 3000054260 | Functional | Paras Enterprises
49097 | Uphc Sardarsahar | Syringe Needle Destroyer | Model not available | 3000129527 | Functional | Others
49098 | Hindon Sdh | O.T. Light Single Dome | MODEL NOT AVAILABLE | 3000138352 | Functional | Others
49099 | Habur Phc | Ice lined refrigerator | MK-144 | 3000056823 | Functional | Others
49100 | Kelansar Chc | Instrument Sterilizer | Model Not Available | 3000120244 | Functional | Atlas Surgical Company
49101 | Hindon Sdh | Multi-Para Monitor | Model not available | 10608512 | Functional | Others
49102 | Bhaleri Phc | Weighing Machine | MODEL NOT AVAILABLE | 3000053003 | Functional | Others
49103 | Kelansar Chc | SPHYGMOMANOMETER(BP APPRATUS) | MODEL NOT AVAILABLE | 3000120251 | Functional | Others
49104 | Bhaleri Phc | Radiant Heat Warmer | Zeal - RHW 2101A | 3000053005 | Functional | Others
49105 | Nagar Chc | Radiant Heat Warmer | Model Not Available | 10/7-13214 | Functional | Others
49106 | Rupahelikhurd Phc | Hemoglobin meter | Model Not Available | 3000209253 | Functional | Others
49107 | Palwa Phc Alwar | Syringe Needle Destroyer | Model not available | 3000280238 | Functional | Bhasin Sons Private Limited
49108 | Kelansar Chc | Syringe Needle Destroyer | Model not available | 3000120255 | Functional | Cmho Supply
49109 | Palwa Phc Alwar | Weighing Machine | MODEL NOT AVAILABLE | 3000280240 | Functional | Alleid Medical Limited
49110 | Kelansar Chc | SPHYGMOMANOMETER(BP APPRATUS) | MODEL NOT AVAILABLE | 3000120239 | Functional | Cmho Supply
49111 | Rajgarh Chc Churu | Pulse Oxymeter | Model Not Available | 3000053585 | Functional | Others
49112 | Bhare Wala Phc Jaisalmer | SPHYGMOMANOMETER(BP APPRATUS) | MODEL NOT AVAILABLE | 3000120455 | Functional | Cmho Supply
49113 | Bhiwadi Chc | ECG Holter Electrocardiogram | Model Not Available | 30000281110 | Functional | Others
49114 | Sarsiya Phc | Syringe Needle Destroyer | Microsil ND 20 | 52-300 | Functional | Others
49115 | Behror Chc | Weighing Machine | MODEL NOT AVAILABLE | 3000280968 | Functional | Others
49116 | Tb Hospital Jaipur | Binocular Microscope | Model Not Available | 1110005327 | Functional | Others
49117 | Daulatgarh Phc | Centrifuge Machine ( 8 Tube) | Model Not Available | 3000262360 | Functional | Others
49118 | Jamdoli Phc | Weighing Machine | MODEL NOT AVAILABLE | 3000281214 | Functional | Others
49119 | Jhadol S Chc | Radiant Heat Warmer | Model Not Available | 3000198297 | Functional | Others
49120 | Jamdoli Phc | Syringe Needle Destroyer | Model not available | 3000281215 | Functional | Others
49121 | Jhadol S Chc | Radiant Heat Warmer | Zeal - RHW 2101A | RHM2101A/0713/456 | Functional | Others
49122 | Jhadol S Chc | Suction Machine | Model Not Available | 3000198299 | Functional | Others
49123 | Jhadol S Chc | Suction Machine | Model Not Available | 3000198316 | Functional | Others
49124 | Jhadol S Chc | SPHYGMOMANOMETER(BP APPRATUS) | MODEL NOT AVAILABLE | 14K9808 | Functional | Others
49125 | Jhadol S Chc | SPHYGMOMANOMETER(BP APPRATUS) | MODEL NOT AVAILABLE | 3000198306 | Functional | Others
49126 | Jhadol S Chc | Syringe Needle Destroyer | Model not available | 3000198304 | Functional | Others
49127 | Jhadol S Chc | Syringe Needle Destroyer | Model not available | 3000198307 | Functional | Others
49128 | Jhadol S Chc | Fetal Doppler | MODEL NOT AVAILABLE | 2012FQ398 | Functional | Others
49129 | Jhadol S Chc | Dental X-ray unit | DENTAL X RAY | AERB/15/545 | Functional | Others
49130 | Jhadol S Chc | 100mA X-Ray Machine | Model not available | 3000198309 | Functional | Others
49131 | Jln Central Store Medical College | Slit Lamp | Model Not Available | 283128 | Functional | Others
49132 | Jhadol S Chc | Freezes | MODEL NOT AVAILABLE | 3000198310 | Functional | Others
49133 | Satellite Hospital Shahpura Bhilwara | Fully Automated Clinical Chemistry Analyzer | Transasia - EM 200 | 3000125227 | Functional | Others
49134 | Jhadol S Chc | O.T. Light Single Dome | MODEL NOT AVAILABLE | 3000198312 | Functional | Others
49135 | Jhadol S Chc | Hydraulic Operation Table | MODEL NOT AVAILABLE | 3000198313 | Functional | Others
49136 | Jhadol S Chc | Autoclave | Model not available | 3000198314 | Functional | Others
49137 | Jhadol S Chc | Anesthesia Machine | MODEL NOT AVAILABLE | 3000198315 | Functional | Others
49138 | Satellite Hospital Shahpura Bhilwara | Centrifuge Machine ( 4 Tube ) | Model not available | 3000125229 | Functional | Others
49139 | Satellite Hospital Shahpura Bhilwara | Semi Automated Chemistry Analyzer | CHEM 5 PLUS | 3000125230 | Functional | Others
49140 | Surana Phc | Syringe Infusion Pump | Model not available | 3000042234 | Functional | Others
49141 | Surana Phc | FOOT OPERATED SUCTION MACHINE | MODEL NOT AVAILABLE | 3000042235 | Functional | Others
49142 | Badnor Phc | Binocular Microscope | Microlux - 16 | 3000209210 | Functional | Others
49143 | Badnor Phc | Centrifuge Machine ( 8 Tube) | Model Not Available | JDLC-11513 | Functional | Others
49144 | Khjuri Phc | SPHYGMOMANOMETER(BP APPRATUS) | MODEL NOT AVAILABLE | 3000209094 | Functional | Others
49145 | Principal And Controller S N Medical Collage Jodhpur | Monocular Microscope | Monocular - M L W | 3000131536 | Functional | Others
49146 | Principal And Controller S N Medical Collage Jodhpur | Monocular Microscope | Monocular - M L W | 3000131537 | Functional | Others
49147 | Principal And Controller S N Medical Collage Jodhpur | Monocular Microscope | Monocular - M L W | 3000131123 | Functional | Others
49148 | Principal And Controller S N Medical Collage Jodhpur | Monocular Microscope | Monocular - M L W | 3000131124 | Functional | Others
49149 | Principal And Controller S N Medical Collage Jodhpur | Monocular Microscope | Monocular - M L W | 3000131125 | Functional | Others
49150 | Principal And Controller S N Medical Collage Jodhpur | Monocular Microscope | Monocular - M L W | 3000131126 | Functional | Others
49151 | Principal And Controller S N Medical Collage Jodhpur | Monocular Microscope | Monocular - M L W | 3000131127 | Functional | Others
49152 | Principal And Controller S N Medical Collage Jodhpur | Monocular Microscope | Monocular - M L W | 3000131523 | Functional | Others
49153 | Principal And Controller S N Medical Collage Jodhpur | Monocular Microscope | Monocular - M L W | 3000131524 | Functional | Others
49154 | Principal And Controller S N Medical Collage Jodhpur | Monocular Microscope | Monocular - M L W | 3000131525 | Functional | Others
49155 | Principal And Controller S N Medical Collage Jodhpur | Monocular Microscope | Monocular - M L W | 3000131526 | Functional | Others
49156 | Principal And Controller S N Medical Collage Jodhpur | Monocular Microscope | Monocular - M L W | 3000131527 | Functional | Others
49157 | Principal And Controller S N Medical Collage Jodhpur | Monocular Microscope | Monocular - M L W | 3000131528 | Functional | Others
49158 | Principal And Controller S N Medical Collage Jodhpur | Monocular Microscope | Monocular - M L W | 3000131529 | Functional | Others
49159 | Principal And Controller S N Medical Collage Jodhpur | Monocular Microscope | Monocular - M L W | 3000131530 | Functional | Others
49160 | Principal And Controller S N Medical Collage Jodhpur | Monocular Microscope | Monocular - M L W | 3000131531 | Functional | Others
49161 | Principal And Controller S N Medical Collage Jodhpur | Monocular Microscope | Monocular - M L W | 3000131532 | Functional | Others
49162 | Principal And Controller S N Medical Collage Jodhpur | Monocular Microscope | Monocular - M L W | 3000131128 | Functional | Others
49163 | Principal And Controller S N Medical Collage Jodhpur | Monocular Microscope | Monocular - M L W | 3000131129 | Functional | Others
49164 | Principal And Controller S N Medical Collage Jodhpur | Monocular Microscope | Monocular - M L W | 3000131130 | Functional | Others
49165 | Principal And Controller S N Medical Collage Jodhpur | Monocular Microscope | Monocular - M L W | 3000131131 | Functional | Others
49166 | Principal And Controller S N Medical Collage Jodhpur | Monocular Microscope | Monocular - M L W | 3000131133 | Functional | Others
49167 | Principal And Controller S N Medical Collage Jodhpur | Monocular Microscope | Monocular - M L W | 3000131538 | Functional | Others
49168 | Principal And Controller S N Medical Collage Jodhpur | Monocular Microscope | Monocular - M L W | 3000131539 | Functional | Others
49169 | Principal And Controller S N Medical Collage Jodhpur | Monocular Microscope | Monocular - M L W | 3000131540 | Functional | Others
49170 | Principal And Controller S N Medical Collage Jodhpur | Monocular Microscope | Monocular - M L W | 3000131541 | Functional | Others
49171 | Principal And Controller Sms Mc Jaipur | Monocular Microscope | Model not available | 3000265262 | Functional | Others
49172 | Principal And Controller Sms Mc Jaipur | Monocular Microscope | Model not available | 3000265263 | Functional | Others
49173 | Principal And Controller Sms Mc Jaipur | Monocular Microscope | Model not available | 3000265264 | Functional | Others
49174 | Principal And Controller Sms Mc Jaipur | Monocular Microscope | Model not available | 3000265265 | Functional | Others
49175 | Principal And Controller Sms Mc Jaipur | Monocular Microscope | Model not available | 3000265266 | Functional | Others
49176 | Principal And Controller Sms Mc Jaipur | Monocular Microscope | Model not available | 3000265267 | Functional | Others
49177 | Principal And Controller Sms Mc Jaipur | Monocular Microscope | Model not available | 3000265268 | Functional | Others
49178 | Principal And Controller Sms Mc Jaipur | Monocular Microscope | Model not available | 3000265269 | Functional | Others
49179 | Principal And Controller Sms Mc Jaipur | Monocular Microscope | Model not available | 3000265270 | Functional | Others
49180 | Nahrawali Phc | Radiant Heat Warmer | Model Not Available | 3000041638 | Functional | Others
49181 | Padru Phc | FOGGING MACHINE | MODEL NOT AVAILABLE | 3000134651 | Functional | Others
49182 | Beermana Phc | Suction Machine | Model Not Available | 3000046018 | Functional | Others
49183 | Jln Central Store Medical College | A Scan Ultrasonic Biometer | Model Not Available | 30152 | Functional | Others
49184 | Pbm Medical College And Hospital | Blood Cell Counter - 3 part | Model not available | 101181 | Functional | Others
49185 | Padru Phc | Nebulizer | MODEL NOT AVAILABLE | 3000134652 | Functional | Others
49186 | Pbm Medical College And Hospital | Suction Machine | Model Not Available | 3000045682 | Functional | Others
49187 | Jamdoli Phc | Blood Bank Refrigerator | Model not available | 3000280574 | Functional | Others
49188 | Khakholi Phc | SPHYGMOMANOMETER(BP APPRATUS-Digital) | Model Not Available | 279 | Functional | Others
49189 | Beermana Phc | Syringe Needle Destroyer | Model not available | 3000046021 | Functional | Others
49190 | Ghdhi Sawairam Chc | Weighing Machine | MODEL NOT AVAILABLE | 3000280043 | Functional | Others
49191 | Bhukhredi Phc | Binocular Microscope | Model Not Available | 6072 | Functional | Others
49192 | Gingla Chc | Hemoglobin meter | HB 301 | 3000198344 | Functional | Others
49193 | Jaipuria Hospital Dh | Blood Cell Counter - 3 part | Horiba - ABX Micros ES 60 | 309ESOHO06404 | Functional | Horiba India Pvt Ltd
49194 | Beermana Phc | Cautry Machine | Model Not Available | 3000046020 | Functional | Others
49195 | Beermana Phc | Cautry Machine | Model Not Available | 3000041423 | Functional | Others
49196 | Pbm Medical College And Hospital | Automated Urine Analyzer | Model not available | 3000045610 | Functional | Others
49197 | Nahrawali Phc | Freezes | MODEL NOT AVAILABLE | 3000041617 | Functional | Others
49198 | Govindgarh Chc Alwar | SPHYGMOMANOMETER(BP APPRATUS) | MODEL NOT AVAILABLE | 50194 | Functional | Others
49199 | Jaipuria Hospital Dh | Tube Sealer for Blood bags | JOVE JA TS 55 | RKM14040372 | Functional | Pawar Electro Systems Pvt Ltd
49200 | Padru Phc | Radiant Heat Warmer | Model Not Available | 3000134657 | Functional | Others
49201 | Ghdhi Sawairam Chc | Binocular Microscope | Model Not Available | 3000280050 | Functional | Others
49202 | Nahrawali Phc | Binocular Microscope | Model Not Available | 3000041622 | Functional | Others
49203 | Nahrawali Phc | Centrifuge Machine ( 4 Tube ) | Model not available | 3000041623 | Functional | Others
49204 | Ogala Phc | Autoclave | Model not available | 3000134867 | Functional | Others
49205 | Nahrawali Phc | Sahlis HB Meter | Model not available | 3000041624 | Functional | Others
49206 | Ghdhi Sawairam Chc | Syringe Needle Destroyer | Model not available | 3000280052 | Functional | Others
49207 | Padru Phc | Blood Bank Refrigerator | Model not available | 3000134648 | Functional | Others
49208 | Padru Phc | Blood Bank Refrigerator | Model not available | 3000134649 | Functional | Others
49209 | Bhukhredi Phc | Centrifuge Machine ( 12 Tube ) | Model Not Available | 6073 | Functional | Others
49210 | Bhukhredi Phc | Centrifuge Machine ( 12 Tube ) | Model Not Available | 6074 | Functional | Others
49211 | Pbm Medical College And Hospital | SPHYGMOMANOMETER(BP APPRATUS) | MODEL NOT AVAILABLE | 3000045679 | Functional | Others
49212 | Dabla Phc | Autoclave | Model not available | 3000125672 | Functional | Others
49213 | Gingla Chc | Blood Cell Counter - 3 part | Horiba - ABX Micros ES 60 | 305ES0H05716 | Functional | Others
49214 | Pbm Medical College And Hospital | O.T. Light Single Dome | MODEL NOT AVAILABLE | 3000045680 | Functional | Others
49215 | Pbm Medical College And Hospital | ELECTRIC OT TABLE | MODEL NOT AVAILABLE | 3000045681 | Functional | Others
49216 | Gingla Chc | Incubator | MODEL NOT AVAILABLE | 3000198335 | Functional | Others
49217 | Padru Phc | Instrument Sterilizer | Model Not Available | 3000134653 | Functional | Others
49218 | Gingla Chc | Centrifuge Machine ( 8 Tube) | Model Not Available | 300019837 | Functional | Others
49219 | Gingla Chc | Glucometer | Model not available | 4255112350020040 | Functional | Others
49220 | Ghdhi Sawairam Chc | Syringe Needle Destroyer | Model not available | 3000280045 | Functional | Cmho Supply
49221 | Beermana Phc | Freezes | MODEL NOT AVAILABLE | 3000046019 | Functional | Others
49222 | Beermana Phc | Freezes | MODEL NOT AVAILABLE | 910077 | Functional | Others
49223 | Daulatgarh Phc | Ice lined refrigerator | MK - 142 | 24920991 | Functional | Others
49224 | Daulatgarh Phc | Weighing Machine | Crown | 3000262371 | Functional | Others
49225 | Gudachanderji Chc | VDRL Rotator (Rotor and Shaker) | Model Not Available | 3000138909 | Functional | Others
49226 | Gudachanderji Chc | Radiant Heat Warmer | Zeal - RHW 2101A | RHW2101A10713/773 | Functional | Others
49227 | Jln Central Store Medical College | Water Bath | Model not available | TF131 | Functional | Others
49228 | Bhikodai Phc Jaisalmer | Nebulizer | MODEL NOT AVAILABLE | RF0107456 | Functional | Cmho Supply
49229 | Kemri Phc | Autoclave | Model not available | 3000218963 | Functional | Others
49230 | Jln Central Store Medical College | Blood Cell Counter - 3 part | Sysmex - pocH-100i | A1483 | Functional | Others
49231 | Hathwari Phc | Centrifuge Machine ( 8 Tube) | Model Not Available | 3000242215 | Functional | Others
49232 | Hathwari Phc | SPHYGMOMANOMETER(BP APPRATUS) | MODEL NOT AVAILABLE | 3000242219 | Functional | Others
49233 | Kemri Phc | Monocular Microscope | Model not available | 3000218971 | Functional | Others
49234 | Hathwari Phc | Hemoglobin meter | Model Not Available | 3000242222 | Functional | Others
49235 | Soop Phc | Autoclave | Model not available | 3000218956 | Functional | Cmho Supply
49236 | Baroli Phc | Suction Machine | Model Not Available | 3000242288 | Non Functional Not Repairable | Others
49237 | Soop Phc | Binocular Microscope | PZB 22 | 3000218957 | Functional | Others
49238 | Soop Phc | Binocular Microscope | PZB 22 | 3000218958 | Functional | Others
49239 | Gangapur Chc | Fetal Monitor | MODEL NOT AVAILABLE | 3000262080 | Functional | Others
49240 | Todabhim Chc | Binocular Microscope | Model Not Available | 3000138722 | Functional | Others
49241 | Jln Central Store Medical College | Slit Lamp | APPASAMY | 2000034001 | Functional | Others
49242 | Mandal Chc | Baby Weighing Machine | Model Not Available | 3000125342 | Functional | Others
49243 | Todabhim Chc | Anesthesia Machine | Jupiter 200 | 3000138757 | Non Functional Not Repairable | Others
49244 | Todabhim Chc | O.T. Light Single Dome | MODEL NOT AVAILABLE | 3000138759 | Functional | Others
49245 | Donari Phc Dholpur | Hemoglobin meter | Model Not Available | 3000242314 | Functional | Others
49246 | Donari Phc Dholpur | Glucometer | Model not available | 3000242315 | Functional | Others
49247 | Mandal Chc | VDRL Rotator (Rotor and Shaker) | Model Not Available | 3000125329 | Functional | Others
49248 | Mandal Chc | Binocular Microscope | Model Not Available | 3000125330 | Functional | Others
49249 | Principal And Controller S N Medical Collage Jodhpur | Monocular Microscope | Monocular - M L W | 3000131542 | Functional | Others
49250 | Principal And Controller S N Medical Collage Jodhpur | Monocular Microscope | Monocular - M L W | 3000131513 | Functional | Others
49251 | Principal And Controller S N Medical Collage Jodhpur | Monocular Microscope | Monocular - M L W | 3000131514 | Functional | Others
49252 | Principal And Controller S N Medical Collage Jodhpur | Monocular Microscope | Monocular - M L W | 3000131515 | Functional | Others
49253 | Principal And Controller S N Medical Collage Jodhpur | Monocular Microscope | Monocular - M L W | 3000131516 | Functional | Others
49254 | Principal And Controller S N Medical Collage Jodhpur | Monocular Microscope | Monocular - M L W | 3000131517 | Functional | Others
49255 | Principal And Controller S N Medical Collage Jodhpur | Monocular Microscope | Monocular - M L W | 3000131518 | Functional | Others
49256 | Principal And Controller S N Medical Collage Jodhpur | Monocular Microscope | Monocular - M L W | 3000131519 | Functional | Others
49257 | Principal And Controller S N Medical Collage Jodhpur | Monocular Microscope | Monocular - M L W | 3000131520 | Functional | Others
49258 | Principal And Controller S N Medical Collage Jodhpur | Monocular Microscope | Monocular - M L W | 3000131521 | Functional | Others
49259 | Principal And Controller S N Medical Collage Jodhpur | Monocular Microscope | Monocular - M L W | 3000131522 | Functional | Others
49260 | Gulabewala Phc | Monocular Microscope | Model not available | 3000048713 | Functional | Anand Medicaids Pvt Ltd
49261 | Hameerwas Phc | Syringe Needle Destroyer | Model not available | 3310 | Functional | Others
49262 | Hameerwas Phc | Syringe Needle Destroyer | Model not available | 3307 | Functional | Others
49263 | Bardod Chc | Binocular Microscope | Model Not Available | 3000281276 | Functional | Others
49264 | Principal And Controller S N Medical Collage Jodhpur | Monocular Microscope | Model not available | 70936 | Functional | Others
49265 | Principal And Controller S N Medical Collage Jodhpur | Monocular Microscope | Model not available | 70957 | Functional | Others
49266 | Principal And Controller S N Medical Collage Jodhpur | Monocular Microscope | Model not available | 71157 | Functional | Others
49267 | Principal And Controller S N Medical Collage Jodhpur | Monocular Microscope | Model not available | 37152 | Functional | Others
49268 | Principal And Controller S N Medical Collage Jodhpur | Monocular Microscope | Model not available | 37143 | Functional | Others
49269 | Principal And Controller S N Medical Collage Jodhpur | Monocular Microscope | Model not available | 37222 | Functional | Others
49270 | Principal And Controller S N Medical Collage Jodhpur | Monocular Microscope | Model not available | 36915 | Functional | Others
49271 | Principal And Controller S N Medical Collage Jodhpur | Monocular Microscope | Model not available | 37438 | Functional | Others
49272 | Principal And Controller S N Medical Collage Jodhpur | Monocular Microscope | Model not available | 37195 | Functional | Others
49273 | Principal And Controller S N Medical Collage Jodhpur | Monocular Microscope | Model not available | 37169 | Functional | Others
49274 | Principal And Controller S N Medical Collage Jodhpur | Monocular Microscope | Model not available | 37414 | Functional | Others
49275 | Gingla Chc | 100mA X-Ray Machine | Allengers - MARS-6R | 3000198351 | Functional | Allengers Medical Systems Ltd
49276 | Pbm Medical College And Hospital | Pulse Oxymeter | Model Not Available | 300045612 | Functional | Others
49277 | Pbm Medical College And Hospital | Pulse Oxymeter | Model Not Available | 3000045613 | Functional | Others
49278 | Pbm Medical College And Hospital | Pulse Oxymeter | Model Not Available | 3000045614 | Functional | Others
49279 | Pbm Medical College And Hospital | Ventilator | Model Not Available | 3000045606 | Functional | Others
49280 | Jamdoli Phc | SPHYGMOMANOMETER(BP APPRATUS) | MODEL NOT AVAILABLE | 6087309 | Functional | Others
49281 | Jamdoli Phc | SPHYGMOMANOMETER(BP APPRATUS) | MODEL NOT AVAILABLE | 3000280554 | Functional | Others
49282 | Jamdoli Phc | SPHYGMOMANOMETER(BP APPRATUS) | MODEL NOT AVAILABLE | 3000280553 | Functional | Others
49283 | Jat Bahror Phc | Instrument Sterilizer | Model Not Available | 3000280774 | Functional | Others
49284 | Pbm Medical College And Hospital | Multi-Para Monitor | Model not available | 2000035644 | Functional | Others
49285 | Pbm Medical College And Hospital | Multi-Para Monitor | Model not available | 2000035648 | Functional | Others
49286 | Jat Bahror Phc | Weighing Machine | MODEL NOT AVAILABLE | 3000280774 | Functional | Others
49287 | Gingla Chc | Freezes | MODEL NOT AVAILABLE | 3000198354 | Functional | Videocon Industries Ltd
49288 | Rampur Chc | Syringe Needle Destroyer | Model not available | 3000281056 | Functional | Others
49289 | Jat Bahror Phc | Weighing Machine | MODEL NOT AVAILABLE | 3000280775 | Functional | Others
49290 | Principal And Controller Sms Mc Jaipur | Monocular Microscope | Model not available | 3000265307 | Functional | Others
49291 | Principal And Controller Sms Mc Jaipur | Monocular Microscope | Model not available | 3000265308 | Functional | Others
49292 | Principal And Controller Sms Mc Jaipur | Monocular Microscope | Model not available | 3000265309 | Functional | Others
49293 | Principal And Controller Sms Mc Jaipur | Monocular Microscope | Model not available | 3000265310 | Functional | Others
49294 | Principal And Controller Sms Mc Jaipur | Monocular Microscope | Model not available | 3000265311 | Functional | Others
49295 | Principal And Controller Sms Mc Jaipur | Monocular Microscope | Model not available | 3000265312 | Functional | Others
49296 | Principal And Controller Sms Mc Jaipur | Monocular Microscope | Model not available | 3000265313 | Functional | Others
49297 | Principal And Controller Sms Mc Jaipur | Monocular Microscope | Model not available | 3000265314 | Functional | Others
49298 | Principal And Controller Sms Mc Jaipur | Monocular Microscope | Model not available | 3000265315 | Functional | Others
49299 | Principal And Controller Sms Mc Jaipur | Monocular Microscope | Model not available | 3000265316 | Functional | Others
49300 | Principal And Controller Sms Mc Jaipur | Monocular Microscope | Model not available | 3000265317 | Functional | Others
49301 | Principal And Controller Sms Mc Jaipur | Monocular Microscope | Model not available | 3000265318 | Functional | Others
49302 | Beermana Phc | Freezes | MODEL NOT AVAILABLE | 3000046011 | Functional | Others
49303 | Dabla Phc | Ice lined refrigerator | Model Not Available | 3000125675 | Functional | Others
49304 | Ghdhi Sawairam Chc | Baby Weighing Machine | Model Not Available | 3000280044 | Functional | Others
49305 | Dabla Phc | Ice lined refrigerator | Model Not Available | 3000125676 | Functional | Others
49306 | Principal And Controller Sms Mc Jaipur | Monocular Microscope | Model not available | 3000265271 | Functional | Others
49307 | Principal And Controller Sms Mc Jaipur | Monocular Microscope | Model not available | 3000265272 | Functional | Others
49308 | Principal And Controller Sms Mc Jaipur | Monocular Microscope | Model not available | 3000265273 | Functional | Others
49309 | Principal And Controller Sms Mc Jaipur | Monocular Microscope | Model not available | 3000265274 | Functional | Others
49310 | Principal And Controller Sms Mc Jaipur | Monocular Microscope | Model not available | 3000265275 | Functional | Others
49311 | Principal And Controller Sms Mc Jaipur | Monocular Microscope | Model not available | 3000265276 | Functional | Others
49312 | Principal And Controller Sms Mc Jaipur | Monocular Microscope | Model not available | 3000265277 | Functional | Others
49313 | Principal And Controller Sms Mc Jaipur | Monocular Microscope | Model not available | 3000265278 | Functional | Others
49314 | Principal And Controller Sms Mc Jaipur | Monocular Microscope | Model not available | 3000265279 | Functional | Others
49315 | Principal And Controller Sms Mc Jaipur | Monocular Microscope | Model not available | 3000265280 | Functional | Others
49316 | Principal And Controller Sms Mc Jaipur | Monocular Microscope | Model not available | 3000265281 | Functional | Others
49317 | Principal And Controller Sms Mc Jaipur | Monocular Microscope | Model not available | 3000265282 | Functional | Others
49318 | Principal And Controller Sms Mc Jaipur | Monocular Microscope | Model not available | 3000265283 | Functional | Others
49319 | Principal And Controller Sms Mc Jaipur | Monocular Microscope | Model not available | 3000265284 | Functional | Others
49320 | Principal And Controller Sms Mc Jaipur | Monocular Microscope | Model not available | 3000265285 | Functional | Others
49321 | Principal And Controller Sms Mc Jaipur | Monocular Microscope | Model not available | 3000265286 | Functional | Others
49322 | Principal And Controller Sms Mc Jaipur | Monocular Microscope | Model not available | 3000265287 | Functional | Others
49323 | Principal And Controller Sms Mc Jaipur | Monocular Microscope | Model not available | 3000265288 | Functional | Others
49324 | Principal And Controller Sms Mc Jaipur | Monocular Microscope | Model not available | 3000265289 | Functional | Others
49325 | Principal And Controller Sms Mc Jaipur | Monocular Microscope | Model not available | 3000265290 | Functional | Others
49326 | Principal And Controller Sms Mc Jaipur | Monocular Microscope | Model not available | 3000265291 | Functional | Others
49327 | Principal And Controller Sms Mc Jaipur | Monocular Microscope | Model not available | 3000265292 | Functional | Others
49328 | Bhiwadi Chc | Suction Machine | Model Not Available | 3000281099 | Functional | Others
49329 | Badhnu Phc | Labour Table | Model Not Available | 3000042309 | Functional | Others
49330 | Badhnu Phc | Labour Table | Model Not Available | 300042310 | Functional | Others
49331 | Badhnu Phc | Labour Table | Model Not Available | 3000042312 | Functional | Others
49332 | Jhjharpur Phc | Baby Weighing Machine | Crown | 3000280475 | Non Functional Not Repairable | Others
49333 | Bhiwadi Chc | Suction Machine | Model Not Available | 3000281100 | Functional | Others
49334 | Phagi Chc Jaipur2 | Incubator | MODEL NOT AVAILABLE | 3000222656 | Functional | Others
49335 | Phagi Chc Jaipur2 | Incubator | MODEL NOT AVAILABLE | 3000222673 | Functional | Others
49336 | Bhiwadi Chc | SPHYGMOMANOMETER(BP APPRATUS) | MODEL NOT AVAILABLE | 8134418 | Functional | Others
49337 | City Dispensary Subhash Chowk Alwar | SPHYGMOMANOMETER(BP APPRATUS) | MODEL NOT AVAILABLE | 3000280750 | Functional | Others
49338 | Phagi Chc Jaipur2 | Centrifuge Machine ( 8 Tube) | REMI - R4C | 3000222657 | Functional | Others
49339 | Phagi Chc Jaipur2 | Centrifuge Machine ( 8 Tube) | REMI - R4C | 3000222663 | Functional | Others
49340 | Bhiwadi Chc | FOGGING MACHINE | MODEL NOT AVAILABLE | 1211 | Functional | Others
49341 | Jasana Phc | Glucometer | Easy Touch ET-101 | 3000043283 | Functional | Others
49342 | City Dispensary Subhash Chowk Alwar | Syringe Needle Destroyer | Model not available | 3000280748 | Functional | Others
49343 | Norangdesar Phc | Labour Table | Model Not Available | 3000042046 | Functional | Others
49344 | Phagi Chc Jaipur2 | Blood Bank Refrigerator | Model not available | 3000222669 | Functional | Others
49345 | Jhjharpur Phc | SPHYGMOMANOMETER(BP APPRATUS) | MODEL NOT AVAILABLE | 3000280480 | Functional | Others
49346 | Phagi Chc Jaipur2 | VDRL Rotator (Rotor and Shaker) | Model Not Available | 3000222672 | Functional | Others
49347 | Jasana Phc | Baby Weighing Machine | Model Not Available | 3000043285 | Functional | Others
49348 | Jasana Phc | SPHYGMOMANOMETER(BP APPRATUS) | MODEL NOT AVAILABLE | 3000043288 | Functional | Others
49349 | Rattewala Phc | Syringe Needle Destroyer | Model not available | 3000048773 | Functional | Others
49350 | Rattewala Phc | Syringe Needle Destroyer | Model not available | 3000048779 | Functional | Others
49351 | Mundawar Chc | Baby Weighing Machine | Pricision Goldtech | 3000281987 | Functional | Others
49352 | Asara Phc | Binocular Microscope | PZB 22 | 69403 | Functional | Others
49353 | Asara Phc | Centrifuge Machine ( 4 Tube ) | Model not available | 3000134397 | Functional | Others
49354 | Jasana Phc | Digital PH Meter | Model Not Available | 3000043292 | Functional | Others
49355 | Principal And Controller S N Medical Collage Jodhpur | Monocular Microscope | Model not available | 70852 | Functional | Others
49356 | Bardod Chc | Incubator | MODEL NOT AVAILABLE | 3000281275 | Functional | Others
49357 | Bhiknera Phc | Labour Table | Model Not Available | 3000042270 | Functional | Others
49358 | Bhiknera Phc | Radiant Heat Warmer | Meditrin - Heat Warmer | 3000042271 | Functional | Others
49359 | Hameerwas Phc | Binocular Microscope | PZB 22 | 3309 | Functional | Others
49360 | Bardod Chc | Hemoglobin meter | Model Not Available | 1343813129 | Functional | Others
49361 | Bardod Chc | Syringe Needle Destroyer | Model not available | 3000281234 | Functional | Others
49362 | Bhiknera Phc | Centrifuge Machine ( 6 Tube ) | Model Not Available | 3000042276 | Functional | Others
49363 | Bardod Chc | Binocular Microscope | Model Not Available | 3000281233 | Functional | Others
49364 | Gulabewala Phc | Hydraulic Operation Table | MODEL NOT AVAILABLE | 3000048722 | Functional | Anand Medicaids Pvt Ltd
49365 | Bhiknera Phc | Sahlis HB Meter | Model not available | 3000042279 | Functional | Others
49366 | Satellite Hospital Shahpura Bhilwara | Baby Weighing Machine | Model Not Available | 3000125253 | Functional | Others
49367 | Kharla Phc | Glucometer | Model not available | 3000048690 | Functional | Others
49368 | Satellite Hospital Shahpura Bhilwara | Spot Light ( Portable ) | Model Not Available | 3000125267 | Functional | Niscomed Electro Medical Devices
49369 | Bajuwala Phc Ganganager | Hemoglobin Analyzer | Model not available | 3000041057 | Functional | Anand Medicaids Pvt Ltd
49370 | Principal And Controller S N Medical Collage Jodhpur | Colorimeter | MODEL NOT AVAILABLE | 3000120355 | Functional | Others
49371 | Principal And Controller S N Medical Collage Jodhpur | Colorimeter | MODEL NOT AVAILABLE | 1204528 | Functional | Others
49372 | Principal And Controller S N Medical Collage Jodhpur | Colorimeter | MODEL NOT AVAILABLE | 3000120358 | Functional | Others
49373 | Kharla Phc | Binocular Microscope | Model Not Available | 3000048692 | Functional | Others
49374 | Satellite Hospital Shahpura Bhilwara | Suction Machine | Model Not Available | 3000125269 | Functional | Others
49375 | Keshar Desar Jatan Phc | Glucometer | BG-03 | 2000030844 | Functional | Others
49376 | Lalgarh Phc Ganganagar | Centrifuge Machine ( 4 Tube ) | Model not available | 3000048501 | Functional | Anand Medicaids Pvt Ltd
49377 | Sehala Phc | Centrifuge Machine ( 4 Tube ) | Model not available | 1017 | Functional | Others
49378 | Keshar Desar Jatan Phc | Sahlis HB Meter | Model not available | 2000030845 | Functional | Others
49379 | Lalgarh Phc Ganganagar | Binocular Microscope | Model Not Available | 3000048502 | Functional | Anand Medicaids Pvt Ltd
49380 | Sehala Phc | Syringe Needle Destroyer | Model not available | 1023 | Functional | Others
49381 | Sehala Phc | Syringe Needle Destroyer | Model not available | 1026 | Functional | Others
49382 | Principal And Controller Sms Mc Jaipur | Monocular Microscope | Model not available | 3000265319 | Functional | Others
49383 | Principal And Controller Sms Mc Jaipur | Monocular Microscope | Model not available | 3000265320 | Functional | Others
49384 | Principal And Controller Sms Mc Jaipur | Monocular Microscope | Model not available | 3000265321 | Functional | Others
49385 | Principal And Controller Sms Mc Jaipur | Monocular Microscope | Model not available | 3000265322 | Functional | Others
49386 | Principal And Controller Sms Mc Jaipur | Monocular Microscope | Model not available | 3000265323 | Functional | Others
49387 | Principal And Controller Sms Mc Jaipur | Monocular Microscope | Model not available | 3000265324 | Functional | Others
49388 | Principal And Controller Sms Mc Jaipur | Monocular Microscope | Model not available | 3000265325 | Functional | Others
49389 | Principal And Controller Sms Mc Jaipur | Monocular Microscope | Model not available | 3000265326 | Functional | Others
49390 | Principal And Controller Sms Mc Jaipur | Monocular Microscope | Model not available | 3000265327 | Functional | Others
49391 | Principal And Controller Sms Mc Jaipur | Monocular Microscope | Model not available | 3000265328 | Functional | Others
49392 | Principal And Controller Sms Mc Jaipur | Monocular Microscope | Model not available | 3000265329 | Functional | Others
49393 | Principal And Controller Sms Mc Jaipur | Monocular Microscope | Model not available | 3000265330 | Functional | Others
49394 | Principal And Controller Sms Mc Jaipur | Monocular Microscope | Model not available | 3000265331 | Functional | Others
49395 | Principal And Controller Sms Mc Jaipur | Monocular Microscope | Model not available | 3000265332 | Functional | Others
49396 | Principal And Controller Sms Mc Jaipur | Monocular Microscope | Model not available | 3000265333 | Functional | Others
49397 | Principal And Controller Sms Mc Jaipur | Monocular Microscope | Model not available | 3000265334 | Functional | Others
49398 | Principal And Controller Sms Mc Jaipur | Monocular Microscope | Model not available | 3000265335 | Functional | Others
49399 | Principal And Controller Sms Mc Jaipur | Monocular Microscope | Model not available | 3000265336 | Functional | Others
49400 | Pbm Medical College And Hospital | Multi-Para Monitor | Star 55 | 2000035645 | Functional | Others
49401 | Pbm Medical College And Hospital | Multi-Para Monitor | Star 55 | 2000035646 | Functional | Others
49402 | Jat Bahror Phc | Instrument Sterilizer | Model Not Available | 3000280776 | Functional | Others
49403 | 5 Ll Phc Ganganagar | Weighing Machine | MODEL NOT AVAILABLE | 3000048381 | Functional | Others
49404 | 5 Ll Phc Ganganagar | Fetal Doppler | MODEL NOT AVAILABLE | 3000048392 | Functional | Others
49405 | Dispensary Partab Nagar Sec 6 City | SPHYGMOMANOMETER(BP APPRATUS) | MODEL NOT AVAILABLE | 3000140838 | Functional | Others
49406 | 5 Ll Phc Ganganagar | Autoclave | Model not available | 3000048399 | Functional | Others
49407 | Sub District Hospital Gangapur City | Syringe Needle Destroyer | Model not available | 3000084460 | Functional | Others
49408 | Jamdoli Phc | Syringe Needle Destroyer | Model not available | 10607 | Functional | Others
49409 | Principal And Controller Sms Mc Jaipur | Monocular Microscope | Model not available | 3000265293 | Functional | Others
49410 | Principal And Controller Sms Mc Jaipur | Monocular Microscope | Model not available | 3000265294 | Functional | Others
49411 | Principal And Controller Sms Mc Jaipur | Monocular Microscope | Model not available | 3000265295 | Functional | Others
49412 | Principal And Controller Sms Mc Jaipur | Monocular Microscope | Model not available | 3000265296 | Functional | Others
49413 | Principal And Controller Sms Mc Jaipur | Monocular Microscope | Model not available | 3000265297 | Functional | Others
49414 | Principal And Controller Sms Mc Jaipur | Monocular Microscope | Model not available | 3000265298 | Functional | Others
49415 | Principal And Controller Sms Mc Jaipur | Monocular Microscope | Model not available | 3000265299 | Functional | Others
49416 | Principal And Controller Sms Mc Jaipur | Monocular Microscope | Model not available | 3000265300 | Functional | Others
49417 | Principal And Controller Sms Mc Jaipur | Monocular Microscope | Model not available | 3000265301 | Functional | Others
49418 | Principal And Controller Sms Mc Jaipur | Monocular Microscope | Model not available | 3000265302 | Functional | Others
49419 | Principal And Controller Sms Mc Jaipur | Monocular Microscope | Model not available | 3000265303 | Functional | Others
49420 | Principal And Controller Sms Mc Jaipur | Monocular Microscope | Model not available | 3000265304 | Functional | Others
49421 | Principal And Controller Sms Mc Jaipur | Monocular Microscope | Model not available | 3000265305 | Functional | Others
49422 | Principal And Controller Sms Mc Jaipur | Monocular Microscope | Model not available | 3000265306 | Functional | Others
49423 | Rampur Chc | Stethoscope | Model Not Available | 3000281060 | Functional | Others
49424 | Manota Kalan Phc | Binocular Microscope | Model Not Available | 236682 | Functional | Others
49425 | Rampur Chc | Incubator | MODEL NOT AVAILABLE | 3000281053 | Functional | Others
49426 | Manota Kalan Phc | Centrifuge Machine ( 8 Tube) | Model Not Available | 236683 | Functional | Others
49427 | Rampur Chc | Monocular Microscope | Monocular - M L W | 3000281054 | Functional | Others
49428 | Jaipuria Hospital Dh | Coagulation Analyzer | STart 4 | 1112021160 | Non Functional Not Repairable | Cpc Diagnostics Pvt Ltd
49429 | 5 Ll Phc Ganganagar | SPHYGMOMANOMETER(BP APPRATUS) | MODEL NOT AVAILABLE | 3000048380 | Functional | Others
49430 | Pbm Medical College And Hospital | Defibrillator | MODEL NOT AVAILABLE | 3000045608 | Functional | Others
49431 | Pbm Medical College And Hospital | Defibrillator | MODEL NOT AVAILABLE | 3000045609 | Functional | Others
49432 | Pbm Medical College And Hospital | Syringe Needle Destroyer | Microsil ND 120 | 2000035650 | Functional | Others
49433 | Jat Bahror Phc | SPHYGMOMANOMETER(BP APPRATUS) | MODEL NOT AVAILABLE | 3000280777 | Functional | Others
49434 | 5 Ll Phc Ganganagar | Glucometer | Model not available | 3000048394 | Functional | Others
49435 | 5 Ll Phc Ganganagar | Weighing Machine | MODEL NOT AVAILABLE | 3000048395 | Functional | Others
49436 | Gusaisar Phc Bikaner | Sahlis HB Meter | Model not available | 2000030856 | Functional | Others
49437 | Gusaisar Phc Bikaner | Sahlis HB Meter | Model not available | 2000030857 | Functional | Others
49438 | Khyaliwala Phc | Baby Weighing Machine | Model Not Available | 3000048066 | Functional | Others
49439 | Barsalpur Phc | Instrument Sterilizer | Model Not Available | 3000042065 | Functional | Others
49440 | Principal And Controller S N Medical Collage Jodhpur | Multi-Para Monitor | Star 50 ( L and T ) | 3000131433 | Functional | Others
49441 | Principal And Controller S N Medical Collage Jodhpur | Multi-Para Monitor | Star 50 ( L and T ) | 3000131432 | Functional | Others
49442 | Principal And Controller S N Medical Collage Jodhpur | Multi-Para Monitor | Star 50 ( L and T ) | 3000131431 | Functional | Others
49443 | Principal And Controller S N Medical Collage Jodhpur | Multi-Para Monitor | Star 50 ( L and T ) | 3000131430 | Functional | Others
49444 | Principal And Controller S N Medical Collage Jodhpur | Multi-Para Monitor | Star 50 ( L and T ) | 33000131429 | Functional | Others
49445 | Principal And Controller S N Medical Collage Jodhpur | Multi-Para Monitor | Star 50 ( L and T ) | 3000131428 | Functional | Others
49446 | Principal And Controller S N Medical Collage Jodhpur | Multi-Para Monitor | Star 50 ( L and T ) | 3000131403 | Functional | Others
49447 | Khyaliwala Phc | Fetal Doppler | MODEL NOT AVAILABLE | 3000048069 | Functional | Others
49448 | Bhiwadi Chc | Centrifuge Machine ( 12 Tube ) | Model Not Available | 3000281103 | Functional | Others
49449 | Satellite Hospital Shahpura Bhilwara | Phototherepy Unit | MODEL NOT AVAILABLE | 3000125314 | Functional | Others
49450 | Pachpadara Chc | ECG Machine (Single Channel) | Model Not Available | 3000122414 | Functional | Others
49451 | Bhiwadi Chc | Hemoglobin meter | HB 301 | 3000281106 | Functional | Others
49452 | Sakroda M Phc | Centrifuge Machine ( 4 Tube ) | Model not available | 3000204919 | Functional | Others
49453 | Palkhedi Phc Alwar | Weighing Machine | MODEL NOT AVAILABLE | 3000021071 | Functional | Others
49454 | Ajabgarh Phc | Baby Weighing Machine | Model Not Available | 3000281737 | Functional | Cmho Supply
49455 | Rawla Phc | Freezes | MODEL NOT AVAILABLE | 3000041541 | Functional | Others
49456 | Ajabgarh Phc | Ice lined refrigerator | MF - 144 | 91010368 | Functional | Vestfrost Solutions
49457 | Rawla Phc | Nebulizer | MODEL NOT AVAILABLE | 3000041544 | Functional | Ambica Surgicare
49458 | Donari Phc Dholpur | Centrifuge Machine ( 8 Tube) | Model Not Available | 3000242316 | Functional | Others
49459 | Mandal Chc | Centrifuge Machine ( 8 Tube) | Model Not Available | 3000125331 | Functional | Others
49460 | Bhiwadi Chc | Boyles Apparatus | MODEL NOT AVAILABLE | 3000281108 | Functional | Others
49461 | Bataru Phc | Radiant Heat Warmer | Zeal - RHW 2101A | 3000117855 | Functional | Others
49462 | Sehala Phc | Syringe Needle Destroyer | Model not available | 1027 | Functional | Others
49463 | Sehala Phc | Syringe Needle Destroyer | Model not available | 1028 | Functional | Others
49464 | Sehala Phc | Syringe Needle Destroyer | Model not available | 1029 | Functional | Others
49465 | Principal And Controller S N Medical Collage Jodhpur | Ice lined refrigerator | MK-144 | 3000120326 | Functional | Others
49466 | Jaimalsar Phc | Syringe Needle Destroyer | Microsil ND-60 | 3000045010 | Functional | Others
49467 | Jaimalsar Phc | Spot Light ( Portable ) | Model Not Available | 3000045011 | Functional | Others
49468 | Lakhasar Phc | Syringe Needle Destroyer | Microsil ND-60 | 3000042199 | Functional | Others
49469 | Lakhasar Phc | Syringe Needle Destroyer | Microsil ND-60 | 3000042205 | Functional | Others
49470 | Lakhasar Phc | Syringe Needle Destroyer | Microsil ND-60 | 3000042189 | Functional | Others
49471 | Jaimalsar Phc | Radiant Heat Warmer | Meditrin - Heat Warmer | 3000045012 | Functional | Others
49472 | Rawla Phc | SPHYGMOMANOMETER(BP APPRATUS) | MODEL NOT AVAILABLE | 255090 | Functional | Others
49473 | Rawla Phc | SPHYGMOMANOMETER(BP APPRATUS) | MODEL NOT AVAILABLE | 621 | Functional | Others
49474 | Koni Phc | Labour Table | Model Not Available | 3000048357 | Functional | Allengers Medical Systems Ltd
49475 | Jaimalsar Phc | Baby Weighing Machine | Crown | 3000045013 | Functional | Others
49476 | Koni Phc | Suction Machine | Model Not Available | 3000048358 | Functional | Anand Medicaids Pvt Ltd
49477 | Jaimalsar Phc | Suction Machine | Model Not Available | 3000045014 | Functional | Others
49478 | Lakhasar Phc | Fetal Doppler | MODEL NOT AVAILABLE | 3000042201 | Functional | Others
49479 | Lakhasar Phc | Fetal Doppler | MODEL NOT AVAILABLE | 3000042202 | Functional | Others
49480 | Satellite Hospital Shahpura Bhilwara | Radiant Heat Warmer | Model Not Available | 3000125303 | Functional | Others
49481 | Satellite Hospital Shahpura Bhilwara | Radiant Heat Warmer | Model Not Available | 3000125304 | Functional | Others
49482 | Satellite Hospital Shahpura Bhilwara | Intensive Care Bed | Model Not Available | 3000125305 | Functional | Others
49483 | Satellite Hospital Shahpura Bhilwara | Intensive Care Bed | Model Not Available | 3000125306 | Functional | Others
49484 | Satellite Hospital Shahpura Bhilwara | Hemoglobin meter | Model Not Available | 3000125292 | Functional | Others
49485 | Satellite Hospital Shahpura Bhilwara | Intensive Care Bed | Model Not Available | 3000125293 | Functional | Others
49486 | Satellite Hospital Shahpura Bhilwara | Baby Weighing Machine | Model Not Available | 3000125294 | Functional | Others
49487 | Satellite Hospital Shahpura Bhilwara | Suction Machine | Model Not Available | 3000125295 | Functional | Others
49488 | Satellite Hospital Shahpura Bhilwara | ECG Machine (Single Channel) | Model Not Available | 3000125296 | Functional | Others
49489 | Jaipuria Hospital Dh | COOLING CENTRIFUGE | ID CENTRIFUGE 12 S II AND ID INCUBATOR | 2002510 | Functional | Bio-Rad Laboratories India Pvt Ltd
49490 | Jaipuria Hospital Dh | COOLING CENTRIFUGE | ID CENTRIFUGE 12 S II AND ID INCUBATOR | 2002511 | Functional | Bio-Rad Laboratories India Pvt Ltd
49491 | Jaipuria Hospital Dh | Pulse Oxymeter | Model Not Available | P5-TOSN-T505 | Functional | Clarity Medical Pvt Ltd
49492 | Jaipuria Hospital Dh | Pulse Oxymeter | Model Not Available | P5-TOSN-T506 | Functional | Clarity Medical Pvt Ltd
49493 | Sojatroad Chc | Freezes | MODEL NOT AVAILABLE | 3002014961 | Functional | Others
49494 | Principal And Controller S N Medical Collage Jodhpur | Binocular Microscope | Biosupreme | 3000131468 | Functional | Others
49495 | Principal And Controller S N Medical Collage Jodhpur | Incubator | Yorco : YSI - 431 | 13C4166 | Functional | Others
49496 | Satellite Hospital Shahpura Bhilwara | Syringe Needle Destroyer | Model not available | 3000125271 | Functional | Others
49497 | Principal And Controller S N Medical Collage Jodhpur | Microplate Reader | RT-2100c | 3000120427 | Functional | Others
49498 | Keshar Desar Jatan Phc | Syringe Needle Destroyer | Microsil ND-60 | 2000030834 | Functional | Others
49499 | Keshar Desar Jatan Phc | Binocular Microscope | Model Not Available | 2000030836 | Functional | Others
49500 | Lalgarh Phc Ganganagar | Suction Machine | Model Not Available | 3000048492 | Functional | Anand Medicaids Pvt Ltd
49501 | Satellite Hospital Shahpura Bhilwara | Phototherepy Unit | MODEL NOT AVAILABLE | 3000125309 | Functional | Others
49502 | Keshar Desar Jatan Phc | Binocular Microscope | Model Not Available | 2000030837 | Functional | Others
49503 | Kharla Phc | Ice lined refrigerator | Model Not Available | 20032300179 | Functional | Others
49504 | Satellite Hospital Shahpura Bhilwara | Pulse Oxymeter | Model Not Available | 3000125310 | Functional | Others
49505 | Keshar Desar Jatan Phc | Pulse Oxymeter | Model Not Available | 2000030838 | Functional | Others
49506 | Lalgarh Phc Ganganagar | Fetal Doppler | MODEL NOT AVAILABLE | 3000048494 | Functional | Anand Medicaids Pvt Ltd
49507 | Principal And Controller S N Medical Collage Jodhpur | Laminar Flow | KCH-B | 3000131463 | Functional | Others
49508 | Satellite Hospital Shahpura Bhilwara | Suction Machine | Model Not Available | 3000125311 | Functional | Others
49509 | Keshar Desar Jatan Phc | Baby Weighing Machine | Docbel Braun | 2000030839 | Functional | Others
49510 | Lalgarh Phc Ganganagar | Labour Table | Model Not Available | 3000048495 | Functional | Anand Medicaids Pvt Ltd
49511 | Kharla Phc | Freezes | MODEL NOT AVAILABLE | 3000048694 | Functional | Others
49512 | Kharla Phc | Freezes | MODEL NOT AVAILABLE | 3000048695 | Functional | Others
49513 | Lalgarh Phc Ganganagar | Labour Table | Model Not Available | 3000048496 | Functional | Anand Medicaids Pvt Ltd
49514 | Keshar Desar Jatan Phc | Suction Machine | Model Not Available | 2000030840 | Functional | Others
49515 | Satellite Hospital Shahpura Bhilwara | Baby Weighing Machine | Model Not Available | 3000125297 | Functional | Others
49516 | 5 Ll Phc Ganganagar | Baby Weighing Machine | Model Not Available | 3000048397 | Functional | Others
49517 | Principal And Controller Sms Mc Jaipur | Monocular Microscope | Model not available | 3000265337 | Functional | Others
49518 | Principal And Controller Sms Mc Jaipur | Monocular Microscope | Model not available | 3000265338 | Functional | Others
49519 | Principal And Controller Sms Mc Jaipur | Monocular Microscope | Model not available | 3000265339 | Functional | Others
49520 | Principal And Controller Sms Mc Jaipur | Monocular Microscope | Model not available | 3000265340 | Functional | Others
49521 | Principal And Controller Sms Mc Jaipur | Monocular Microscope | Model not available | 3000265341 | Functional | Others
49522 | Principal And Controller Sms Mc Jaipur | Monocular Microscope | Model not available | 3000265342 | Functional | Others
49523 | Principal And Controller Sms Mc Jaipur | Monocular Microscope | Model not available | 3000265343 | Functional | Others
49524 | Principal And Controller Sms Mc Jaipur | Monocular Microscope | Model not available | 3000265344 | Functional | Others
49525 | Principal And Controller Sms Mc Jaipur | Monocular Microscope | Model not available | 3000265345 | Functional | Others
49526 | Principal And Controller Sms Mc Jaipur | Monocular Microscope | Model not available | 3000265346 | Functional | Others
49527 | Principal And Controller Sms Mc Jaipur | Monocular Microscope | Model not available | 3000265347 | Functional | Others
49528 | Principal And Controller Sms Mc Jaipur | Monocular Microscope | Model not available | 3000265348 | Functional | Others
49529 | Principal And Controller Sms Mc Jaipur | Monocular Microscope | Model not available | 3000265349 | Functional | Others
49530 | Principal And Controller Sms Mc Jaipur | Monocular Microscope | Model not available | 3000265350 | Functional | Others
49531 | Principal And Controller Sms Mc Jaipur | Monocular Microscope | Model not available | 3000265351 | Functional | Others
49532 | Principal And Controller Sms Mc Jaipur | Monocular Microscope | Model not available | 3000265352 | Functional | Others
49533 | Principal And Controller Sms Mc Jaipur | Monocular Microscope | Model not available | 3000265353 | Functional | Others
49534 | Principal And Controller Sms Mc Jaipur | Monocular Microscope | Model not available | 3000265354 | Functional | Others
49535 | Principal And Controller Sms Mc Jaipur | Monocular Microscope | Model not available | 3000265355 | Functional | Others
49536 | Principal And Controller Sms Mc Jaipur | Monocular Microscope | Model not available | 3000265356 | Functional | Others
49537 | Principal And Controller Sms Mc Jaipur | Monocular Microscope | Model not available | 3000265357 | Functional | Others
49538 | Principal And Controller Sms Mc Jaipur | Monocular Microscope | Model not available | 3000265358 | Functional | Others
49539 | Principal And Controller Sms Mc Jaipur | Monocular Microscope | Model not available | 3000265359 | Functional | Others
49540 | Principal And Controller Sms Mc Jaipur | Monocular Microscope | Model not available | 3000265360 | Functional | Others
49541 | Principal And Controller Sms Mc Jaipur | Monocular Microscope | Model not available | 3000265361 | Functional | Others
49542 | Bataru Phc | Radiant Heat Warmer | Zeal - RHW 2101A | 3000117856 | Functional | Others
49543 | Bataru Phc | Semi Automated Chemistry Analyzer | Model not Available | 3000117858 | Functional | Others
49544 | Mohamad Phalasiya Phc | Blood Bank Refrigerator | Model not available | 3000204397 | Functional | Others
49545 | Gagradu Phc | Glucometer | Model not available | 3000139985 | Functional | Others
49546 | Rawla Phc | Labour Table | Model Not Available | 3000041556 | Functional | Others
49547 | Rawla Phc | Freezes | MODEL NOT AVAILABLE | 3000041559 | Functional | Others
49548 | Sindhari Chc | Hot Air Oven | Model not available | 3000122096 | Functional | Others
49549 | Jaguwas Phc | Blood Bank Refrigerator | Model not available | 3000281201 | Functional | Others
49550 | Gagradu Phc | Radiant Heat Warmer | Model Not Available | 3000139987 | Functional | Others
49551 | Jaguwas Phc | Centrifuge Machine ( 4 Tube ) | Model not available | 3000281260 | Functional | Others
49552 | Sindhari Chc | Spot Light ( Portable ) | Model Not Available | 3000122110 | Functional | Others
49553 | Jaguwas Phc | Hemoglobin meter | Model Not Available | 3000281264 | Functional | Others
49554 | Sindhari Chc | Anesthesia Machine | MODEL NOT AVAILABLE | 3000117622 | Functional | Others
49555 | Jaguwas Phc | Suction Machine | Model Not Available | 3000281207 | Functional | Others
49556 | Kolyari Phc | Baby Weighing Machine | Model Not Available | 3000204378 | Functional | Others
49557 | Rajakhera Chc | SPHYGMOMANOMETER(BP APPRATUS) | MODEL NOT AVAILABLE | 3000259139 | Non Functional Not Repairable | Others
49558 | Rajakhera Chc | SPHYGMOMANOMETER(BP APPRATUS) | MODEL NOT AVAILABLE | 3000259140 | Non Functional Not Repairable | Others
49559 | Rajakhera Chc | SPHYGMOMANOMETER(BP APPRATUS) | MODEL NOT AVAILABLE | 3000259141 | Non Functional Not Repairable | Others
49560 | Gagradu Phc | Suction Machine | Model Not Available | 3000139998 | Functional | Others
49561 | Gagradu Phc | Instrument Sterilizer | Model Not Available | 3000139999 | Functional | Others
49562 | Gagradu Phc | Instrument Sterilizer | Model Not Available | 3000140000 | Functional | Others
49563 | Jaguwas Phc | Stethoscope | Model Not Available | 3000281209 | Functional | Others
49564 | Kherli Chc | Centrifuge Machine ( 8 Tube) | Model Not Available | 3000284091 | Functional | Others
49565 | Bansur Chc | Radiant Heat Warmer | Zeal - RHW 2101A | 3000281042 | Functional | Others
49566 | Kherli Chc | Semi Automated Chemistry Analyzer | CPC - STAT FAX 3300 | 3000284092 | Functional | Others
49567 | Pachpadara Chc | Centrifuge Machine ( 4 Tube ) | Model not available | 3000122419 | Functional | Others
49568 | Kolyari Phc | Glucometer | Model not available | GC15601343 | Functional | Others
49569 | Rajasar Bhatiyan Phc | Blood Bank Refrigerator | Model not available | 2000035112 | Functional | Others
49570 | Rajasar Bhatiyan Phc | Centrifuge Machine ( 4 Tube ) | Model not available | 2000035116 | Functional | Others
49571 | Jaipuria Hospital Dh | Glucometer | Model not available | SACNNCC85 | Functional | Others
49572 | Rajasar Bhatiyan Phc | Glucometer | Accu Chek Performa | 2000035117 | Functional | Others
49573 | Jaipuria Hospital Dh | Ventilator | VersaMed iVent 201 | 16491 | Functional | Wipro G E Healthcare Pvt Ltd
49574 | Rajasar Bhatiyan Phc | Weighing Machine | MODEL NOT AVAILABLE | 2000035118 | Functional | Others
49575 | Rajasar Bhatiyan Phc | Sahlis HB Meter | Model not available | 2000035119 | Functional | Others
49576 | Jaipuria Hospital Dh | Multi-Para Monitor | Schiller - Truscope Classic | 3000089036 | Functional | Schiller Healthcare India Pvt Ltd
49577 | Jaipuria Hospital Dh | Syringe Infusion Pump | Allied - Syrn 200 | BY-13SYRN090048 | Non Functional Not Repairable | Alleid Medical Limited
49578 | Jaipuria Hospital Dh | Glucometer | Model not available | 158 | Functional | Others
49579 | Jaipuria Hospital Dh | Nebulizer | MODEL NOT AVAILABLE | 3000089032 | Non Functional Not Repairable | Others
49580 | Gola Ka Bas Phc | Ice lined refrigerator | HBC-70 | 3000281352 | Functional | Others
49581 | Gola Ka Bas Phc | Syringe Needle Destroyer | Model not available | NBSD0725852 | Functional | Others
49582 | Gola Ka Bas Phc | Radiant Heat Warmer | Zeal - RHW 2101A | RHW2101A/09131/1788 | Functional | Others
49583 | Jaipuria Hospital Dh | Tube Sealer for Blood bags | JOVE JA TS 55 | 1550490 | Functional | Pawar Electro Systems Pvt Ltd
49584 | Jaipuria Hospital Dh | Tube Sealer for Blood bags | JOVE JA TS 55 | 15050491 | Functional | Pawar Electro Systems Pvt Ltd
49585 | Gola Ka Bas Phc | Binocular Microscope | Microlux - 16 | 3000281361 | Functional | Cmho Supply
49586 | Gola Ka Bas Phc | Binocular Microscope | Microlux - 16 | 3000281362 | Functional | Cmho Supply
49587 | Gudachanderji Chc | Binocular Microscope | Model Not Available | 2197459 | Non Functional Not Repairable | Others
49588 | Gudachanderji Chc | Monocular Microscope | Model not available | 3000138898 | Functional | Others
49589 | Gudachanderji Chc | Hemoglobin meter | Model Not Available | 3000138900 | Functional | Others
49590 | Dhula Rawji Phc Jaipur1 | Weighing Machine | MODEL NOT AVAILABLE | 775 | Functional | Others
49591 | Dhula Rawji Phc Jaipur1 | SPHYGMOMANOMETER(BP APPRATUS) | MODEL NOT AVAILABLE | 350 | Functional | Others
49592 | Khanpur Phc | SPHYGMOMANOMETER(BP APPRATUS) | MODEL NOT AVAILABLE | 98124928 | Non Functional Not Repairable | Others
49593 | Baytukalan Phc | Weighing Machine | MODEL NOT AVAILABLE | 3000280098 | Functional | Others
49594 | Khanpur Phc | Centrifuge Machine ( 8 Tube) | Model Not Available | 3000242237 | Functional | Others
49595 | Bagherikala Phc | Binocular Microscope | Model Not Available | 870132 | Functional | Others
49596 | Lalgarh Phc Ganganagar | Hemoglobin Analyzer | Model not available | 3000048503 | Functional | Allengers Medical Systems Ltd
49597 | Lalgarh Phc Ganganagar | Syringe Needle Destroyer | Model not available | 3000048504 | Functional | Anand Medicaids Pvt Ltd
49598 | Kharla Phc | Baby Weighing Machine | Model Not Available | 3000048698 | Functional | Others
49599 | Kharla Phc | Baby Weighing Machine | Model Not Available | 3000048783 | Functional | Others
49600 | Kharla Phc | Baby Weighing Machine | Model Not Available | 3000048786 | Functional | Others
49601 | Lalgarh Phc Ganganagar | Freezes | MODEL NOT AVAILABLE | 3000048505 | Functional | Anand Medicaids Pvt Ltd
49602 | Principal And Controller S N Medical Collage Jodhpur | Incubator | Elite - Incubator | 30001120325 | Functional | Others
49603 | Satellite Hospital Shahpura Bhilwara | Nebulizer | MODEL NOT AVAILABLE | 3000125300 | Functional | Others
49604 | Sehala Phc | Freezes | MODEL NOT AVAILABLE | 1030 | Functional | Others
49605 | Sehala Phc | Freezes | MODEL NOT AVAILABLE | 1031 | Functional | Others
49606 | Gangori Hospital | Multi-Para Monitor | Star 50 ( L and T ) | 3000139922 | Functional | Others
49607 | Gangori Hospital | Multi-Para Monitor | Star 50 ( L and T ) | 3000139524 | Functional | Others
49608 | Gangori Hospital | Multi-Para Monitor | Star 50 ( L and T ) | 30001139544 | Functional | Others
49609 | Gangori Hospital | Multi-Para Monitor | Star 50 ( L and T ) | 3000139545 | Functional | Others
49610 | Gangori Hospital | Multi-Para Monitor | Star 50 ( L and T ) | 3000139546 | Functional | Others
49611 | Kharla Phc | Fetal Doppler | MODEL NOT AVAILABLE | 3000048841 | Functional | Others
49612 | Satellite Hospital Shahpura Bhilwara | SPHYGMOMANOMETER(BP APPRATUS) | MODEL NOT AVAILABLE | 3000125302 | Functional | Others
49613 | Gangori Hospital | Pulse Oxymeter | Comet - P (L and T) | 3000139532 | Functional | Others
49614 | Gangori Hospital | Pulse Oxymeter | Comet - P (L and T) | 3000139533 | Functional | Others
49615 | Gangori Hospital | Pulse Oxymeter | Comet - P (L and T) | 3000139534 | Functional | Others
49616 | Gangori Hospital | Pulse Oxymeter | Comet - P (L and T) | 3000139535 | Functional | Others
49617 | Gangori Hospital | Pulse Oxymeter | Comet - P (L and T) | 3000139536 | Functional | Others
49618 | Jaimalsar Phc | Centrifuge Machine ( 4 Tube ) | Model not available | 3000045005 | Functional | Others
49619 | Koni Phc | Instrument Sterilizer | Model Not Available | 3000048355 | Functional | Agfa Healthcare India Pvt Ltd
49620 | Jaimalsar Phc | Glucometer | Model not available | 3000045007 | Functional | Others
49621 | Lakhasar Phc | Instrument Sterilizer | Model Not Available | 3000042198 | Functional | Others
49622 | Principal And Controller Sms Mc Jaipur | Monocular Microscope | Model not available | 3000265362 | Functional | Others
49623 | Principal And Controller Sms Mc Jaipur | Monocular Microscope | Model not available | 3000265363 | Functional | Others
49624 | Principal And Controller Sms Mc Jaipur | Monocular Microscope | Model not available | 3000265364 | Functional | Others
49625 | Principal And Controller Sms Mc Jaipur | Monocular Microscope | Model not available | 3000265365 | Functional | Others
49626 | Principal And Controller Sms Mc Jaipur | Monocular Microscope | Model not available | 3000265366 | Functional | Others
49627 | Principal And Controller Sms Mc Jaipur | Monocular Microscope | Model not available | 3000265367 | Functional | Others
49628 | Principal And Controller Sms Mc Jaipur | Monocular Microscope | Model not available | 3000265368 | Functional | Others
49629 | Principal And Controller Sms Mc Jaipur | Monocular Microscope | Model not available | 3000265369 | Functional | Others
49630 | Principal And Controller Sms Mc Jaipur | Monocular Microscope | Model not available | 3000265370 | Functional | Others
49631 | Principal And Controller Sms Mc Jaipur | Monocular Microscope | Model not available | 3000265371 | Functional | Others
49632 | Principal And Controller Sms Mc Jaipur | Monocular Microscope | Model not available | 3000265372 | Functional | Others
49633 | Principal And Controller Sms Mc Jaipur | Monocular Microscope | Model not available | 3000265373 | Functional | Others
49634 | Sub District Hospital Gangapur City | Ice lined refrigerator | Model Not Available | 0b2asn0053 | Functional | Others
49635 | Bemali Phc | Hemoglobin meter | Model Not Available | 3000125381 | Functional | Others
49636 | Sub District Hospital Gangapur City | Autoclave | Model not available | 3000084465 | Functional | Others
49637 | Nokha Chc | Radiant Heat Warmer | Model Not Available | 3000045327 | Functional | Others
49638 | Gingla Chc | Fetal Doppler | MODEL NOT AVAILABLE | 2012FQ391 | Functional | Others
49639 | Mozmabad Phc | Binocular Microscope | PZB 22 | 3000139928 | Functional | Others
49640 | Jamdoli Phc | Syringe Needle Destroyer | Model not available | 15893 | Functional | Others
49641 | Rampur Chc | Monocular Microscope | Olympus | 3000281057 | Functional | Others
49642 | Sub District Hospital Gangapur City | Radiant Heat Warmer | Zeal - RHW 2101A | RH102101A/0713812 | Functional | Others
49643 | Jat Bahror Phc | Syringe Needle Destroyer | Model not available | 3000280768 | Functional | Others
49644 | Jamdoli Phc | Binocular Microscope | Model Not Available | 3000280569 | Functional | Others
49645 | Khiyala Phc | Radiant Heat Warmer | Zeal - RHW 2101A | 2000036659 | Functional | Others
49646 | Mozmabad Phc | Syringe Needle Destroyer | Model not available | 3000139931 | Functional | Others
49647 | Mozmabad Phc | Syringe Needle Destroyer | Model not available | 3000139941 | Functional | Others
49648 | Sub District Hospital Gangapur City | FOOT OPERATED SUCTION MACHINE | SU-101 | 3000084402 | Functional | Others
49649 | Bansur Chc | Suction Machine | Supreme Plus | 3000281045 | Functional | Others
49650 | Kherli Chc | Incubator | MODEL NOT AVAILABLE | 3000284093 | Functional | Others
49651 | Rajakhera Chc | Phototherepy Unit | MODEL NOT AVAILABLE | 3000259153 | Functional | Others
49652 | Bansur Chc | Autoclave | Model not available | 3000281048 | Functional | Others
49653 | Manjhuwas Phc | Micropipettes | MODEL NOT AVAILABLE | 3000048943 | Functional | Others
49654 | Rakhi Phc | Baby Weighing Machine | Model Not Available | 3000134329 | Functional | Others
49655 | Manjhuwas Phc | Glucometer | Model not available | 3000048945 | Functional | Others
49656 | Principal And Controller S N Medical Collage Jodhpur | Suction Machine | Model Not Available | 3000131389 | Functional | Others
49657 | Principal And Controller S N Medical Collage Jodhpur | Suction Machine | Model Not Available | 3000131375 | Functional | Others
49658 | Principal And Controller S N Medical Collage Jodhpur | Suction Machine | Model Not Available | 3000131379 | Functional | Others
49659 | Principal And Controller S N Medical Collage Jodhpur | Suction Machine | Model Not Available | 3000131398 | Functional | Others
49660 | Principal And Controller S N Medical Collage Jodhpur | Suction Machine | Model Not Available | 3000131397 | Functional | Others
49661 | Principal And Controller S N Medical Collage Jodhpur | Suction Machine | Model Not Available | 3000131396 | Functional | Others
49662 | Principal And Controller S N Medical Collage Jodhpur | Suction Machine | Model Not Available | 3000131416 | Functional | Others
49663 | Principal And Controller S N Medical Collage Jodhpur | Suction Machine | Model Not Available | 3000131411 | Functional | Others
49664 | Jaipuria Hospital Dh | Incubator | MODEL NOT AVAILABLE | 201 | Functional | Sudarshan Chemicals Kota
49665 | Jaipuria Hospital Dh | Incubator | MODEL NOT AVAILABLE | 202 | Functional | Sudarshan Chemicals Kota
49666 | Jln Central Store Medical College | Ophthalmoscope | Model Not Available | 2000034028 | Functional | Others
49667 | Govindgarh Chc Alwar | Weighing Machine | Crown | 3000281594 | Functional | Crown Digital Scales Inc
49668 | Principal And Controller S N Medical Collage Jodhpur | Nebulizer | MODEL NOT AVAILABLE | 3000131382 | Functional | Others
49669 | Principal And Controller S N Medical Collage Jodhpur | Nebulizer | MODEL NOT AVAILABLE | 3000131378 | Functional | Others
49670 | Principal And Controller S N Medical Collage Jodhpur | Nebulizer | MODEL NOT AVAILABLE | 3000131377 | Functional | Others
49671 | Principal And Controller S N Medical Collage Jodhpur | Nebulizer | MODEL NOT AVAILABLE | 3000131385 | Functional | Others
49672 | Principal And Controller S N Medical Collage Jodhpur | Nebulizer | MODEL NOT AVAILABLE | 3000131374 | Functional | Others
49673 | Principal And Controller S N Medical Collage Jodhpur | Nebulizer | MODEL NOT AVAILABLE | 3000131392 | Functional | Others
49674 | Principal And Controller S N Medical Collage Jodhpur | Nebulizer | MODEL NOT AVAILABLE | 3000131437 | Functional | Others
49675 | Jln Central Store Medical College | Ophthalmoscope | Model Not Available | 2000034012 | Functional | Others
49676 | Jln Central Store Medical College | ECG Machine (Twelve Channel ) | Cardiotouch Bionet 3000 | T2NO200026 | Functional | Others
49677 | Daulatgarh Phc | Syringe Needle Destroyer | Nulife - Dots | NBSD014420 | Functional | Others
49678 | Kaysha Phc | SPHYGMOMANOMETER(BP APPRATUS) | MODEL NOT AVAILABLE | 603583-09 | Functional | Others
49679 | Daulatgarh Phc | Labour Table | Model Not Available | 3000262367 | Functional | Others
49680 | Kaysha Phc | FOOT OPERATED SUCTION MACHINE | MODEL NOT AVAILABLE | 3000280694 | Non Functional Repairable | Others
49681 | Chanibari Chc | Instrument Sterilizer | Model Not Available | 2000037977 | Functional | Others
49682 | Jln Central Store Medical College | Centrifuge Machine ( 16 Tube ) | REMI (R8C + R83) | DBLC-3580 | Functional | Others
49683 | Chanibari Chc | O.T. Light Double Dome | MODEL NOT AVAILABLE | 2000037983 | Functional | Others
49684 | Jln Central Store Medical College | Centrifuge Machine ( 8 Tube) | Model Not Available | ZBBN-03686 | Functional | Others
49685 | Kaysha Phc | Centrifuge Machine ( 8 Tube) | Model Not Available | 3000280688 | Functional | Others
49686 | Badhal Phc | Labour Table | Model Not Available | 3000104799 | Functional | Others
49687 | Badhal Phc | Glucometer | Model not available | 1011A009089 | Functional | Others
49688 | Kaysha Phc | Hemoglobin meter | Model Not Available | 3000280686 | Functional | Others
49689 | Bagherikala Phc | SPHYGMOMANOMETER(BP APPRATUS-Digital) | Model Not Available | 3000281655 | Functional | Others
49690 | Khanpur Phc | Binocular Microscope | Model Not Available | 3000242240 | Non Functional Not Repairable | Others
49691 | Khanpur Phc | Binocular Microscope | Model Not Available | 3000242241 | Non Functional Not Repairable | Others
49692 | Gudachanderji Chc | Centrifuge Machine ( 8 Tube) | REMI - R4C | 3000138910 | Functional | Others
49693 | Gudachanderji Chc | Centrifuge Machine ( 8 Tube) | REMI - R4C | 3000138911 | Functional | Others
49694 | Bagherikala Phc | SPHYGMOMANOMETER(BP APPRATUS) | MODEL NOT AVAILABLE | 3000281656 | Functional | Others
49695 | Badhal Phc | Autoclave | Model not available | 3000140793 | Functional | Others
49696 | Sarsiya Phc | Freezes | MODEL NOT AVAILABLE | 3000209146 | Functional | Others
49697 | Sarsiya Phc | Hydraulic Operation Table | MODEL NOT AVAILABLE | 3000209153 | Functional | Others
49698 | Khanpur Phc | Syringe Needle Destroyer | Model not available | 25373 | Functional | Others
49699 | Kaysha Phc | SPHYGMOMANOMETER(BP APPRATUS) | MODEL NOT AVAILABLE | 602983-09 | Non Functional Repairable | Others
49700 | Kaysha Phc | SPHYGMOMANOMETER(BP APPRATUS) | MODEL NOT AVAILABLE | 3000280675 | Non Functional Repairable | Others
49701 | Dablirathan Chc Hanumangarh | Syringe Needle Destroyer | Model not available | NBSD071650 | Functional | Others
49702 | Sehala Phc | Baby Weighing Machine | Model Not Available | 1021 | Functional | Others
49703 | Sehala Phc | Baby Weighing Machine | Model Not Available | 1025 | Functional | Others
49704 | Jaimalsar Phc | Sahlis HB Meter | Model not available | 3000045008 | Functional | Others
49705 | Lakhasar Phc | Baby Weighing Machine | Model Not Available | 3000042200 | Functional | Others
49706 | Koni Phc | Baby Weighing Machine | Model Not Available | 3000048356 | Functional | Anand Medicaids Pvt Ltd
49707 | Gangori Hospital | Suction Machine | Model Not Available | 3000139895 | Functional | Others
49708 | Gangori Hospital | Suction Machine | Model Not Available | 3000139896 | Functional | Others
49709 | Gangori Hospital | Suction Machine | Model Not Available | 3000139921 | Functional | Others
49710 | Jaimalsar Phc | FOOT OPERATED SUCTION MACHINE | SU-101 | 3000045015 | Functional | Others
49711 | Jaimalsar Phc | Ice lined refrigerator | MK-144 | 3000045016 | Functional | Others
49712 | Jaimalsar Phc | Weighing Machine | MODEL NOT AVAILABLE | 3000045018 | Functional | Others
49713 | Lakhasar Phc | Blood Bank Refrigerator | Model not available | 3000042203 | Functional | Others
49714 | Lakhasar Phc | Blood Bank Refrigerator | Model not available | 3000042204 | Functional | Others
49715 | Lakhasar Phc | Blood Bank Refrigerator | Model not available | 3000042190 | Functional | Others
49716 | Lakhasar Phc | Blood Bank Refrigerator | Model not available | 3000042211 | Functional | Others
49717 | Lakhasar Phc | Sahlis HB Meter | Model not available | 3000042206 | Functional | Others
49718 | Lakhasar Phc | Labour Table | Model Not Available | 300042193 | Functional | Others
49719 | Lakhasar Phc | Labour Table | Model Not Available | 3000042194 | Functional | Others
49720 | Lakhasar Phc | Labour Table | Model Not Available | 3000042195 | Functional | Others
49721 | Lakhasar Phc | Labour Table | Model Not Available | 3000042196 | Functional | Others
49722 | Koni Phc | Radiant Heat Warmer | Model Not Available | 3000048359 | Functional | Alco Medical Microscopes
49723 | Rajasar Bhatiyan Phc | SPHYGMOMANOMETER(BP APPRATUS) | MODEL NOT AVAILABLE | 2000035113 | Functional | Others
49724 | Rajasar Bhatiyan Phc | Syringe Needle Destroyer | Model not available | 2000035114 | Functional | Others
49725 | Rajasar Bhatiyan Phc | Binocular Microscope | Labomed - Vision 2000 | 2000035115 | Functional | Others
49726 | Jaipuria Hospital Dh | Defibrillator | MODEL NOT AVAILABLE | J13C368 | Functional | Others
49727 | Jaipuria Hospital Dh | SPHYGMOMANOMETER(BP APPRATUS) | MODEL NOT AVAILABLE | 64109710 | Functional | Others
49728 | Jaipuria Hospital Dh | Syringe Needle Destroyer | Nulife - Dots | NBSDO77463 | Functional | Mrk Healthcare Pvt Ltd Delhi
49729 | Aroyan Phc | SPHYGMOMANOMETER(BP APPRATUS) | MODEL NOT AVAILABLE | 3000048659 | Functional | Others
49730 | Rampur Chc | Suction Machine | Model Not Available | 3000281062 | Functional | Others
49731 | Sub District Hospital Gangapur City | Syringe Needle Destroyer | Microsil - ND350 | 10115 | Functional | Others
49732 | Aroyan Phc | Baby Weighing Machine | Model Not Available | 3000048660 | Functional | Others
49733 | Jat Bahror Phc | Binocular Microscope | Model Not Available | 3000280770 | Functional | Others
49734 | Jaipuria Hospital Dh | Centrifuge Machine (24 Tubes) | R-8C DX | 4125 | Non Functional Not Repairable | Remi Electrotechnik Ltd
49735 | Khiyala Phc | Syringe Needle Destroyer | Model not available | 2000036661 | Functional | Others
49736 | Sub District Hospital Gangapur City | Pulse Oxymeter | RMS PHOEBUS P121 | spo2/6d0083fnl | Functional | Others
49737 | Mozmabad Phc | Weighing Machine | MODEL NOT AVAILABLE | 3000139934 | Functional | Others
49738 | Mozmabad Phc | Weighing Machine | MODEL NOT AVAILABLE | 3000139939 | Functional | Others
49739 | Aroyan Phc | Binocular Microscope | Model Not Available | 3000048661 | Functional | Others
49740 | Rampur Chc | O.T. Light Single Dome | MODEL NOT AVAILABLE | 3000281066 | Functional | Others
49741 | Aroyan Phc | Centrifuge Machine ( 4 Tube ) | Model not available | 3000048662 | Functional | Others
49742 | Sub District Hospital Gangapur City | SPHYGMOMANOMETER(BP APPRATUS) | ELITE | 61813 | Functional | Others
49743 | Sub District Hospital Gangapur City | SPHYGMOMANOMETER(BP APPRATUS) | ELITE | 7690 | Functional | Others
49744 | Sub District Hospital Gangapur City | SPHYGMOMANOMETER(BP APPRATUS) | ELITE | 61802 | Functional | Others
49745 | Sub District Hospital Gangapur City | SPHYGMOMANOMETER(BP APPRATUS) | ELITE | 11300 | Functional | Others
49746 | Rampur Chc | Syringe Needle Destroyer | Model not available | 3000281068 | Functional | Others
49747 | Rampur Chc | Weighing Machine | MODEL NOT AVAILABLE | 3000281069 | Functional | Others
49748 | Jaipuria Hospital Dh | Semi Automated Chemistry Analyzer | Accurex - AT 112 Plus | 1209044 | Non Functional Not Repairable | Accurex Biomedicals Pvt Ltd
49749 | Rampur Chc | Freezes | Kelvinator KGE 193 | REFKGE193BCRDS | Functional | Others
49750 | Sub District Hospital Gangapur City | SPHYGMOMANOMETER(BP APPRATUS) | MODEL NOT AVAILABLE | 61817 | Non Functional Not Repairable | Others
49751 | Sub District Hospital Gangapur City | SPHYGMOMANOMETER(BP APPRATUS) | MODEL NOT AVAILABLE | 98134123 | Non Functional Not Repairable | Others
49752 | Sub District Hospital Gangapur City | SPHYGMOMANOMETER(BP APPRATUS) | MODEL NOT AVAILABLE | 9813177 | Non Functional Not Repairable | Others
49753 | Rampur Chc | Suction Machine | Model Not Available | 3000281071 | Functional | Atlas Surgical Company
49754 | Peepli B Phc | Instrument Sterilizer | Model Not Available | 3000198171 | Functional | Others
49755 | Aroyan Phc | Glucometer | Model not available | 3000048663 | Functional | Others
49756 | Shivkar Phc | SPHYGMOMANOMETER(BP APPRATUS) | MODEL NOT AVAILABLE | 99134517 | Functional | Others
49757 | Bansur Chc | 100mA X-Ray Machine | Siemens - Ergophos M | 1367 | Functional | Siemens Limited
49758 | Pbm Medical College And Hospital | Semi Automated Chemistry Analyzer | Model not Available | 2000035708 | Functional | Others
49759 | Pbm Medical College And Hospital | Semi Automated Chemistry Analyzer | Model not Available | 2000035709 | Functional | Others
49760 | Pbm Medical College And Hospital | Semi Automated Chemistry Analyzer | Model not Available | 2000035710 | Functional | Others
49761 | Kolyari Phc | ELISA Reader | Model not available | 3000043640 | Functional | Others
49762 | Bansur Chc | Suction Machine | Model Not Available | 3000281053 | Functional | Others
49763 | Kolyari Phc | Ultra Sonography (USG) & Colour Dopler Machine | Model not available | 3000043643 | Functional | Others
49764 | Bansur Chc | Syringe Needle Destroyer | Microsil - ND350 | 3000281055 | Functional | Others
49765 | Bansur Chc | Autoclave | Model not available | 3000281050 | Functional | Others
49766 | Untada Phc Ajmer | Syringe Needle Destroyer | Model not available | 29403 | Functional | Others
49767 | Govindgarh Chc Alwar | Blood Cell Counter - 3 part | Horiba - ABX Micros ES 60 | 304ESOHO5452 | Functional | Horiba India Pvt Ltd
49768 | Dispensary Partab Nagar Sec 6 City | Glucometer | Model not available | 2000024272 | Functional | Others
49769 | Pbm Medical College And Hospital | Baby Weighing Machine | Model Not Available | 3000045651 | Functional | Others
49770 | Pbm Medical College And Hospital | Baby Weighing Machine | Model Not Available | 3000045652 | Functional | Others
49771 | Nahrawali Phc | Autoclave | Model not available | 3000041615 | Functional | Others
49772 | Pbm Medical College And Hospital | Freezes | MODEL NOT AVAILABLE | 3000045654 | Functional | Others
49773 | Pbm Medical College And Hospital | Freezes | MODEL NOT AVAILABLE | 3000045655 | Functional | Others
49774 | Jln Central Store Medical College | Ophthalmoscope | Model Not Available | 65 | Functional | Others
49775 | Ghdhi Sawairam Chc | Baby Weighing Machine | Model Not Available | 3000280038 | Functional | Others
49776 | Untada Phc Ajmer | Baby Weighing Machine | Model Not Available | 300049302 | Functional | Others
49777 | Pbm Medical College And Hospital | Multi-Para Monitor | Star 55 | 3000045656 | Functional | Others
49778 | Pbm Medical College And Hospital | Multi-Para Monitor | Star 55 | 3000045657 | Functional | Others
49779 | Pbm Medical College And Hospital | Suction Machine | Model Not Available | 3000045668 | Functional | Others
49780 | Ghdhi Sawairam Chc | Ice lined refrigerator | HBC-70 | BE0581E010329730131 | Functional | Others
49781 | Beermana Phc | Fetal Doppler | MODEL NOT AVAILABLE | 3000046014 | Functional | Others
49782 | Beermana Phc | Fetal Doppler | MODEL NOT AVAILABLE | 3000046013 | Functional | Others
49783 | Kaysha Phc | SPHYGMOMANOMETER(BP APPRATUS) | MODEL NOT AVAILABLE | 56701 | Non Functional Repairable | Others
49784 | Koni Phc | Hydraulic Operation Table | MODEL NOT AVAILABLE | 3000048367 | Functional | Others
49785 | Dablirathan Chc Hanumangarh | Micropipettes | MODEL NOT AVAILABLE | 142223328 | Functional | Others
49786 | Kaysha Phc | Instrument Sterilizer | Model Not Available | 3000280592 | Non Functional Repairable | Others
49787 | Kaysha Phc | Instrument Sterilizer | Model Not Available | 3000280591 | Non Functional Repairable | Others
49788 | Gudachanderji Chc | Radiant Heat Warmer | Zeal - RHW 2101A | RHW2101A0713/775 | Functional | Others
49789 | Kaysha Phc | Syringe Needle Destroyer | Model not available | 3000280588 | Functional | Others
49790 | Kaysha Phc | Syringe Needle Destroyer | Model not available | 3000280587 | Functional | Others
49791 | Kaysha Phc | Syringe Needle Destroyer | Model not available | 3000280586 | Functional | Others
49792 | Kaysha Phc | Syringe Needle Destroyer | Model not available | 3000280585 | Functional | Others
49793 | Kaysha Phc | Glucometer | Model not available | A103B09F190305 | Non Functional Repairable | Others
49794 | Kaysha Phc | Weighing Machine | MODEL NOT AVAILABLE | 3000280590 | Functional | Others
49795 | Kaysha Phc | Syringe Needle Destroyer | Model not available | 3000280682 | Functional | Others
49796 | Kaysha Phc | Syringe Needle Destroyer | Model not available | 3000280681 | Functional | Others
49797 | Rayala Phc | SPHYGMOMANOMETER(BP APPRATUS) | Pagoda | 298312 | Functional | Others
49798 | Kaysha Phc | Autoclave | Model not available | 3000280683 | Non Functional Repairable | Others
49799 | Tapukara Chc | Hemoglobin meter | Model Not Available | 3000281840 | Functional | Others
49800 | Kemri Phc | SPHYGMOMANOMETER(BP APPRATUS) | MODEL NOT AVAILABLE | 3000218962 | Non Functional Not Repairable | Others
49801 | Tapukara Chc | Syringe Needle Destroyer | Model not available | 3000281839 | Functional | Others
49802 | Tapukara Chc | Mobile ( Portable ) X-Ray Machine | Model not available | 3000281837 | Functional | Others
49803 | Jindoli Phc | SPHYGMOMANOMETER(BP APPRATUS) | MODEL NOT AVAILABLE | 58584z-09 | Functional | Others
49804 | Tapukara Chc | Ice lined refrigerator | Model Not Available | 3000281836 | Functional | Others
49805 | Jindoli Phc | SPHYGMOMANOMETER(BP APPRATUS) | MODEL NOT AVAILABLE | 586612-09 | Functional | Others
49806 | Tapukara Chc | Baby Weighing Machine | Model Not Available | 3000281834 | Functional | Others
49807 | Jindoli Phc | SPHYGMOMANOMETER(BP APPRATUS) | MODEL NOT AVAILABLE | 605163-09 | Functional | Others
49808 | Kalu Phc | Radiant Heat Warmer | Meditrin - Heat Warmer | 3000042252 | Functional | Others
49809 | Tapukara Chc | Suction Machine | Model Not Available | 3000281833 | Functional | Others
49810 | Jaipuria Hospital Dh | Nebulizer | MODEL NOT AVAILABLE | 1404345 | Non Functional Not Repairable | Others
49811 | Jaipuria Hospital Dh | 60mA X-Ray Machine | Allengers - 60mA CBM | 20806920 | Functional | Allengers Medical Systems Ltd
49812 | Jaipuria Hospital Dh | Pulse Oxymeter | Model Not Available | BY-12SYNR110001 | Functional | Alleid Medical Limited
49813 | Jaipuria Hospital Dh | SPHYGMOMANOMETER(BP APPRATUS) | MODEL NOT AVAILABLE | 64102710 | Functional | Others
49814 | Jaipuria Hospital Dh | SPHYGMOMANOMETER(BP APPRATUS) | MODEL NOT AVAILABLE | 3000089028 | Functional | Others
49815 | Jaipuria Hospital Dh | Syringe Needle Destroyer | Nulife - Dots | 17528 | Non Functional Repairable | Mrk Healthcare Pvt Ltd Delhi
49816 | Jln Central Store Medical College | Syringe Infusion Pump | Model not available | 20C145512 | Functional | Others
49817 | Jln Central Store Medical College | Syringe Infusion Pump | Model not available | 20C145517 | Functional | Others
49818 | Gola Ka Bas Phc | Nebulizer | CompAIR NE-C801 | 5454 | Functional | Others
49819 | Upreda Phc Bhilwara | Weighing Machine | MODEL NOT AVAILABLE | 3000125654 | Functional | Others
49820 | Bagherikala Phc | Centrifuge Machine ( 4 Tube ) | Model not available | 3000281668 | Functional | Others
49821 | Chanibari Chc | Micropipettes | MODEL NOT AVAILABLE | 2000037967 | Functional | Others
49822 | Baytukalan Phc | SPHYGMOMANOMETER(BP APPRATUS) | MODEL NOT AVAILABLE | 3000280099 | Functional | Others
49823 | Baytukalan Phc | Blood Bank Refrigerator | Model not available | 6021403 | Functional | Others
49824 | Koni Phc | Autoclave | Model not available | 3723 | Functional | Others
49825 | Jasana Phc | Hemoglobin meter | Model Not Available | 3000043282 | Functional | Others
49826 | Bansur Chc | Radiant Heat Warmer | Zeal - RHW 2101A | 3000281024 | Functional | Others
49827 | Kishori Phc | Instrument Sterilizer | Model Not Available | 3000281725 | Functional | Others
49828 | Jhjharpur Phc | Glucometer | Model not available | 3000280465 | Functional | Others
49829 | City Dispensary Subhash Chowk Alwar | Stethoscope | Model Not Available | 3000280749 | Functional | Others
49830 | Norangdesar Phc | Radiant Heat Warmer | Meditrin - Heat Warmer | 3000042048 | Functional | Others
49831 | Bhiwadi Chc | Centrifuge Machine ( 12 Tube ) | Model Not Available | 4800 | Functional | Others
49832 | Norangdesar Phc | SPHYGMOMANOMETER(BP APPRATUS) | MODEL NOT AVAILABLE | 3000042049 | Functional | Others
49833 | Phagi Chc Jaipur2 | Hot Air Oven | Model not available | 3000222671 | Functional | Others
49834 | Mundawar Chc | Sahlis HB Meter | Model not available | 3000281996 | Functional | Others
49835 | Jhjharpur Phc | Stethoscope | Model Not Available | 3000280479 | Functional | Others
49836 | Jhjharpur Phc | SPHYGMOMANOMETER(BP APPRATUS-Digital) | Model Not Available | 3000280477 | Functional | Others
49837 | Sub District Hospital Gangapur City | SPHYGMOMANOMETER(BP APPRATUS) | ELITE | 42230 | Functional | Others
49838 | Sub District Hospital Gangapur City | SPHYGMOMANOMETER(BP APPRATUS) | ELITE | 2000020662 | Functional | Others
49839 | Sub District Hospital Gangapur City | SPHYGMOMANOMETER(BP APPRATUS) | ELITE | 2000020658 | Functional | Others
49840 | Peepli B Phc | SPHYGMOMANOMETER(BP APPRATUS) | MODEL NOT AVAILABLE | 813543 | Functional | Ajay Optical India
49841 | Jaipuria Hospital Dh | Semi Automated Chemistry Analyzer | Robonik - Prietest Touch | ATO231108KBK | Non Functional Not Repairable | Others
49842 | Sub District Hospital Gangapur City | Ultra Sonography (USG) & Colour Dopler Machine | Model not available | ACE1004 | Functional | Others
49843 | Mozmabad Phc | Weighing Machine | MODEL NOT AVAILABLE | 3000139940 | Functional | Others
49844 | Aroyan Phc | Labour Table | Model Not Available | 3000048665 | Functional | Others
49845 | Sub District Hospital Gangapur City | Baby Weighing Machine | Model Not Available | 200002066 | Functional | Others
49846 | Devidaspur Phc Ganganagar | Baby Weighing Machine | Model Not Available | 3000046076 | Functional | Others
49847 | Devidaspur Phc Ganganagar | Baby Weighing Machine | Model Not Available | 3000046078 | Functional | Others
49848 | Jat Bahror Phc | SPHYGMOMANOMETER(BP APPRATUS) | MODEL NOT AVAILABLE | 3000280760 | Functional | Others
49849 | Bemali Phc | Syringe Needle Destroyer | Nulife - Dots | 3000125384 | Functional | Others
49850 | Khiyala Phc | Glucometer | Model not available | 2000036665 | Functional | Others
49851 | Sub District Hospital Gangapur City | Suction Machine | Model Not Available | 2000020661 | Functional | Others
49852 | Devidaspur Phc Ganganagar | Hemoglobin meter | Model Not Available | 3000046081 | Functional | Others
49853 | Mozmabad Phc | Syringe Needle Destroyer | Microsil - ND350 | 3000139942 | Functional | Others
49854 | Mozmabad Phc | Syringe Needle Destroyer | Microsil - ND350 | 3000139943 | Functional | Others
49855 | Mozmabad Phc | Syringe Needle Destroyer | Microsil - ND350 | 3000139944 | Functional | Others
49856 | Mozmabad Phc | Syringe Needle Destroyer | Microsil - ND350 | 3000139945 | Functional | Others
49857 | Mozmabad Phc | Syringe Needle Destroyer | Microsil - ND350 | 3000139946 | Functional | Others
49858 | Mozmabad Phc | Syringe Needle Destroyer | Microsil - ND350 | 3000139947 | Functional | Others
49859 | Mozmabad Phc | Syringe Needle Destroyer | Microsil - ND350 | 3000139948 | Functional | Others
49860 | Mozmabad Phc | Syringe Needle Destroyer | Microsil - ND350 | 3000139949 | Functional | Others
49861 | Mozmabad Phc | Syringe Needle Destroyer | Microsil - ND350 | 3000139950 | Functional | Others
49862 | Mozmabad Phc | Syringe Needle Destroyer | Microsil - ND350 | 3000139951 | Functional | Others
49863 | Mozmabad Phc | Syringe Needle Destroyer | Microsil - ND350 | 3000139952 | Functional | Others
49864 | Pbm Medical College And Hospital | Syringe Needle Destroyer | Model not available | 3000045669 | Functional | Others
49865 | Pbm Medical College And Hospital | Suction Machine | Model Not Available | 3000045658 | Functional | Others
49866 | Pbm Medical College And Hospital | Suction Machine | Model Not Available | 3000045661 | Functional | Others
49867 | Pbm Medical College And Hospital | ELECTRIC OT TABLE | MODEL NOT AVAILABLE | 3000045671 | Functional | Others
49868 | Pbm Medical College And Hospital | SPHYGMOMANOMETER(BP APPRATUS) | MODEL NOT AVAILABLE | 3000045660 | Functional | Others
49869 | Pbm Medical College And Hospital | SPHYGMOMANOMETER(BP APPRATUS) | MODEL NOT AVAILABLE | 3000045662 | Functional | Others
49870 | Dabla Phc | Ice lined refrigerator | Model Not Available | 3000125664 | Functional | Others
49871 | Dabla Phc | Ice lined refrigerator | Model Not Available | 3000125665 | Functional | Others
49872 | Pbm Medical College And Hospital | Suction Machine | Model Not Available | 3000045663 | Functional | Others
49873 | Pbm Medical College And Hospital | Suction Machine | Model Not Available | 3000045664 | Functional | Others
49874 | Kolyari Phc | Hemoglobin meter | Model Not Available | 3000043636 | Functional | Others
49875 | Principal And Controller Sms Mc Jaipur | Monocular Microscope | Monocular - M L W | 3000265211 | Functional | Others
49876 | Principal And Controller Sms Mc Jaipur | Monocular Microscope | Monocular - M L W | 3000265212 | Functional | Others
49877 | Principal And Controller Sms Mc Jaipur | Monocular Microscope | Monocular - M L W | 3000265213 | Functional | Others
49878 | Principal And Controller Sms Mc Jaipur | Monocular Microscope | Monocular - M L W | 3000265214 | Functional | Others
49879 | Principal And Controller Sms Mc Jaipur | Monocular Microscope | Monocular - M L W | 3000265215 | Functional | Others
49880 | Principal And Controller Sms Mc Jaipur | Monocular Microscope | Monocular - M L W | 3000265216 | Functional | Others
49881 | Principal And Controller Sms Mc Jaipur | Monocular Microscope | Monocular - M L W | 3000265217 | Functional | Others
49882 | Principal And Controller Sms Mc Jaipur | Monocular Microscope | Monocular - M L W | 3000265218 | Functional | Others
49883 | Principal And Controller Sms Mc Jaipur | Monocular Microscope | Monocular - M L W | 3000265219 | Functional | Others
49884 | Principal And Controller Sms Mc Jaipur | Monocular Microscope | Monocular - M L W | 3000265220 | Functional | Others
49885 | Principal And Controller Sms Mc Jaipur | Monocular Microscope | Monocular - M L W | 3000265221 | Functional | Others
49886 | Principal And Controller Sms Mc Jaipur | Monocular Microscope | Monocular - M L W | 3000265222 | Functional | Others
49887 | Principal And Controller Sms Mc Jaipur | Monocular Microscope | Monocular - M L W | 3000265223 | Functional | Others
49888 | Principal And Controller Sms Mc Jaipur | Monocular Microscope | Monocular - M L W | 3000265224 | Functional | Others
49889 | Principal And Controller Sms Mc Jaipur | Monocular Microscope | Monocular - M L W | 3000265225 | Functional | Others
49890 | Kalu Phc | FOOT OPERATED SUCTION MACHINE | SU-101 | 3000042253 | Functional | Others
49891 | Bansur Chc | Binocular Microscope | Model Not Available | 3000281002 | Functional | Others
49892 | Kalu Phc | Syringe Needle Destroyer | Microsil ND-60 | 3000042256 | Functional | Others
49893 | Kalu Phc | Fetal Doppler | MODEL NOT AVAILABLE | 3000042257 | Functional | Others
49894 | Phagi Chc Jaipur2 | Suction Machine | Model Not Available | 3000222676 | Functional | Others
49895 | Jindoli Phc | SPHYGMOMANOMETER(BP APPRATUS) | MODEL NOT AVAILABLE | 58671z09 | Functional | Others
49896 | Himmatsar Phc | SPHYGMOMANOMETER(BP APPRATUS) | MODEL NOT AVAILABLE | 3000045191 | Functional | Others
49897 | Himmatsar Phc | SPHYGMOMANOMETER(BP APPRATUS) | MODEL NOT AVAILABLE | 3000045203 | Functional | Others
49898 | Kalu Phc | Radiant Heat Warmer | Zeal - RHW 2101A | 3000042258 | Functional | Others
49899 | Kalu Phc | Spot Light ( Portable ) | Model Not Available | 3000042259 | Functional | Others
49900 | Tapukara Chc | Radiant Heat Warmer | Model Not Available | 3000281830 | Functional | Others
49901 | Kalu Phc | Ice lined refrigerator | MK - 142 | 3000042260 | Functional | Others
49902 | Bansur Chc | Centrifuge Machine ( 8 Tube) | Model Not Available | 3000281003 | Functional | Others
49903 | Kalu Phc | Weighing Machine | MODEL NOT AVAILABLE | 3000042264 | Functional | Others
49904 | Tapukara Chc | Fetal Doppler | MODEL NOT AVAILABLE | 3000281831 | Functional | Others
49905 | Bansur Chc | Centrifuge Machine ( 8 Tube) | Model Not Available | 3000281004 | Functional | Remi Electrotechnik Ltd
49906 | Tapukara Chc | SPHYGMOMANOMETER(BP APPRATUS) | MODEL NOT AVAILABLE | 20130400334vgs | Functional | Others
49907 | Himmatsar Phc | Blood Bank Refrigerator | Model not available | 3000045202 | Functional | Others
49908 | Himmatsar Phc | Blood Bank Refrigerator | Model not available | 3000045204 | Functional | Others
49909 | Himmatsar Phc | Blood Bank Refrigerator | Model not available | 3000045209 | Functional | Others
49910 | Himmatsar Phc | Blood Bank Refrigerator | Model not available | 3000045210 | Functional | Others
49911 | Phagi Chc Jaipur2 | Baby Weighing Machine | Model Not Available | 3000222681 | Functional | Others
49912 | Kanod Phc | Freezes | MODEL NOT AVAILABLE | 3000117864 | Functional | Others
49913 | Kanod Phc | Freezes | MODEL NOT AVAILABLE | 3000117865 | Functional | Others
49914 | Kanod Phc | Freezes | MODEL NOT AVAILABLE | 3000117866 | Functional | Others
49915 | Jaitasar Phc | Binocular Microscope | Model Not Available | 3000041402 | Functional | 3m India Limited
49916 | Gomawali Phc | Binocular Microscope | Model Not Available | 6036 | Functional | Others
49917 | Kishori Phc | Semi Automated Chemistry Analyzer | Model not Available | 8904124005441 | Functional | Others
49918 | Jasana Phc | Freezes | GL-195RL4 | 3000043280 | Functional | Others
49919 | Phagi Chc Jaipur2 | ECG Machine (Three Channel ) | Model Not Available | 3000222675 | Functional | Others
49920 | Jhjharpur Phc | Weighing Machine | MODEL NOT AVAILABLE | 3000280474 | Functional | Others
49921 | Palana Phc | Intensive Care Bed | Model Not Available | 2000030800 | Functional | Others
49922 | Kishori Phc | Autoclave | Model not available | 2446TR40PSI | Functional | Cmho Supply
49923 | Barsalpur Phc | Syringe Needle Destroyer | Microsil ND-60 | 2000035082 | Functional | Others
49924 | Mundawar Chc | Radiant Heat Warmer | Meditrin - Heat Warmer | 3000281988 | Functional | Meditrin Instruments
49925 | Mundawar Chc | Radiant Heat Warmer | Meditrin - Heat Warmer | 3000281978 | Functional | Meditrin Instruments
49926 | Palana Phc | SPHYGMOMANOMETER(BP APPRATUS) | MODEL NOT AVAILABLE | 2000030800 | Functional | Others
49927 | Barsalpur Phc | Glucometer | Model not available | 2000035084 | Functional | Others
49928 | Samdari Chc | Nebulizer | MODEL NOT AVAILABLE | 3000134616 | Functional | Others
49929 | Barsalpur Phc | Syringe Needle Destroyer | Model not available | 2000035086 | Functional | Others
49930 | Khyaliwala Phc | Syringe Needle Destroyer | Model not available | 3000048059 | Functional | Others
49931 | Samdari Chc | 100mA X-Ray Machine | Model not available | 3000134624 | Functional | Others
49932 | Khyaliwala Phc | Binocular Microscope | Model Not Available | 3000048060 | Functional | Others
49933 | Jasana Phc | Weighing Machine | MODEL NOT AVAILABLE | 3000043289 | Functional | Others
49934 | Gusaisar Phc Bikaner | SPHYGMOMANOMETER(BP APPRATUS) | MODEL NOT AVAILABLE | 2000030846 | Functional | Others
49935 | Gusaisar Phc Bikaner | SPHYGMOMANOMETER(BP APPRATUS) | MODEL NOT AVAILABLE | 2000030847 | Functional | Others
49936 | Gusaisar Phc Bikaner | SPHYGMOMANOMETER(BP APPRATUS) | MODEL NOT AVAILABLE | 2000030849 | Functional | Others
49937 | Gusaisar Phc Bikaner | SPHYGMOMANOMETER(BP APPRATUS) | MODEL NOT AVAILABLE | 2000030850 | Functional | Others
49938 | Barsalpur Phc | Labour Table | Model Not Available | 2000035090 | Functional | Others
49939 | Rattewala Phc | Sahlis HB Meter | Model not available | 3000048763 | Functional | Others
49940 | Rattewala Phc | Sahlis HB Meter | Model not available | 3000048777 | Functional | Others
49941 | Barsalpur Phc | Suction Machine | Model Not Available | 3000042059 | Functional | Others
49942 | Khyaliwala Phc | Freezes | MODEL NOT AVAILABLE | 3000048062 | Functional | Others
49943 | Principal And Controller S N Medical Collage Jodhpur | Nebulizer | MODEL NOT AVAILABLE | 3000131438 | Functional | Others
49944 | Mozmabad Phc | Syringe Needle Destroyer | Microsil - ND350 | 3000139953 | Functional | Others
49945 | Mozmabad Phc | Syringe Needle Destroyer | Microsil - ND350 | 3000139954 | Functional | Others
49946 | Mozmabad Phc | Syringe Needle Destroyer | Microsil - ND350 | 3000139955 | Functional | Others
49947 | Mozmabad Phc | Syringe Needle Destroyer | Microsil - ND350 | 3000139956 | Functional | Others
49948 | Mozmabad Phc | Syringe Needle Destroyer | Microsil - ND350 | 3000139957 | Functional | Others
49949 | Mozmabad Phc | Syringe Needle Destroyer | Microsil - ND350 | 3000139958 | Functional | Others
49950 | Mozmabad Phc | Syringe Needle Destroyer | Microsil - ND350 | 3000139959 | Functional | Others
49951 | Jat Bahror Phc | Stethoscope | Model Not Available | 3000280761 | Functional | Others
49952 | Bemali Phc | STABILIZER | MODEL NOT AVAILABLE | 3000125387 | Functional | Others
49953 | Rampur Chc | Labour Table | Model Not Available | 3000281068 | Functional | Others
49954 | Bemali Phc | FOOT OPERATED SUCTION MACHINE | MODEL NOT AVAILABLE | 3000125388 | Functional | Others
49955 | Sub District Hospital Gangapur City | Syringe Needle Destroyer | Microsil - ND350 | 10555 | Functional | Others
49956 | Sub District Hospital Gangapur City | Autoclave | Model not available | 3000084412 | Functional | Others
49957 | Peepli B Phc | Syringe Needle Destroyer | Nulife - Dots | 25956 | Functional | Mrk Healthcare Pvt Ltd Delhi
49958 | Jat Bahror Phc | Suction Machine | Model Not Available | 3000280762 | Functional | Others
49959 | Ghdhi Sawairam Chc | Autoclave | Model not available | 3000280041 | Functional | Cmho Supply
49960 | Ghdhi Sawairam Chc | Autoclave | Model not available | 3000280042 | Functional | Cmho Supply
49961 | Dabla Phc | Centrifuge Machine ( 8 Tube) | Model Not Available | 3000125670 | Functional | Others
49962 | Jaipuria Hospital Dh | Fully Automated Clinical Chemistry Analyzer | Randox - RX IMOLA | 72010617 | Functional | Randox Laboratories ( India ) Pvt Ltd
49963 | Peepli B Phc | Centrifuge Machine ( 4 Tube ) | Model not available | 3000198166 | Functional | Others
49964 | Khiyala Phc | Ice lined refrigerator | HBC-70 | 2000036666 | Functional | Others
49965 | Dhanur Phc | Freezes | MODEL NOT AVAILABLE | 3000048647 | Functional | Others
49966 | Dhanur Phc | Freezes | MODEL NOT AVAILABLE | 3000048658 | Functional | Others
49967 | Sub District Hospital Gangapur City | Suction Machine | Model Not Available | 3000084413 | Functional | Others
49968 | Sub District Hospital Gangapur City | Suction Machine | Model Not Available | 3000084414 | Functional | Others
49969 | Jat Bahror Phc | Spot Light ( Portable ) | Model Not Available | 3000280764 | Functional | Others
49970 | Peepli B Phc | Syringe Needle Destroyer | Nulife - Dots | 25838 | Functional | Others
49971 | Jaipuria Hospital Dh | BLOOD DONOR COUCH | REMI ULTIMATE | ZBBT04739 | Functional | Remi Electrotechnik Ltd
49972 | Nimbijodha Chc | Syringe Needle Destroyer | Model not available | 2000036678 | Functional | Others
49973 | Nimbijodha Chc | Syringe Needle Destroyer | Model not available | 2000036680 | Functional | Others
49974 | Nimbijodha Chc | Syringe Needle Destroyer | Model not available | 2000036721 | Functional | Others
49975 | Nimbijodha Chc | Syringe Needle Destroyer | Model not available | 2000036722 | Functional | Others
49976 | Jaipuria Hospital Dh | Incubator | MODEL NOT AVAILABLE | 2003306 | Functional | Others
49977 | Jaipuria Hospital Dh | Incubator | MODEL NOT AVAILABLE | 2003307 | Functional | Others
49978 | Sojatroad Chc | SPHYGMOMANOMETER(BP APPRATUS) | MODEL NOT AVAILABLE | 3002014957 | Functional | Others
49979 | Sojatroad Chc | SPHYGMOMANOMETER(BP APPRATUS-Digital) | Model Not Available | 3002014958 | Functional | Others
49980 | Sojatroad Chc | SPHYGMOMANOMETER(BP APPRATUS) | MODEL NOT AVAILABLE | 3002014959 | Functional | Others
49981 | Semali Phc Baran | SPHYGMOMANOMETER(BP APPRATUS) | Pagoda | 3000203547 | Functional | Elite Scientific Corporation
49982 | Sojatroad Chc | Freezes | MODEL NOT AVAILABLE | 3002014960 | Functional | Others
49983 | Khiyera Phc Bikaner | Freezes | MODEL NOT AVAILABLE | 2000035092 | Functional | Others
49984 | Khiyera Phc Bikaner | Baby Weighing Machine | Model Not Available | 2000035095 | Functional | Others
49985 | Khiyera Phc Bikaner | Syringe Needle Destroyer | Microsil ND-60 | 2000035097 | Functional | Others
49986 | Khiyera Phc Bikaner | Syringe Needle Destroyer | Microsil ND-60 | 2000035098 | Functional | Others
49987 | Khiyera Phc Bikaner | Syringe Needle Destroyer | Microsil ND-60 | 2000035099 | Functional | Others
49988 | Khiyera Phc Bikaner | Syringe Needle Destroyer | Microsil ND-60 | 2000035100 | Functional | Others
49989 | Suin Phc | Radiant Heat Warmer | Zeal - RHW 2101A | 3000045109 | Functional | Others
49990 | Sojatroad Chc | Instrument Sterilizer | Model Not Available | 05k2970 | Functional | Others
49991 | Suin Phc | Blood Bank Refrigerator | Model not available | 3000045116 | Functional | Others
49992 | Mudia Nagar Phc | Binocular Microscope | Model Not Available | 280132 | Functional | Others
49993 | Mudia Nagar Phc | Centrifuge Machine ( 4 Tube ) | Remi 4C | 280133 | Functional | Others
49994 | Mudia Nagar Phc | Syringe Needle Destroyer | Model not available | 280134 | Functional | Others
49995 | Mudia Nagar Phc | Baby Weighing Machine | Model Not Available | 236679 | Functional | Others
49996 | Reni Chc | Centrifuge Machine ( 8 Tube) | Model Not Available | 3000281340 | Functional | Others
49997 | Jaitasar Phc | Radiant Heat Warmer | Model Not Available | 3000041404 | Functional | Agfa Healthcare India Pvt Ltd
49998 | Bansur Chc | Syringe Needle Destroyer | Microsil ND 120 | 3000281011 | Functional | Others
49999 | Jangloo Phc | Nebulizer | MODEL NOT AVAILABLE | 2000030977 | Functional | Others
50000 | Jangloo Phc | Sahlis HB Meter | Model not available | 2000030981 | Functional | Others
50001 | Phagi Chc Jaipur2 | O.T. Light Single Dome | MODEL NOT AVAILABLE | 3000222686 | Functional | Others
50002 | Phagi Chc Jaipur2 | O.T. Light Single Dome | MODEL NOT AVAILABLE | 3000222692 | Functional | Others
50003 | Phagi Chc Jaipur2 | O.T. Light Single Dome | MODEL NOT AVAILABLE | 3000222693 | Functional | Others
50004 | Phagi Chc Jaipur2 | O.T. Light Single Dome | MODEL NOT AVAILABLE | 3000222694 | Functional | Others
50005 | Phagi Chc Jaipur2 | O.T. Light Single Dome | MODEL NOT AVAILABLE | 3000222703 | Functional | Others
50006 | Jaitasar Phc | Suction Machine | Model Not Available | 3000041411 | Functional | Others
50007 | Soop Phc | SPHYGMOMANOMETER(BP APPRATUS) | MODEL NOT AVAILABLE | 3000218949 | Functional | Others
50008 | Jangloo Phc | FOOT OPERATED SUCTION MACHINE | MODEL NOT AVAILABLE | 2000030989 | Functional | Others
50009 | Jangloo Phc | FOOT OPERATED SUCTION MACHINE | MODEL NOT AVAILABLE | 2000030990 | Functional | Others
50010 | Jaitasar Phc | SPHYGMOMANOMETER(BP APPRATUS) | MODEL NOT AVAILABLE | 3000041415 | Functional | Others
50011 | Bakhasar Phc | SPHYGMOMANOMETER(BP APPRATUS) | MODEL NOT AVAILABLE | 3000214425 | Functional | Others
50012 | Jangloo Phc | Freezes | MODEL NOT AVAILABLE | 2000030993 | Functional | Others
50013 | Bansur Chc | Syringe Needle Destroyer | Microsil - ND350 | 7197 | Functional | Others
50014 | Chattargarh Phc | Binocular Microscope | Model Not Available | 22061 | Functional | Others
50015 | Jasana Phc | Monocular Microscope | Model not available | 3000043281 | Functional | Others
50016 | Bansur Chc | Syringe Needle Destroyer | Microsil - ND350 | 4991 | Functional | Others
50017 | Gomawali Phc | Freezes | MODEL NOT AVAILABLE | 3000041187 | Functional | Others
50018 | Chattargarh Phc | Syringe Needle Destroyer | Nulife - Dots | 2000035124 | Functional | Others
50019 | Jindoli Phc | Binocular Microscope | Model Not Available | 870099 | Functional | Others
50020 | Rayala Phc | Baby Weighing Machine | Crown | 3000125703 | Functional | Others
50021 | Phagi Chc Jaipur2 | SPHYGMOMANOMETER(BP APPRATUS) | MODEL NOT AVAILABLE | 3000222691 | Functional | Others
50022 | Rayala Phc | Instrument Sterilizer | Model Not Available | 389 | Functional | Others
50023 | Bansur Chc | Baby Weighing Machine | Model Not Available | 30722545 | Functional | Others
50024 | Jaipuria Hospital Dh | Tube Sealer for Blood bags | JOVE JA TS 55 | RKM14040369 | Functional | Pawar Electro Systems Pvt Ltd
50025 | Baytukalan Phc | Ice lined refrigerator | HBD-116 | 3000280093 | Functional | Others
50026 | Baytukalan Phc | Ice lined refrigerator | HBC-70 | 3000280094 | Functional | Others
50027 | Gudachanderji Chc | Incubator | MODEL NOT AVAILABLE | 3000138906 | Functional | Others
50028 | Gudachanderji Chc | Neubaurs Chamber | Model not available | 3000138907 | Functional | Others
50029 | Badhal Phc | Monocular Microscope | Model not available | 852163 | Functional | Others
50030 | Bagherikala Phc | Sahlis HB Meter | Model not available | 3000281669 | Functional | Others
50031 | Bagherikala Phc | Digital PH Meter | Model Not Available | 3000281671 | Functional | Others
50032 | Kaysha Phc | Glucometer | Model not available | 3000280687 | Functional | Others
50033 | Badhal Phc | Syringe Needle Destroyer | Microsil - ND350 | 7931 | Functional | Others
50034 | Sarsiya Phc | Binocular Microscope | Model Not Available | 3000209148 | Functional | Others
50035 | Sarsiya Phc | Autoclave | Model not available | 3000209157 | Functional | Others
50036 | Bagherikala Phc | SPHYGMOMANOMETER(BP APPRATUS) | MODEL NOT AVAILABLE | 606073-09 | Functional | Others
50037 | Bagherikala Phc | SPHYGMOMANOMETER(BP APPRATUS) | MODEL NOT AVAILABLE | 583932-09 | Functional | Others
50038 | Dablirathan Chc Hanumangarh | Micropipettes | MODEL NOT AVAILABLE | 14223349 | Functional | Others
50039 | Dablirathan Chc Hanumangarh | Micropipettes | MODEL NOT AVAILABLE | 14223117 | Functional | Others
50040 | Badhal Phc | Centrifuge Machine ( 8 Tube) | Model Not Available | 3000140786 | Functional | Others
50041 | Badhal Phc | Syringe Needle Destroyer | Model not available | 3000140797 | Functional | Others
50042 | Tapukara Chc | Centrifuge Machine ( 4 Tube ) | Model not available | 3000281841 | Functional | Others
50043 | Tapukara Chc | Instrument Sterilizer | Model Not Available | 3000281833 | Functional | Others
50044 | Rayala Phc | Ice lined refrigerator | HBC-70 | 00B2A600139 | Functional | Others
50045 | Jaitasar Phc | Syringe Needle Destroyer | Model not available | 3000041399 | Functional | Allengers Medical Systems Ltd
50046 | Jindoli Phc | Slit Lamp | Model Not Available | 3000280167 | Functional | Others
50047 | Phagi Chc Jaipur2 | Phototherepy Unit | MODEL NOT AVAILABLE | 3000222678 | Functional | Others
50048 | Rayala Phc | Ice lined refrigerator | HBC-70 | BD4180153 | Functional | Others
50049 | Bansur Chc | Hot Air Oven | Model not available | 3000281010 | Functional | Deepak Enterprises
50050 | Jaitasar Phc | Radiant Heat Warmer | Model Not Available | 3000041405 | Functional | Others
50051 | Sub District Hospital Gangapur City | Dental Chair Unit | Model Not Available | 010001201403a | Functional | Others
50052 | Sub District Hospital Gangapur City | Dental Chair Unit | Model Not Available | 2000020996 | Functional | Others
50053 | Jamdoli Phc | Glucometer | Model not available | 3000280567 | Functional | Others
50054 | Khiyala Phc | Ice lined refrigerator | HBD-116 | 2000036667 | Functional | Others
50055 | Sub District Hospital Gangapur City | SPHYGMOMANOMETER(BP APPRATUS) | MODEL NOT AVAILABLE | 2000020654 | Functional | Others
50056 | Sub District Hospital Gangapur City | Spot Light ( Portable ) | Model Not Available | 3000084415 | Functional | Others
50057 | Jat Bahror Phc | Suction Machine | Model Not Available | 3000280764 | Functional | Others
50058 | Sub District Hospital Gangapur City | SPHYGMOMANOMETER(BP APPRATUS) | ELITE | 2000020654 | Functional | Others
50059 | Bileta Phc | Binocular Microscope | Model Not Available | 3000280014 | Functional | Others
50060 | Bhakharpura Phc | Baby Weighing Machine | Model Not Available | 3000046001 | Functional | Others
50061 | Bhakharpura Phc | Baby Weighing Machine | Model Not Available | 3000046004 | Functional | Others
50062 | Jat Bahror Phc | Syringe Needle Destroyer | Model not available | 3000280765 | Functional | Others
50063 | Bileta Phc | Centrifuge Machine ( 8 Tube) | Model Not Available | 3000280015 | Functional | Others
50064 | Principal And Controller Sms Mc Jaipur | Binocular Microscope | Labomed - Vision 2000 | 3000265090 | Functional | Others
50065 | Principal And Controller Sms Mc Jaipur | Binocular Microscope | Labomed - Vision 2000 | 3000265102 | Functional | Others
50066 | Principal And Controller Sms Mc Jaipur | Binocular Microscope | Labomed - Vision 2000 | 3000265103 | Functional | Others
50067 | Principal And Controller Sms Mc Jaipur | Binocular Microscope | Labomed - Vision 2000 | 3000265104 | Functional | Others
50068 | Principal And Controller Sms Mc Jaipur | Binocular Microscope | Labomed - Vision 2000 | 3000265105 | Functional | Others
50069 | Principal And Controller Sms Mc Jaipur | Binocular Microscope | Labomed - Vision 2000 | 3000265087 | Functional | Others
50070 | Principal And Controller Sms Mc Jaipur | Binocular Microscope | Labomed - Vision 2000 | 3000265088 | Functional | Others
50071 | Principal And Controller Sms Mc Jaipur | Binocular Microscope | Labomed - Vision 2000 | 3000265089 | Functional | Others
50072 | Principal And Controller Sms Mc Jaipur | Binocular Microscope | Labomed - Vision 2000 | 3000265041 | Functional | Others
50073 | Principal And Controller Sms Mc Jaipur | Binocular Microscope | Labomed - Vision 2000 | 3000265044 | Functional | Others
50074 | Principal And Controller Sms Mc Jaipur | Binocular Microscope | Labomed - Vision 2000 | 3000265032 | Functional | Others
50075 | Principal And Controller Sms Mc Jaipur | Binocular Microscope | Labomed - Vision 2000 | 3000265031 | Functional | Others
50076 | Principal And Controller Sms Mc Jaipur | Binocular Microscope | Labomed - Vision 2000 | 3000265050 | Functional | Others
50077 | Sojatroad Chc | Syringe Needle Destroyer | Microsil - ND350 | 3002014971 | Functional | Others
50078 | Reni Chc | Centrifuge Machine ( 8 Tube) | REMI - R4C | 3000281344 | Functional | Others
50079 | Suin Phc | Weighing Machine | MODEL NOT AVAILABLE | 3000045118 | Functional | Others
50080 | Suin Phc | Syringe Needle Destroyer | Model not available | 3000045119 | Functional | Others
50081 | Suin Phc | Baby Weighing Machine | Crown | 3000045120 | Functional | Others
50082 | Sojatroad Chc | Freezes | MODEL NOT AVAILABLE | 3000214975 | Functional | Others
50083 | Suin Phc | Weighing Machine | MODEL NOT AVAILABLE | 3000045121 | Functional | Others
50084 | Suin Phc | Syringe Needle Destroyer | Model not available | 3000045127 | Functional | Others
50085 | Suin Phc | Syringe Needle Destroyer | Model not available | 3000045131 | Functional | Others
50086 | Suin Phc | Binocular Microscope | Model Not Available | 3000045128 | Functional | Others
50087 | Gangori Hospital | Autoclave | Model not available | 3000139783 | Functional | Others
50088 | Govt Hospital Sojat Sdh | Syringe Needle Destroyer | Model not available | 1113725 | Functional | Others
50089 | Govt Hospital Sojat Sdh | Suction Machine | Model Not Available | 3000214709 | Functional | Bhasin Sons Private Limited
50090 | Gangori Hospital | Fetal Doppler | ND - 102 | 3000139806 | Functional | Others
50091 | Gangori Hospital | Fetal Doppler | ND - 102 | 3000139804 | Functional | Others
50092 | Gangori Hospital | Fetal Doppler | ND - 102 | 3000139805 | Functional | Others
50093 | Phaliya Phc Baran | Binocular Microscope | Model Not Available | 3000199669 | Functional | Others
50094 | Govt Hospital Sojat Sdh | Glucometer | Model not available | Y4209A-07A-002504 | Functional | Others
50095 | Satellite Hospital Shahpura Bhilwara | Freezes | MODEL NOT AVAILABLE | 3000125228 | Functional | Others
50096 | Phaliya Phc Baran | Centrifuge Machine ( 8 Tube) | Model Not Available | 3000199670 | Functional | Others
50097 | Satellite Hospital Shahpura Bhilwara | Centrifuge Machine ( 4 Tube ) | Model not available | 300012529 | Functional | Others
50098 | Gangori Hospital | Ophthalmoscope | Model Not Available | 3000139841 | Functional | Others
50099 | Gangori Hospital | Ophthalmoscope | Model Not Available | 3000139873 | Functional | Others
50100 | Jamsar Phc | Blood Bank Refrigerator | Model not available | 3000042022 | Functional | Others
50101 | Gangori Hospital | Glucometer | Model not available | P1889 | Functional | Others
50102 | Govt Hospital Sojat Sdh | Glucometer | Model not available | 110HKA2415 | Functional | Others
50103 | Govt Hospital Sojat Sdh | Nebulizer | MODEL NOT AVAILABLE | 52195 | Functional | Others
50104 | Gomawali Phc | Hydraulic Operation Table | MODEL NOT AVAILABLE | 3000041192 | Functional | Others
50105 | Jindoli Phc | Blood Bank Refrigerator | Model not available | 294 | Functional | Others
50106 | Pareu Phc | Syringe Needle Destroyer | Model not available | 1106309 | Functional | Others
50107 | Rayala Phc | Autoclave | Model not available | 2748 | Functional | Others
50108 | Kelnor Phc | Ice lined refrigerator | Model Not Available | 3000214396 | Functional | Others
50109 | Kelnor Phc | Ice lined refrigerator | Model Not Available | 3000214395 | Functional | Others
50110 | Rayala Phc | Fetal Doppler | ND - 102 | 3000125706 | Functional | Others
50111 | Kelnor Phc | Colorimeter | MODEL NOT AVAILABLE | 3000214394 | Functional | Others
50112 | Khyaliwala Phc | SPHYGMOMANOMETER(BP APPRATUS) | MODEL NOT AVAILABLE | 3000048053 | Functional | Ads Diagnostic Ltd
50113 | Jhjharpur Phc | Autoclave | Model not available | 3000280468 | Functional | Others
50114 | Kelnor Phc | Binocular Microscope | Model Not Available | 3000214393 | Functional | Others
50115 | Rayala Phc | Radiant Heat Warmer | Zeal - RHW 2101A | RHW2101A/1013/2189 | Functional | Others
50116 | Khyaliwala Phc | Freezes | MODEL NOT AVAILABLE | 3000048054 | Functional | A K Surgicals
50117 | Khyaliwala Phc | Freezes | MODEL NOT AVAILABLE | 3000048055 | Functional | Others
50118 | Khyaliwala Phc | Freezes | MODEL NOT AVAILABLE | 3000048056 | Functional | Others
50119 | Jindoli Phc | Glucometer | Model not available | 73174 | Functional | Others
50120 | Rayala Phc | Suction Machine | Model Not Available | 3000125708 | Functional | Others
50121 | Ramsar Chc | Colorimeter | MODEL NOT AVAILABLE | 3000122162 | Functional | Others
50122 | Khyaliwala Phc | Instrument Sterilizer | Model Not Available | 3000048057 | Functional | Others
50123 | Rayala Phc | Labour Table | Model Not Available | 3000125709 | Functional | Others
50124 | Bansur Chc | Radiant Heat Warmer | Zeal - RHW 2101A | 3000281021 | Functional | Others
50125 | Jindoli Phc | Blood Bank Refrigerator | Model not available | 3000280168 | Functional | Others
50126 | Ramsar Chc | Radiant Heat Warmer | Meditrin - Heat Warmer | 10103 | Functional | Others
50127 | Barsinghsar Phc | Centrifuge Machine ( 4 Tube ) | Model not available | 2000030806 | Functional | Others
50128 | Ramsar Chc | FOOT OPERATED SUCTION MACHINE | MODEL NOT AVAILABLE | 3000122166 | Functional | Others
50129 | Barsinghsar Phc | Monocular Microscope | Model not available | 2000030807 | Functional | Others
50130 | Phagi Chc Jaipur2 | FOGGING MACHINE | MODEL NOT AVAILABLE | 3000222697 | Functional | Others
50131 | Gola Ka Bas Phc | Centrifuge Machine ( 8 Tube) | Model Not Available | 3000281363 | Functional | Others
50132 | Gola Ka Bas Phc | Hemoglobin meter | Model Not Available | 3000281364 | Functional | Others
50133 | Dhula Rawji Phc Jaipur1 | Syringe Needle Destroyer | Model not available | 3000140662 | Functional | Others
50134 | Gudachanderji Chc | Semi Automated Chemistry Analyzer | CPC - STAT FAX 3300 | 3000138905 | Non Functional Not Repairable | Others
50135 | Gudachanderji Chc | ESR Stand | Model not available | 3000138902 | Functional | Others
50136 | Gudachanderji Chc | ESR Stand | Model not available | 3000138903 | Functional | Others
50137 | Chanibari Chc | Micropipettes | MODEL NOT AVAILABLE | 2000037965 | Functional | Others
50138 | Badhal Phc | Freezes | HRD-2055CMDGCC | BS0720E9200P1BAC0044 | Functional | Others
50139 | Chanibari Chc | Micropipettes | MODEL NOT AVAILABLE | 2000037966 | Functional | Others
50140 | Badhal Phc | Binocular Microscope | Model Not Available | 3000140785 | Functional | Others
50141 | Kaysha Phc | Stethoscope | Model Not Available | 3000280693 | Functional | Others
50142 | Bagherikala Phc | Glucometer | Model not available | 3000281670 | Functional | Others
50143 | Jasana Phc | Centrifuge Machine ( 8 Tube) | Model Not Available | 3000043290 | Functional | Others
50144 | Kaysha Phc | Baby Weighing Machine | Model Not Available | 3000280691 | Functional | Others
50145 | Kaysha Phc | Freezes | Kelvinator KGE 193 | 3000280690 | Functional | Others
50146 | Bagherikala Phc | SPHYGMOMANOMETER(BP APPRATUS) | MODEL NOT AVAILABLE | 3000281654 | Functional | Others
50147 | Badhal Phc | Ice lined refrigerator | MF - 144 | 91010579 | Functional | Others
50148 | Badhal Phc | Ice lined refrigerator | HBC-70 | 3000140792 | Functional | Others
50149 | Bagherikala Phc | SPHYGMOMANOMETER(BP APPRATUS) | MODEL NOT AVAILABLE | 3000281657 | Functional | Others
50150 | Tapukara Chc | Blood Bank Refrigerator | Model not available | 3000281835 | Functional | Others
50151 | Jangloo Phc | Centrifuge Machine ( 4 Tube ) | Model not available | 2000030979 | Functional | Others
50152 | Jaitasar Phc | Baby Weighing Machine | Model Not Available | 3000041407 | Functional | Accurex Biomedicals Pvt Ltd
50153 | Bansur Chc | Freezes | MODEL NOT AVAILABLE | 3000281012 | Functional | Others
50154 | Himmatsar Phc | Monocular Microscope | Model not available | 3000045196 | Functional | Others
50155 | Himmatsar Phc | Monocular Microscope | Model not available | 3000045197 | Functional | Others
50156 | Himmatsar Phc | Monocular Microscope | Model not available | 3000045198 | Functional | Others
50157 | Principal And Controller Sms Mc Jaipur | Binocular Microscope | Labomed - Vision 2000 | 3000265049 | Functional | Others
50158 | Principal And Controller Sms Mc Jaipur | Binocular Microscope | Labomed - Vision 2000 | 3000265048 | Functional | Others
50159 | Principal And Controller Sms Mc Jaipur | Binocular Microscope | Labomed - Vision 2000 | 3000265047 | Functional | Others
50160 | Principal And Controller Sms Mc Jaipur | Binocular Microscope | Labomed - Vision 2000 | 3000265091 | Functional | Others
50161 | Principal And Controller Sms Mc Jaipur | Binocular Microscope | Labomed - Vision 2000 | 3000265092 | Functional | Others
50162 | Principal And Controller Sms Mc Jaipur | Binocular Microscope | Labomed - Vision 2000 | 3000265093 | Functional | Others
50163 | Principal And Controller Sms Mc Jaipur | Binocular Microscope | Labomed - Vision 2000 | 3000265096 | Functional | Others
50164 | Principal And Controller Sms Mc Jaipur | Binocular Microscope | Labomed - Vision 2000 | 3000265097 | Functional | Others
50165 | Principal And Controller Sms Mc Jaipur | Binocular Microscope | Labomed - Vision 2000 | 3000265098 | Functional | Others
50166 | Principal And Controller Sms Mc Jaipur | Binocular Microscope | Labomed - Vision 2000 | 3000265099 | Functional | Others
50167 | Principal And Controller Sms Mc Jaipur | Binocular Microscope | Labomed - Vision 2000 | 3000265100 | Functional | Others
50168 | Principal And Controller Sms Mc Jaipur | Binocular Microscope | Labomed - Vision 2000 | 3000140808 | Functional | Others
50169 | Principal And Controller Sms Mc Jaipur | Binocular Microscope | Labomed - Vision 2000 | 3000140809 | Functional | Others
50170 | Principal And Controller Sms Mc Jaipur | Binocular Microscope | Labomed - Vision 2000 | 3000140810 | Functional | Others
50171 | Principal And Controller Sms Mc Jaipur | Binocular Microscope | Labomed - Vision 2000 | 3000140811 | Functional | Others
50172 | Principal And Controller Sms Mc Jaipur | Binocular Microscope | Labomed - Vision 2000 | 3000140812 | Functional | Others
50173 | Principal And Controller Sms Mc Jaipur | Binocular Microscope | Labomed - Vision 2000 | 3000140813 | Functional | Others
50174 | Principal And Controller Sms Mc Jaipur | Binocular Microscope | Labomed - Vision 2000 | 3000140814 | Functional | Others
50175 | Principal And Controller Sms Mc Jaipur | Binocular Microscope | Labomed - Vision 2000 | 3000140815 | Functional | Others
50176 | Principal And Controller Sms Mc Jaipur | Binocular Microscope | Labomed - Vision 2000 | 300085906 | Functional | Others
50177 | Principal And Controller Sms Mc Jaipur | Binocular Microscope | Labomed - Vision 2000 | 300085907 | Functional | Others
50178 | Principal And Controller Sms Mc Jaipur | Binocular Microscope | Labomed - Vision 2000 | 300085908 | Functional | Others
50179 | Principal And Controller Sms Mc Jaipur | Binocular Microscope | Labomed - Vision 2000 | 300085909 | Functional | Others
50180 | Principal And Controller Sms Mc Jaipur | Binocular Microscope | Labomed - Vision 2000 | 300085910 | Functional | Others
50181 | Principal And Controller Sms Mc Jaipur | Binocular Microscope | Labomed - Vision 2000 | 300085911 | Functional | Others
50182 | Principal And Controller Sms Mc Jaipur | Binocular Microscope | Labomed - Vision 2000 | 3000085912 | Functional | Others
50183 | Khanjurnakala Phc Baran | SPHYGMOMANOMETER(BP APPRATUS) | Nutech Model | NGM-NB/21784 | Functional | Others
50184 | Jamsar Phc | Spot Light ( Portable ) | Model Not Available | 3000042031 | Functional | Others
50185 | Gangori Hospital | Glucometer | Accu Chek Performa | 3000139827 | Functional | Others
50186 | Gangori Hospital | Nebulizer | Nuneb Pro | 3000139828 | Functional | Others
50187 | Jamsar Phc | Baby Weighing Machine | SUVARANA | 3000042036 | Functional | Others
50188 | Govt Hospital Sojat Sdh | Weighing Machine | MODEL NOT AVAILABLE | 3000214848 | Functional | Others
50189 | Badakheda Phc | Centrifuge Machine ( 4 Tube ) | Remi 4C | 236823 | Functional | Others
50190 | Jamsar Phc | Fetal Doppler | MODEL NOT AVAILABLE | 3000042039 | Functional | Others
50191 | Reni Chc | Baby Weighing Machine | Docbel Braun | 3000281326 | Functional | Others
50192 | Govt Hospital Sojat Sdh | Instrument Sterilizer | Model Not Available | 3000214711 | Functional | Others
50193 | Reni Chc | Instrument Sterilizer | Model Not Available | 3000281327 | Functional | Others
50194 | Khanjurnakala Phc Baran | Syringe Needle Destroyer | Nulife - Dots | 3000203612 | Functional | Mrk Healthcare Pvt Ltd Delhi
50195 | Satellite Hospital Shahpura Bhilwara | Syringe Needle Destroyer | Model not available | 3000125249 | Functional | Others
50196 | Govt Hospital Sojat Sdh | Syringe Needle Destroyer | Model not available | 1113727 | Functional | Others
50197 | Sekhsar Phc | Radiant Heat Warmer | Model Not Available | 2000030933 | Functional | Others
50198 | Sekhsar Phc | Radiant Heat Warmer | Model Not Available | 2000030934 | Functional | Others
50199 | Sekhsar Phc | Radiant Heat Warmer | Model Not Available | 20000302935 | Functional | Others
50200 | Sekhsar Phc | Radiant Heat Warmer | Model Not Available | 2000030936 | Functional | Others
50201 | Satellite Hospital Shahpura Bhilwara | Freezes | MODEL NOT AVAILABLE | 3000125250 | Functional | Others
50202 | Satellite Hospital Shahpura Bhilwara | Centrifuge Machine ( 8 Tube) | Model Not Available | 3000125259 | Functional | Others
50203 | Gopalpura Phc Churu | Instrument Sterilizer | Model Not Available | 1081 | Functional | Others
50204 | Satellite Hospital Shahpura Bhilwara | SPHYGMOMANOMETER(BP APPRATUS) | MODEL NOT AVAILABLE | 3000125260 | Functional | Others
50205 | Jaipuria Hospital Dh | Multi-Para Monitor | Schiller - Truscope Classic | 3000089041 | Functional | Schiller Healthcare India Pvt Ltd
50206 | Jaipuria Hospital Dh | Multi-Para Monitor | Schiller - Truscope Classic | 14E04258 | Functional | Schiller Healthcare India Pvt Ltd
50207 | Satellite Hospital Shahpura Bhilwara | Binocular Microscope | Model Not Available | 3000125261 | Functional | Others
50208 | Gopalpura Phc Churu | Ice lined refrigerator | HBC-70 | 1082 | Functional | Others
50209 | Jaipuria Hospital Dh | Ventilator | VersaMed iVent 201 | 18232 | Non Functional Not Repairable | Wipro G E Healthcare Pvt Ltd
50210 | Ramsar Chc | Syringe Needle Destroyer | Microsil ND 20 | 3000122167 | Functional | Others
50211 | Kishori Phc | Ice lined refrigerator | HBD-116 | BE04G4E260OBZA560167 | Functional | Haier Appliances India Pvt
50212 | Barsinghsar Phc | Sahlis HB Meter | Model not available | 2000030808 | Functional | Others
50213 | Phagi Chc Jaipur2 | Cautry Machine | Model Not Available | 3000222700 | Functional | Others
50214 | Barsinghsar Phc | Micropipettes | MODEL NOT AVAILABLE | 2000030809 | Functional | Others
50215 | Barsinghsar Phc | Glucometer | Model not available | 2000030810 | Functional | Others
50216 | Bhiwadi Chc | O.T. Light Single Dome | MODEL NOT AVAILABLE | 3000281097 | Functional | Others
50217 | Badhnu Phc | Weighing Machine | MODEL NOT AVAILABLE | 3000042300 | Functional | Others
50218 | Badhnu Phc | Blood Bank Refrigerator | Model not available | 3000042306 | Functional | Others
50219 | Badhnu Phc | Blood Bank Refrigerator | Model not available | 3000042308 | Functional | Others
50220 | Badhnu Phc | Blood Bank Refrigerator | Model not available | 3000042301 | Functional | Others
50221 | Phagi Chc Jaipur2 | Ice lined refrigerator | MK-144 | 90405808 | Functional | Others
50222 | Barsinghsar Phc | FOOT OPERATED SUCTION MACHINE | MODEL NOT AVAILABLE | 2000030815 | Functional | Others
50223 | Bhiwadi Chc | Suction Machine | Model Not Available | 3000281098 | Functional | Others
50224 | Jhjharpur Phc | Baby Weighing Machine | Crown | 3000280476 | Functional | Others
50225 | Phagi Chc Jaipur2 | Fully Automated Clinical Chemistry Analyzer | Transasia - ERBA XL 300 | 3000222655 | Functional | Others
50226 | Norangdesar Phc | Fetal Doppler | MODEL NOT AVAILABLE | 3000042053 | Functional | Others
50227 | Norangdesar Phc | Freezes | MODEL NOT AVAILABLE | 3000042055 | Functional | Others
50228 | Phagi Chc Jaipur2 | Blood Mixer ( Roller Mixer ) | Model not available | 3000222658 | Functional | Others
50229 | Norangdesar Phc | Autoclave | Model not available | 3000042050 | Functional | Others
50230 | Mundawar Chc | Water Bath | Yorco - YSI-413D | 3000281975 | Functional | Yorco Sales Pvt Ltd
50231 | Bansur Chc | Syringe Needle Destroyer | Microsil - ND350 | 10497 | Functional | Others
50232 | Dudhwa Phc | Phototherepy Unit | Fenam, Bilitron Sky 5006 | 3000134527 | Functional | Others
50233 | Jaipuria Hospital Dh | Fiberoptic Laryngoscope | Model Not Available | 3000089022 | Functional | Others
50234 | Mandal Chc | SPHYGMOMANOMETER(BP APPRATUS) | MODEL NOT AVAILABLE | 3378 | Functional | Others
50235 | Mandal Chc | SPHYGMOMANOMETER(BP APPRATUS) | MODEL NOT AVAILABLE | 3379 | Functional | Others
50236 | Ajabgarh Phc | Syringe Needle Destroyer | Microsil - ND350 | 4868 | Functional | Linco Scientific Instruments And Chemicals (P) Ltd
50237 | Gomawali Phc | Glucometer | Model not available | 3000041189 | Functional | Others
50238 | Jangloo Phc | Ice lined refrigerator | HBC-70 | 2000030985 | Functional | Others
50239 | Jaitasar Phc | Freezes | MODEL NOT AVAILABLE | 3000041413 | Functional | Others
50240 | Jangloo Phc | Spot Light ( Portable ) | Model Not Available | 2000030987 | Functional | Others
50241 | Jangloo Phc | Radiant Heat Warmer | Meditrin - Heat Warmer | 2000030991 | Functional | Others
50242 | Bansur Chc | Intensive Care Bed | Model Not Available | 3000281014 | Functional | Others
50243 | Phagi Chc Jaipur2 | FOOT OPERATED SUCTION MACHINE | MODEL NOT AVAILABLE | 3000222685 | Functional | Others
50244 | Phagi Chc Jaipur2 | FOOT OPERATED SUCTION MACHINE | MODEL NOT AVAILABLE | 3000222687 | Functional | Others
50245 | Chattargarh Phc | Centrifuge Machine ( 16 Tube ) | Model not available | 2000035120 | Functional | Others
50246 | Phagi Chc Jaipur2 | Radiant Heat Warmer | Zeal - RHW 2101A | 3000222677 | Functional | Others
50247 | Pareu Phc | Syringe Needle Destroyer | Model not available | 1106387 | Functional | Others
50248 | Chattargarh Phc | Labour Table | Model Not Available | 2000035127 | Functional | Others
50249 | Chattargarh Phc | Labour Table | Model Not Available | 2000035128 | Functional | Others
50250 | Chattargarh Phc | Labour Table | Model Not Available | 2000035129 | Functional | Others
50251 | Gomawali Phc | SPHYGMOMANOMETER(BP APPRATUS) | MODEL NOT AVAILABLE | 3000041195 | Functional | Others
50252 | Pareu Phc | Ice lined refrigerator | MK - 142 | 24513367 | Functional | Others
50253 | Chattargarh Phc | Blood Bank Refrigerator | Model not available | 2000035130 | Functional | Others
50254 | Chattargarh Phc | Blood Bank Refrigerator | Model not available | 2000035131 | Functional | Others
50255 | Chattargarh Phc | Blood Bank Refrigerator | Model not available | 2000035132 | Functional | Others
50256 | Ramsar Chc | Fetal Doppler | MODEL NOT AVAILABLE | 3000122169 | Functional | Others
50257 | Barsinghsar Phc | Spot Light ( Portable ) | Model Not Available | 2000030811 | Functional | Others
50258 | Barsinghsar Phc | Radiant Heat Warmer | Meditrin - Heat Warmer | 2000030812 | Functional | Others
50259 | Badhnu Phc | SPHYGMOMANOMETER(BP APPRATUS) | MODEL NOT AVAILABLE | 19172 | Functional | Others
50260 | Ramsar Chc | Weighing Machine | MODEL NOT AVAILABLE | 30722690 | Functional | Others
50261 | Barsinghsar Phc | Labour Table | Model Not Available | 2000030813 | Functional | Others
50262 | Ramsar Chc | 100mA X-Ray Machine | Model not available | 3000122172 | Functional | Others
50263 | Principal And Controller Sms Mc Jaipur | Binocular Microscope | Labomed - Vision 2000 | 3000085900 | Functional | Others
50264 | Principal And Controller Sms Mc Jaipur | Binocular Microscope | Labomed - Vision 2000 | 3000085903 | Functional | Others
50265 | Principal And Controller Sms Mc Jaipur | Binocular Microscope | Labomed - Vision 2000 | 3000085904 | Functional | Others
50266 | Principal And Controller Sms Mc Jaipur | Binocular Microscope | Labomed - Vision 2000 | 3000085905 | Functional | Others
50267 | Principal And Controller Sms Mc Jaipur | Binocular Microscope | Labomed - Vision 2000 | 3000085894 | Functional | Others
50268 | Principal And Controller Sms Mc Jaipur | Binocular Microscope | Labomed - Vision 2000 | 3000085896 | Functional | Others
50269 | Principal And Controller Sms Mc Jaipur | Binocular Microscope | Labomed - Vision 2000 | 3000085888 | Functional | Others
50270 | Principal And Controller Sms Mc Jaipur | Binocular Microscope | Labomed - Vision 2000 | 3000085889 | Functional | Others
50271 | Principal And Controller Sms Mc Jaipur | Binocular Microscope | Labomed - Vision 2000 | 3000085890 | Functional | Others
50272 | Principal And Controller Sms Mc Jaipur | Binocular Microscope | Labomed - Vision 2000 | 3000085891 | Functional | Others
50273 | Principal And Controller Sms Mc Jaipur | Binocular Microscope | Labomed - Vision 2000 | 3000085892 | Functional | Others
50274 | Principal And Controller Sms Mc Jaipur | Binocular Microscope | Labomed - Vision 2000 | 3000085893 | Functional | Others
50275 | Principal And Controller Sms Mc Jaipur | Binocular Microscope | Labomed - Vision 2000 | 3000085886 | Functional | Others
50276 | Principal And Controller Sms Mc Jaipur | Binocular Microscope | Labomed - Vision 2000 | 3000085887 | Functional | Others
50277 | Sub District Hospital Gangapur City | Syringe Needle Destroyer | Model not available | 2000020656 | Functional | Others
50278 | Bileta Phc | SPHYGMOMANOMETER(BP APPRATUS) | MODEL NOT AVAILABLE | 3000280016 | Functional | Others
50279 | Jamdoli Phc | Hemoglobin meter | Model Not Available | 3000280566 | Functional | Others
50280 | Jat Bahror Phc | Suction Machine | Model Not Available | 3000280942 | Functional | Others
50281 | Bileta Phc | Baby Weighing Machine | Model Not Available | 3000280017 | Functional | Others
50282 | Mandal Chc | Glucometer | Model not available | 3000125334 | Functional | Others
50283 | Mandal Chc | Glucometer | Model not available | 3000125335 | Functional | Others
50284 | Mandal Chc | Glucometer | Model not available | 3000125336 | Functional | Others
50285 | Mandal Chc | 100mA X-Ray Machine | Model not available | 1630 | Functional | Others
50286 | Bileta Phc | Syringe Needle Destroyer | Model not available | 3000280020 | Functional | Others
50287 | Mandal Chc | SPHYGMOMANOMETER(BP APPRATUS) | MODEL NOT AVAILABLE | 3000125338 | Functional | Others
50288 | Jat Bahror Phc | Freezes | MODEL NOT AVAILABLE | 3000280941 | Functional | Others
50289 | Jaipuria Hospital Dh | Ventilator | VersaMed iVent 201 | 19580 | Non Functional Not Repairable | Wipro G E Healthcare Pvt Ltd
50290 | Gopalpura Phc Churu | Freezes | MODEL NOT AVAILABLE | 1083 | Functional | Others
50291 | Satellite Hospital Shahpura Bhilwara | Syringe Needle Destroyer | Model not available | 3000125262 | Functional | Others
50292 | Gadiyala Phc | Ice lined refrigerator | HBC-70 | 2000035055 | Functional | Others
50293 | Gadiyala Phc | Blood Bank Refrigerator | Model not available | 2000035056 | Functional | Others
50294 | Satellite Hospital Shahpura Bhilwara | Blood Bank Refrigerator | Model not available | 3000125263 | Functional | Others
50295 | Satellite Hospital Shahpura Bhilwara | Freezes | MODEL NOT AVAILABLE | 3000125264 | Functional | Others
50296 | Principal And Controller S N Medical Collage Jodhpur | Monocular Microscope | RMH-4 | 37150 | Functional | Others
50297 | Principal And Controller S N Medical Collage Jodhpur | Monocular Microscope | RMH-4 | 37413 | Functional | Others
50298 | Principal And Controller S N Medical Collage Jodhpur | Monocular Microscope | RMH-4 | 37278 | Functional | Others
50299 | Principal And Controller S N Medical Collage Jodhpur | Monocular Microscope | RMH-4 | 37410 | Functional | Others
50300 | Principal And Controller S N Medical Collage Jodhpur | Monocular Microscope | RMH-4 | 37193 | Functional | Others
50301 | Principal And Controller S N Medical Collage Jodhpur | Monocular Microscope | RMH-4 | 37233 | Functional | Others
50302 | Principal And Controller S N Medical Collage Jodhpur | Monocular Microscope | RMH-4 | 37146 | Functional | Others
50303 | Principal And Controller S N Medical Collage Jodhpur | Monocular Microscope | RMH-4 | 3000122046 | Functional | Others
50304 | Principal And Controller S N Medical Collage Jodhpur | Monocular Microscope | RMH-4 | 36919 | Functional | Others
50305 | Principal And Controller S N Medical Collage Jodhpur | Monocular Microscope | RMH-4 | 3000122044 | Functional | Others
50306 | Principal And Controller S N Medical Collage Jodhpur | Monocular Microscope | RMH-4 | 3000122043 | Functional | Others
50307 | Principal And Controller S N Medical Collage Jodhpur | Monocular Microscope | RMH-4 | 3000122042 | Functional | Others
50308 | Principal And Controller S N Medical Collage Jodhpur | Monocular Microscope | RMH-4 | 3000122041 | Functional | Others
50309 | Principal And Controller S N Medical Collage Jodhpur | Monocular Microscope | RMH-4 | 3000122040 | Functional | Others
50310 | Principal And Controller S N Medical Collage Jodhpur | Monocular Microscope | RMH-4 | 3000122039 | Functional | Others
50311 | Principal And Controller S N Medical Collage Jodhpur | Monocular Microscope | RMH-4 | 3000122053 | Functional | Others
50312 | Principal And Controller S N Medical Collage Jodhpur | Monocular Microscope | RMH-4 | 3000122052 | Functional | Others
50313 | Principal And Controller S N Medical Collage Jodhpur | Monocular Microscope | RMH-4 | 3000122051 | Functional | Others
50314 | Principal And Controller S N Medical Collage Jodhpur | Monocular Microscope | RMH-4 | 3000122050 | Functional | Others
50315 | Kohrana Phc | Binocular Microscope | Model Not Available | 3000281783 | Functional | Others
50316 | Sakroda M Phc | Freezes | MODEL NOT AVAILABLE | 3000204921 | Functional | Others
50317 | Satellite Hospital Shahpura Bhilwara | 300mA X-Ray Machine | Model not available | 3000125284 | Functional | Others
50318 | Jaipuria Hospital Dh | Fiberoptic Laryngoscope | Model Not Available | 3000089025 | Functional | Others
50319 | Kohrana Phc | Hemoglobin meter | Model Not Available | 3000281786 | Functional | Others
50320 | Satellite Hospital Shahpura Bhilwara | Spot Light ( Portable ) | Model Not Available | 3000125285 | Functional | Others
50321 | Rawla Phc | Syringe Needle Destroyer | Model not available | 3000041545 | Functional | Others
50322 | Bataru Phc | Centrifuge Machine ( 4 Tube ) | Model not available | 3000117857 | Functional | Others
50323 | Rattewala Phc | Labour Table | Model Not Available | 3000048770 | Functional | Others
50324 | Rattewala Phc | Labour Table | Model Not Available | 25645 | Functional | Others
50325 | Rawla Phc | Suction Machine | Model Not Available | 3000041546 | Functional | Others
50326 | Mohamad Phalasiya Phc | Binocular Microscope | Binocular - IS-4381 | 3000204373 | Functional | Others
50327 | Rawla Phc | Centrifuge Machine ( 4 Tube ) | Model not available | 3000041547 | Functional | Others
50328 | Bhiwadi Chc | Nebulizer | MODEL NOT AVAILABLE | 300028110 | Functional | Others
50329 | Kherli Chc | Incubator | MODEL NOT AVAILABLE | 3000280876 | Functional | Others
50330 | Kherli Chc | Incubator | MODEL NOT AVAILABLE | 3000280877 | Functional | Others
50331 | Satellite Hospital Shahpura Bhilwara | Autoclave | Model not available | 3000125278 | Functional | Others
50332 | Rawla Phc | Micropipettes | MODEL NOT AVAILABLE | 3000041554 | Functional | Others
50333 | Dhaba Phc | Baby Weighing Machine | Model Not Available | 3000041779 | Functional | Others
50334 | Dhaba Phc | Baby Weighing Machine | Model Not Available | 300041781 | Functional | Others
50335 | Kherli Chc | Ice lined refrigerator | Model Not Available | 3000280878 | Functional | Others
50336 | Sindhari Chc | Blood Mixer ( Roller Mixer ) | Model not available | 3000122097 | Functional | Others
50337 | Kherli Chc | COOLING CENTRIFUGE | BL 135R | 3000284118 | Functional | Others
50338 | Kherli Chc | COOLING CENTRIFUGE | BL 135R | 3000274117 | Functional | Others
50339 | Rawla Phc | Ice lined refrigerator | Model Not Available | 3000041566 | Functional | Others
50340 | Jaguwas Phc | Binocular Microscope | Model Not Available | 3000281259 | Functional | Others
50341 | Jln Central Store Medical College | Syringe Infusion Pump | Model not available | 808374 | Functional | Others
50342 | Phagi Chc Jaipur2 | Boyles Apparatus | MODEL NOT AVAILABLE | 3000222704 | Functional | Others
50343 | Ramsar Chc | ECG Machine (Single Channel) | Medicaid - Cardio Fax | 3000122171 | Functional | Others
50344 | Phagi Chc Jaipur2 | Blood Cell Counter - 3 part | Horiba - ABX Micros ES 60 | 3000222654 | Functional | Others
50345 | Ramsar Chc | Defibrillator | DEFIGARD 4000 | 3000122173 | Functional | Others
50346 | Jasana Phc | Ice lined refrigerator | Model Not Available | 3000043291 | Functional | Others
50347 | Rattewala Phc | Baby Weighing Machine | Model Not Available | 3000048767 | Functional | Others
50348 | Bansur Chc | Hydraulic Operation Table | MODEL NOT AVAILABLE | 3000281025 | Functional | Others
50349 | Gusaisar Phc Bikaner | Labour Table | Model Not Available | 2000030851 | Functional | Others
50350 | Gusaisar Phc Bikaner | Labour Table | Model Not Available | 2000030854 | Functional | Others
50351 | Mundawar Chc | Freezes | GL-335VVGH | 3000281989 | Functional | Lg
50352 | Khyaliwala Phc | FOOT OPERATED SUCTION MACHINE | MODEL NOT AVAILABLE | 3000048072 | Functional | Others
50353 | Bansur Chc | Ice lined refrigerator | MK-144 | 91208287 | Functional | Others
50354 | Bansur Chc | Ice lined refrigerator | HBD-116 | 3000281031 | Functional | Others
50355 | Mundawar Chc | Nebulizer | MODEL NOT AVAILABLE | 3000281972 | Functional | Others
50356 | Pachpadara Chc | Hemoglobin meter | Model Not Available | 3000122415 | Functional | Others
50357 | Bhiwadi Chc | Binocular Microscope | Model Not Available | 3000281102 | Functional | Others
50358 | Bansur Chc | ECG Machine (Single Channel) | Cardiart 6108 T | AVMK9F10950 | Functional | Bpl Medical Technologies
50359 | Rattewala Phc | Instrument Sterilizer | Model Not Available | 3000048768 | Functional | Others
50360 | 1 Lsm Phc Ganganagar | Baby Weighing Machine | Model Not Available | 3000280583 | Functional | Others
50361 | Rattewala Phc | Freezes | MODEL NOT AVAILABLE | 3000048774 | Functional | Others
50362 | Rattewala Phc | Freezes | MODEL NOT AVAILABLE | 3000048761 | Functional | Others
50363 | Satellite Hospital Shahpura Bhilwara | Labour Table | Model Not Available | 3000125287 | Functional | Others
50364 | Satellite Hospital Shahpura Bhilwara | Labour Table | Model Not Available | 3000125288 | Functional | Others
50365 | Satellite Hospital Shahpura Bhilwara | Spot Light ( Portable ) | Model Not Available | 3000125289 | Functional | Others
50366 | Satellite Hospital Shahpura Bhilwara | Spot Light ( Portable ) | Model Not Available | 3000125290 | Functional | Others
50367 | Bhiwadi Chc | Syringe Needle Destroyer | Microsil ND-60 | 3000281105 | Functional | Others
50368 | Bileta Phc | Weighing Machine | MODEL NOT AVAILABLE | 3000280021 | Functional | Others
50369 | Jat Bahror Phc | Weighing Machine | MODEL NOT AVAILABLE | 3000280940 | Functional | Others
50370 | Kareda Chc | Binocular Microscope | Model Not Available | 3000125734 | Functional | Others
50371 | Jat Bahror Phc | Ice lined refrigerator | Model Not Available | 3000280758 | Functional | Others
50372 | Jaipuria Hospital Dh | Instrument Sterilizer | Model Not Available | 14443 | Non Functional Not Repairable | Others
50373 | Jamdoli Phc | Instrument Sterilizer | Model Not Available | 3000280565 | Functional | Others
50374 | Kareda Chc | Binocular Microscope | Model Not Available | 3000125735 | Functional | Others
50375 | Fakirwali Phc | Suction Machine | Model Not Available | 3000048971 | Functional | Others
50376 | Kareda Chc | Semi Automated Chemistry Analyzer | Model not Available | 3000125736 | Functional | Others
50377 | Jaipuria Hospital Dh | Suction Machine | HI VAC | 951901 | Functional | Anand Medicaids Pvt Ltd
50378 | Jamdoli Phc | Weighing Machine | MODEL NOT AVAILABLE | 300080564 | Functional | Others
50379 | Dhanur Phc | Ice lined refrigerator | Model Not Available | 3000048646 | Functional | Others
50380 | Dhanur Phc | Ice lined refrigerator | Model Not Available | 2564 | Functional | Others
50381 | Kareda Chc | Blood Cell Counter - 3 part | Model not available | 3000125737 | Functional | Others
50382 | Manota Kalan Phc | Blood Mixer ( Roller Mixer ) | Model not available | 236684 | Functional | Others
50383 | Kareda Chc | Incubator | MODEL NOT AVAILABLE | 3000125738 | Functional | Others
50384 | Fakirwali Phc | Radiant Heat Warmer | Model Not Available | 3000048972 | Functional | Others
50385 | Dhanur Phc | Suction Machine | Model Not Available | 3000048651 | Functional | Others
50386 | Manota Kalan Phc | Baby Weighing Machine | Crown | 236685 | Functional | Others
50387 | Dispensary Adarsh Nagar City | O.T. Light Single Dome | MODEL NOT AVAILABLE | 30000236230 | Functional | Others
50388 | Jamdoli Phc | Syringe Needle Destroyer | Model not available | 15894 | Functional | Others
50389 | Fakirwali Phc | Baby Weighing Machine | Model Not Available | 3000048973 | Functional | Others
50390 | Bakhtawarpura Phc | SPHYGMOMANOMETER(BP APPRATUS) | MODEL NOT AVAILABLE | 3000046027 | Functional | Others
50391 | Dispensary Adarsh Nagar City | Hydraulic Operation Table | MODEL NOT AVAILABLE | 3000236233 | Functional | Others
50392 | Dhanur Phc | Baby Weighing Machine | Model Not Available | 3000048652 | Functional | Others
50393 | Dhanur Phc | Baby Weighing Machine | Model Not Available | 3000048653 | Functional | Others
50394 | Manota Kalan Phc | Autoclave | Model not available | 236686 | Functional | Others
50395 | Principal And Controller S N Medical Collage Jodhpur | Monocular Microscope | RMH-4 | 3000122049 | Functional | Others
50396 | Principal And Controller S N Medical Collage Jodhpur | Monocular Microscope | RMH-4 | 3000131572 | Functional | Others
50397 | Principal And Controller S N Medical Collage Jodhpur | Monocular Microscope | RMH-4 | 3000131571 | Functional | Others
50398 | Principal And Controller S N Medical Collage Jodhpur | Monocular Microscope | RMH-4 | 3000131570 | Functional | Others
50399 | Principal And Controller S N Medical Collage Jodhpur | Monocular Microscope | RMH-4 | 3000131569 | Functional | Others
50400 | Principal And Controller S N Medical Collage Jodhpur | Monocular Microscope | RMH-4 | 3000131568 | Functional | Others
50401 | Gadiyala Phc | Radiant Heat Warmer | Zeal - RHW 2101A | 2000035062 | Functional | Others
50402 | Satellite Hospital Shahpura Bhilwara | Suction Machine | Model Not Available | 3000125265 | Functional | Others
50403 | Gadiyala Phc | Baby Weighing Machine | SUVARANA | 2000035064 | Functional | Others
50404 | Gulabewala Phc | Instrument Sterilizer | Model Not Available | 3000048708 | Functional | Anand Medicaids Pvt Ltd
50405 | Gadiyala Phc | Fetal Doppler | MODEL NOT AVAILABLE | 2000035065 | Functional | Others
50406 | Satellite Hospital Shahpura Bhilwara | Dental Chair Unit | Model Not Available | 3000125266 | Functional | Others
50407 | Gadiyala Phc | Labour Table | Model Not Available | 2000035067 | Functional | Others
50408 | Gadiyala Phc | Sahlis HB Meter | Model not available | 2000035071 | Functional | Others
50409 | Gadiyala Phc | Centrifuge Machine ( 8 Tube) | Model Not Available | 2000035073 | Functional | Others
50410 | Ramsara Taal Phc | Baby Weighing Machine | Model Not Available | 3952 | Functional | Others
50411 | Gadiyala Phc | Binocular Microscope | BLS 116 | 2000035076 | Functional | Others
50412 | Gadiyala Phc | Freezes | MODEL NOT AVAILABLE | 2000035077 | Functional | Others
50413 | Bardod Chc | Centrifuge Machine ( 8 Tube) | REMI - R4C | FCL-04744 | Functional | Others
50414 | Bardod Chc | Centrifuge Machine ( 8 Tube) | REMI - R4C | COLC-5453 | Functional | Others
50415 | Principal And Controller S N Medical Collage Jodhpur | Monocular Microscope | Monocular - M L W | 3000131562 | Functional | Others
50416 | Principal And Controller S N Medical Collage Jodhpur | Monocular Microscope | Monocular - M L W | 3000131561 | Functional | Others
50417 | Principal And Controller S N Medical Collage Jodhpur | Monocular Microscope | Monocular - M L W | 3000131560 | Functional | Others
50418 | Principal And Controller S N Medical Collage Jodhpur | Monocular Microscope | Monocular - M L W | 3000131559 | Functional | Others
50419 | Principal And Controller S N Medical Collage Jodhpur | Monocular Microscope | Monocular - M L W | 3000131558 | Functional | Others
50420 | Principal And Controller S N Medical Collage Jodhpur | Monocular Microscope | Monocular - M L W | 37142 | Functional | Others
50421 | Kohrana Phc | Autoclave | Model not available | 2474 | Functional | Cmho Supply
50422 | Satellite Hospital Shahpura Bhilwara | Radiant Heat Warmer | Model Not Available | 3000125298 | Functional | Others
50423 | Rawla Phc | FOGGING MACHINE | MODEL NOT AVAILABLE | 3000041569 | Functional | Others
50424 | Dhaba Phc | Freezes | MODEL NOT AVAILABLE | 3000041784 | Functional | Others
50425 | Sindhari Chc | Pulse Oxymeter | Model Not Available | 3000122111 | Functional | Others
50426 | Satellite Hospital Shahpura Bhilwara | Phototherepy Unit | MODEL NOT AVAILABLE | 3000209198 | Functional | Others
50427 | Chitawa Phc | Pulse Oxymeter | Model Not Available | 2000028273 | Functional | Others
50428 | Jaguwas Phc | Instrument Sterilizer | Model Not Available | 3000281206 | Functional | Others
50429 | Pachpadara Chc | Semi Automated Chemistry Analyzer | Robonik - Prietest Touch | 3000122420 | Functional | Others
50430 | Manjhuwas Phc | Weighing Machine | MODEL NOT AVAILABLE | 3000048933 | Functional | Others
50431 | Beermana Phc | Sahlis HB Meter | Model not available | 3000046026 | Functional | Others
50432 | Beermana Phc | Sahlis HB Meter | Model not available | 3000046025 | Functional | Others
50433 | Beermana Phc | Sahlis HB Meter | Model not available | 3000046024 | Functional | Others
50434 | Shivkar Phc | Monocular Microscope | Model not available | 5738 | Functional | Others
50435 | Kolyari Phc | Freezes | MODEL NOT AVAILABLE | 3000043638 | Functional | Others
50436 | Govindgarh Chc Alwar | Instrument Sterilizer | Model Not Available | 05600-70 | Functional | Others
50437 | Kolyari Phc | ELISA Reader | Model not available | 3000043639 | Functional | Others
50438 | Bhiwadi Chc | Ice lined refrigerator | Model Not Available | 3000281117 | Functional | Others
50439 | Dispensary Partab Nagar Sec 6 City | SPHYGMOMANOMETER(BP APPRATUS) | MODEL NOT AVAILABLE | 2000024257 | Functional | Others
50440 | Dispensary Partab Nagar Sec 6 City | SPHYGMOMANOMETER(BP APPRATUS) | MODEL NOT AVAILABLE | 3000140840 | Functional | Others
50441 | Dispensary Partab Nagar Sec 6 City | SPHYGMOMANOMETER(BP APPRATUS) | MODEL NOT AVAILABLE | 3000140839 | Functional | Others
50442 | Dispensary Partab Nagar Sec 6 City | SPHYGMOMANOMETER(BP APPRATUS) | MODEL NOT AVAILABLE | 256628 | Functional | Others
50443 | Dispensary Partab Nagar Sec 6 City | SPHYGMOMANOMETER(BP APPRATUS) | MODEL NOT AVAILABLE | 221086 | Functional | Others
50444 | Dispensary Partab Nagar Sec 6 City | SPHYGMOMANOMETER(BP APPRATUS) | MODEL NOT AVAILABLE | 220974 | Functional | Others
50445 | Dispensary Partab Nagar Sec 6 City | SPHYGMOMANOMETER(BP APPRATUS) | MODEL NOT AVAILABLE | 3000140834 | Functional | Others
50446 | Bansur Chc | Instrument Sterilizer | Model Not Available | 3000281052 | Functional | Others
50447 | Shivkar Phc | Defibrillator | DEFIGARD 4000 | 3000117652 | Functional | Others
50448 | Sakroda M Phc | Syringe Needle Destroyer | Model not available | 3000204918 | Functional | Others
50449 | Dudhwa Phc | Baby Weighing Machine | Model Not Available | 3000134528 | Functional | Others
50450 | Satellite Hospital Shahpura Bhilwara | Syringe Needle Destroyer | Model not available | 3000125291 | Functional | Others
50451 | Khuri Phc | Binocular Microscope | Model Not Available | 6083 | Functional | Others
50452 | Khuri Phc | Binocular Microscope | Model Not Available | 6084 | Functional | Others
50453 | Khuri Phc | Binocular Microscope | Model Not Available | 6085 | Functional | Others
50454 | Kohrana Phc | Instrument Sterilizer | Model Not Available | 3000281784 | Functional | Others
50455 | Satellite Hospital Shahpura Bhilwara | Hydraulic Operation Table | MODEL NOT AVAILABLE | 3000125282 | Functional | Others
50456 | Rattewala Phc | Autoclave | Model not available | 3632 | Functional | Others
50457 | Rattewala Phc | Autoclave | Model not available | 3000048776 | Functional | Others
50458 | Kohrana Phc | Ice lined refrigerator | HBC-70 | 3000281788 | Functional | Others
50459 | Kohrana Phc | Blood Bank Refrigerator | Model not available | 3000281787 | Functional | Others
50460 | Ajabgarh Phc | Instrument Sterilizer | Model Not Available | 84032309821700096 | Functional | Others
50461 | Bataru Phc | Ice lined refrigerator | HBC-70 | 3000117850 | Functional | Others
50462 | Bataru Phc | Ice lined refrigerator | HBC-70 | 3000117861 | Functional | Others
50463 | Bataru Phc | Freezes | MODEL NOT AVAILABLE | 3000117851 | Functional | Others
50464 | Ajeet Phc | Freezes | MODEL NOT AVAILABLE | 3000134306 | Functional | Others
50465 | Ajeet Phc | Freezes | MODEL NOT AVAILABLE | 3000134303 | Functional | Others
50466 | Ajeet Phc | Freezes | MODEL NOT AVAILABLE | 3000134302 | Functional | Others
50467 | Ajabgarh Phc | SPHYGMOMANOMETER(BP APPRATUS) | MODEL NOT AVAILABLE | 278805 | Functional | Others
50468 | Ajeet Phc | Centrifuge Machine ( 4 Tube ) | Model not available | 3000134304 | Functional | Others
50469 | Kohrana Phc | Baby Weighing Machine | Model Not Available | 3000281790 | Functional | Others
50470 | Bataru Phc | Syringe Needle Destroyer | Model not available | 3000117852 | Functional | Others
50471 | Bataru Phc | Syringe Needle Destroyer | Model not available | 3000117853 | Functional | Others
50472 | Bataru Phc | Syringe Needle Destroyer | Model not available | 3000117854 | Functional | Others
50473 | Bataru Phc | Syringe Needle Destroyer | Model not available | 3000117860 | Functional | Others
50474 | Bakhtawarpura Phc | Weighing Machine | MODEL NOT AVAILABLE | 3000046005 | Functional | Others
50475 | Dispensary Adarsh Nagar City | Instrument Sterilizer | Model Not Available | 523041 | Functional | Others
50476 | Dhanur Phc | SPHYGMOMANOMETER(BP APPRATUS) | MODEL NOT AVAILABLE | 249506 | Functional | Others
50477 | Bakhtawarpura Phc | Radiant Heat Warmer | Model Not Available | 3000046001 | Functional | Others
50478 | Fakirwali Phc | Labour Table | Model Not Available | 3000048974 | Functional | Others
50479 | Jaipuria Hospital Dh | Spot Light ( Portable ) | Model Not Available | 1640304 | Functional | Others
50480 | Manota Kalan Phc | SPHYGMOMANOMETER(BP APPRATUS) | MODEL NOT AVAILABLE | 236687 | Functional | Others
50481 | Dispensary Adarsh Nagar City | Autoclave | Model not available | 3000236231 | Functional | Others
50482 | Bakhtawarpura Phc | Labour Table | Model Not Available | 3000046002 | Functional | Others
50483 | Dhanur Phc | Binocular Microscope | Model Not Available | 3000048655 | Functional | Others
50484 | Fakirwali Phc | Labour Table | Model Not Available | 3000048975 | Functional | Others
50485 | Bakhtawarpura Phc | Suction Machine | Model Not Available | 3000046003 | Functional | Others
50486 | Dhanur Phc | Centrifuge Machine ( 4 Tube ) | Model not available | 3000048656 | Functional | Others
50487 | Jaipuria Hospital Dh | Defibrillator | MODEL NOT AVAILABLE | Z09D148 | Functional | Schiller Healthcare India Pvt Ltd
50488 | Fakirwali Phc | Instrument Sterilizer | Model Not Available | 3000048976 | Functional | Others
50489 | Bakhtawarpura Phc | Fetal Doppler | MODEL NOT AVAILABLE | 300006006 | Functional | Others
50490 | Fakirwali Phc | Suction Machine | Model Not Available | 3000048977 | Functional | Others
50491 | Dispensary Adarsh Nagar City | Ice lined refrigerator | MF - 144 | 3000236239 | Functional | Others
50492 | Dispensary Adarsh Nagar City | Ice lined refrigerator | MF - 144 | 3000236238 | Functional | Others
50493 | Dispensary Adarsh Nagar City | Ice lined refrigerator | MF - 144 | 3000236237 | Functional | Others
50494 | Bakhtawarpura Phc | O.T. Light Double Dome | MODEL NOT AVAILABLE | 3000046007 | Functional | Others
50495 | Machri Phc | Ice lined refrigerator | MF - 144 | 9100984 | Functional | Others
50496 | Bakhtawarpura Phc | Syringe Needle Destroyer | Model not available | 3000046008 | Functional | Others
50497 | Bakhtawarpura Phc | Syringe Needle Destroyer | Model not available | 3000046030 | Functional | Others
50498 | Machri Phc | Ice lined refrigerator | MK - 142 | 44713625 | Functional | Others
50499 | Dispensary Adarsh Nagar City | Syringe Needle Destroyer | Microsil - ND350 | 8064 | Functional | Others
50500 | Dispensary Adarsh Nagar City | Syringe Needle Destroyer | Microsil - ND350 | 7817 | Functional | Others
50501 | Principal And Controller S N Medical Collage Jodhpur | Monocular Microscope | Monocular - M L W | 3000122055 | Functional | Others
50502 | Principal And Controller S N Medical Collage Jodhpur | Monocular Microscope | Monocular - M L W | 37199 | Functional | Others
50503 | Principal And Controller S N Medical Collage Jodhpur | Monocular Microscope | Monocular - M L W | 37499 | Functional | Others
50504 | Principal And Controller S N Medical Collage Jodhpur | Monocular Microscope | Monocular - M L W | 37137 | Functional | Others
50505 | Principal And Controller S N Medical Collage Jodhpur | Monocular Microscope | Monocular - M L W | 37184 | Functional | Others
50506 | Principal And Controller S N Medical Collage Jodhpur | Monocular Microscope | Monocular - M L W | 37138 | Functional | Others
50507 | Principal And Controller S N Medical Collage Jodhpur | Monocular Microscope | Monocular - M L W | 37417 | Functional | Others
50508 | Principal And Controller S N Medical Collage Jodhpur | Monocular Microscope | Monocular - M L W | 36783 | Functional | Others
50509 | Principal And Controller S N Medical Collage Jodhpur | Monocular Microscope | Monocular - M L W | 37435 | Functional | Others
50510 | Principal And Controller S N Medical Collage Jodhpur | Monocular Microscope | Monocular - M L W | 3000131554 | Functional | Others
50511 | Principal And Controller S N Medical Collage Jodhpur | Monocular Microscope | Monocular - M L W | 3000131555 | Functional | Others
50512 | Principal And Controller S N Medical Collage Jodhpur | Monocular Microscope | Monocular - M L W | 3000131556 | Functional | Others
50513 | Principal And Controller S N Medical Collage Jodhpur | Monocular Microscope | Monocular - M L W | 3000131557 | Functional | Others
50514 | Principal And Controller S N Medical Collage Jodhpur | Monocular Microscope | Monocular - M L W | 3000131543 | Functional | Others
50515 | Principal And Controller S N Medical Collage Jodhpur | Monocular Microscope | Monocular - M L W | 3000131549 | Functional | Others
50516 | Principal And Controller S N Medical Collage Jodhpur | Monocular Microscope | Monocular - M L W | 3000131550 | Functional | Others
50517 | Principal And Controller S N Medical Collage Jodhpur | Monocular Microscope | Monocular - M L W | 3000131551 | Functional | Others
50518 | Principal And Controller S N Medical Collage Jodhpur | Monocular Microscope | Monocular - M L W | 3000131552 | Functional | Others
50519 | Principal And Controller S N Medical Collage Jodhpur | Monocular Microscope | Monocular - M L W | 3000131553 | Functional | Others
50520 | Principal And Controller S N Medical Collage Jodhpur | Monocular Microscope | Monocular - M L W | 3000131548 | Functional | Others
50521 | Principal And Controller S N Medical Collage Jodhpur | Monocular Microscope | Monocular - M L W | 3000131547 | Functional | Others
50522 | Principal And Controller S N Medical Collage Jodhpur | Monocular Microscope | Monocular - M L W | 3000131546 | Functional | Others
50523 | Principal And Controller S N Medical Collage Jodhpur | Monocular Microscope | Monocular - M L W | 3000131545 | Functional | Others
50524 | Principal And Controller S N Medical Collage Jodhpur | Monocular Microscope | Monocular - M L W | 3000131544 | Functional | Others
50525 | Principal And Controller S N Medical Collage Jodhpur | Monocular Microscope | Monocular - M L W | 3000131567 | Functional | Others
50526 | Principal And Controller S N Medical Collage Jodhpur | Monocular Microscope | Monocular - M L W | 3000131566 | Functional | Others
50527 | Govindgarh Chc Alwar | Semi Automated Chemistry Analyzer | CPC - STAT FAX 3300 | 142510 | Functional | Cpc Diagnostics Pvt Ltd
50528 | Untada Phc Ajmer | Binocular Microscope | PZB 22 | 3000049301 | Functional | Others
50529 | Dabla Phc | Ice lined refrigerator | Model Not Available | 3000209258 | Functional | Others
50530 | Ghdhi Sawairam Chc | Radiant Heat Warmer | Zeal - RHW 2101A | RHW2101A09131819 | Functional | Others
50531 | Kolyari Phc | Blood Cell Counter - 3 part | Model not available | 300043630 | Functional | Others
50532 | Ghdhi Sawairam Chc | SPHYGMOMANOMETER(BP APPRATUS) | MODEL NOT AVAILABLE | 608833-09 | Non Functional Repairable | Others
50533 | Ghdhi Sawairam Chc | SPHYGMOMANOMETER(BP APPRATUS) | MODEL NOT AVAILABLE | 128504 | Non Functional Repairable | Others
50534 | Ghdhi Sawairam Chc | SPHYGMOMANOMETER(BP APPRATUS) | MODEL NOT AVAILABLE | 26974 | Non Functional Repairable | Others
50535 | Ghdhi Sawairam Chc | SPHYGMOMANOMETER(BP APPRATUS) | MODEL NOT AVAILABLE | 3000280054 | Non Functional Repairable | Others
50536 | Kolyari Phc | Micropipettes | MODEL NOT AVAILABLE | 3000043631 | Non Functional Not Repairable | Others
50537 | Bemali Phc | Weighing Machine | MODEL NOT AVAILABLE | 3000125377 | Functional | Others
50538 | Ogala Phc | Baby Weighing Machine | Model Not Available | 3000134866 | Functional | Others
50539 | Kolyari Phc | Binocular Microscope | Model Not Available | 12125611 | Functional | Others
50540 | Principal And Controller Sms Mc Jaipur | Monocular Microscope | Monocular - M L W | 3000265226 | Functional | Others
50541 | Principal And Controller Sms Mc Jaipur | Monocular Microscope | Monocular - M L W | 3000265227 | Functional | Others
50542 | Principal And Controller Sms Mc Jaipur | Monocular Microscope | Monocular - M L W | 3000265228 | Functional | Others
50543 | Principal And Controller Sms Mc Jaipur | Monocular Microscope | Monocular - M L W | 3000265229 | Functional | Others
50544 | Principal And Controller Sms Mc Jaipur | Monocular Microscope | Monocular - M L W | 3000265230 | Functional | Others
50545 | Principal And Controller Sms Mc Jaipur | Monocular Microscope | Monocular - M L W | 3000265231 | Functional | Others
50546 | Principal And Controller Sms Mc Jaipur | Monocular Microscope | Monocular - M L W | 3000265232 | Functional | Others
50547 | Principal And Controller Sms Mc Jaipur | Monocular Microscope | Monocular - M L W | 3000265233 | Functional | Others
50548 | Principal And Controller Sms Mc Jaipur | Monocular Microscope | Monocular - M L W | 3000265234 | Functional | Others
50549 | Principal And Controller Sms Mc Jaipur | Monocular Microscope | Monocular - M L W | 3000265235 | Functional | Others
50550 | Principal And Controller Sms Mc Jaipur | Monocular Microscope | Monocular - M L W | 3000265236 | Functional | Others
50551 | Principal And Controller Sms Mc Jaipur | Monocular Microscope | Monocular - M L W | 3000265237 | Functional | Others
50552 | Principal And Controller Sms Mc Jaipur | Monocular Microscope | Monocular - M L W | 3000265238 | Functional | Others
50553 | Satellite Hospital Shahpura Bhilwara | Suction Machine | Model Not Available | 3000125277 | Functional | Others
50554 | Rawla Phc | Freezes | MODEL NOT AVAILABLE | 3000041550 | Functional | Others
50555 | Bataru Phc | Binocular Microscope | Model Not Available | 3000117859 | Functional | Others
50556 | Rawla Phc | Glucometer | Model not available | 3000041551 | Functional | Others
50557 | Rawla Phc | Glucometer | Model not available | 3000041552 | Functional | Others
50558 | Kohrana Phc | Syringe Needle Destroyer | Model not available | 3000281792 | Functional | Others
50559 | Mohamad Phalasiya Phc | Syringe Needle Destroyer | Model not available | 300020498 | Functional | Others
50560 | Rawla Phc | Radiant Heat Warmer | Model Not Available | 3000041557 | Functional | Others
50561 | Mohamad Phalasiya Phc | Baby Weighing Machine | Model Not Available | 3000204399 | Functional | Others
50562 | Kherli Chc | Centrifuge Machine ( 8 Tube) | REMI - R 8C | 3000284120 | Functional | Others
50563 | Rawla Phc | Syringe Needle Destroyer | Model not available | 3000041561 | Functional | Others
50564 | Rawla Phc | Instrument Sterilizer | Model Not Available | 3000041562 | Functional | Others
50565 | Kherli Chc | 100mA X-Ray Machine | Elpro - Stallion 100 Simplex Table | 3000284115 | Functional | Others
50566 | Jaguwas Phc | Blood Cell Counter - 3 part | Model not available | 3000281263 | Functional | Others
50567 | Dhaba Phc | Instrument Sterilizer | Model Not Available | 3000041782 | Functional | Others
50568 | Satellite Hospital Shahpura Bhilwara | Ice lined refrigerator | Model Not Available | 3000209201 | Functional | Others
50569 | Kherli Chc | Radiant Heat Warmer | Meditrin - Heat Warmer | 3000284137 | Functional | Others
50570 | Satellite Hospital Shahpura Bhilwara | Ice lined refrigerator | Model Not Available | 3000209202 | Functional | Others
50571 | Principal And Controller S N Medical Collage Jodhpur | 100mA X-Ray Machine | Allengers - MARS 3.5 | 3000124519 | Functional | Others
50572 | Principal And Controller S N Medical Collage Jodhpur | 100mA X-Ray Machine | Allengers - MARS 3.5 | 3000124518 | Functional | Others
50573 | Principal And Controller S N Medical Collage Jodhpur | 100mA X-Ray Machine | Allengers - MARS 3.5 | 3000124517 | Functional | Others
50574 | Principal And Controller S N Medical Collage Jodhpur | 100mA X-Ray Machine | Allengers - MARS 3.5 | 3000124516 | Functional | Others
50575 | Principal And Controller S N Medical Collage Jodhpur | 100mA X-Ray Machine | Allengers - MARS 3.5 | 3000124515 | Functional | Others
50576 | Bansur Chc | Syringe Needle Destroyer | Model not available | 7205 | Functional | Micro Lab Instruments Ahmedabad
50577 | Kherli Chc | Suction Machine | Model Not Available | 3000284135 | Functional | Others
50578 | Udasar Phc Barmer | Binocular Microscope | Model Not Available | 3000134760 | Functional | Others
50579 | Udasar Phc Barmer | SPHYGMOMANOMETER(BP APPRATUS) | MODEL NOT AVAILABLE | 3000134757 | Functional | Others
50580 | Bakhtawarpura Phc | Sahlis HB Meter | Model not available | 3000046029 | Functional | Others
50581 | Fakirwali Phc | Binocular Microscope | Model Not Available | 3000048981 | Functional | Others
50582 | Dabala Phc | SPHYGMOMANOMETER(BP APPRATUS) | MODEL NOT AVAILABLE | 77386 | Functional | Others
50583 | Bakhtawarpura Phc | Glucometer | Model not available | 3000046028 | Functional | Others
50584 | Dispensary Adarsh Nagar City | Suction Machine | Model Not Available | 3000236235 | Functional | Others
50585 | Fakirwali Phc | Centrifuge Machine ( 4 Tube ) | Model not available | 3000048982 | Functional | Others
50586 | Machri Phc | Instrument Sterilizer | Model Not Available | 3000281440 | Functional | Others
50587 | Dispensary Adarsh Nagar City | SPHYGMOMANOMETER(BP APPRATUS) | MODEL NOT AVAILABLE | 3000236245 | Functional | Others
50588 | Fakirwali Phc | Sahlis HB Meter | Model not available | 3000048983 | Functional | Others
50589 | Machri Phc | Binocular Microscope | AMT 5A | 3000280001 | Functional | Others
50590 | Jaipuria Hospital Dh | Multi-Para Monitor | Model not available | M014E004268 | Functional | Schiller Healthcare India Pvt Ltd
50591 | Fakirwali Phc | Syringe Needle Destroyer | Model not available | 3000048953 | Functional | Others
50592 | Dabala Phc | Freezes | MODEL NOT AVAILABLE | 3000041060 | Functional | Others
50593 | Dabala Phc | Freezes | MODEL NOT AVAILABLE | 3000041069 | Functional | Others
50594 | Dabala Phc | Freezes | MODEL NOT AVAILABLE | 3000041075 | Functional | Others
50595 | Machri Phc | Centrifuge Machine ( 8 Tube) | Model Not Available | 3000280002 | Functional | Others
50596 | Fakirwali Phc | Syringe Needle Destroyer | Model not available | 3000048954 | Functional | Others
50597 | Jhadol S Chc | Centrifuge Machine ( 4 Tube ) | Remi 4C | 3000198290 | Functional | Others
50598 | Dispensary Adarsh Nagar City | Sahlis HB Meter | Model not available | 3000236243 | Functional | Others
50599 | Jaipuria Hospital Dh | Boyles Apparatus | MODEL NOT AVAILABLE | 156CC3200 | Functional | Others
50600 | Jamdoli Phc | SPHYGMOMANOMETER(BP APPRATUS) | MODEL NOT AVAILABLE | 130582055612105 | Functional | Others
50601 | Jaipuria Hospital Dh | Boyles Apparatus | JUPITER | 2001813 | Functional | Alleid Medical Limited
50602 | Dispensary Adarsh Nagar City | Glucometer | Model not available | 3000236242 | Functional | Others
50603 | Dispensary Adarsh Nagar City | Glucometer | Model not available | 3000236241 | Functional | Others
50604 | Dabala Phc | Radiant Heat Warmer | Model Not Available | 3000041061 | Functional | Others
50605 | Dabala Phc | Radiant Heat Warmer | Model Not Available | 3000041063 | Functional | Others
50606 | Dabala Phc | Radiant Heat Warmer | Model Not Available | 3000041065 | Functional | Others
50607 | Principal And Controller S N Medical Collage Jodhpur | Monocular Microscope | Monocular - M L W | 3000131565 | Functional | Others
50608 | Principal And Controller S N Medical Collage Jodhpur | Monocular Microscope | Monocular - M L W | 3000131564 | Functional | Others
50609 | Principal And Controller S N Medical Collage Jodhpur | Monocular Microscope | Monocular - M L W | 3000131563 | Functional | Others
50610 | Principal And Controller S N Medical Collage Jodhpur | Monocular Microscope | Monocular - M L W | 3000131149 | Functional | Others
50611 | Principal And Controller S N Medical Collage Jodhpur | Monocular Microscope | Monocular - M L W | 3000131150 | Functional | Others
50612 | Principal And Controller S N Medical Collage Jodhpur | Monocular Microscope | Monocular - M L W | 3000131151 | Functional | Others
50613 | Principal And Controller S N Medical Collage Jodhpur | Monocular Microscope | Monocular - M L W | 3000131152 | Functional | Others
50614 | Principal And Controller S N Medical Collage Jodhpur | Monocular Microscope | Monocular - M L W | 3000131153 | Functional | Others
50615 | Principal And Controller S N Medical Collage Jodhpur | Monocular Microscope | Monocular - M L W | 3000131154 | Functional | Others
50616 | Principal And Controller S N Medical Collage Jodhpur | Monocular Microscope | Monocular - M L W | 3000131155 | Functional | Others
50617 | Principal And Controller S N Medical Collage Jodhpur | Monocular Microscope | Monocular - M L W | 3000131156 | Functional | Others
50618 | Principal And Controller S N Medical Collage Jodhpur | Monocular Microscope | Monocular - M L W | 3000131157 | Functional | Others
50619 | Principal And Controller S N Medical Collage Jodhpur | Monocular Microscope | Monocular - M L W | 3000131158 | Functional | Others
50620 | Principal And Controller S N Medical Collage Jodhpur | Monocular Microscope | Monocular - M L W | 3000131159 | Functional | Others
50621 | Principal And Controller S N Medical Collage Jodhpur | Monocular Microscope | Monocular - M L W | 3000131160 | Functional | Others
50622 | Principal And Controller S N Medical Collage Jodhpur | Monocular Microscope | Monocular - M L W | 3000131161 | Functional | Others
50623 | Principal And Controller S N Medical Collage Jodhpur | Monocular Microscope | Monocular - M L W | 3000131162 | Functional | Others
50624 | Principal And Controller S N Medical Collage Jodhpur | Monocular Microscope | Monocular - M L W | 3000131163 | Functional | Others
50625 | Principal And Controller S N Medical Collage Jodhpur | Monocular Microscope | Monocular - M L W | 3000131164 | Functional | Others
50626 | Principal And Controller S N Medical Collage Jodhpur | Monocular Microscope | Monocular - M L W | 3000131165 | Functional | Others
50627 | Principal And Controller S N Medical Collage Jodhpur | Monocular Microscope | Monocular - M L W | 3000131166 | Functional | Others
50628 | Principal And Controller S N Medical Collage Jodhpur | Monocular Microscope | Monocular - M L W | 3000131167 | Functional | Others
50629 | Principal And Controller S N Medical Collage Jodhpur | Monocular Microscope | Monocular - M L W | 3000131168 | Functional | Others
50630 | Principal And Controller S N Medical Collage Jodhpur | Monocular Microscope | Monocular - M L W | 3000131169 | Functional | Others
50631 | Principal And Controller S N Medical Collage Jodhpur | Monocular Microscope | Monocular - M L W | 3000131170 | Functional | Others
50632 | Principal And Controller S N Medical Collage Jodhpur | Monocular Microscope | Monocular - M L W | 3000131171 | Functional | Others
50633 | Principal And Controller Sms Mc Jaipur | Monocular Microscope | Monocular - M L W | 3000265239 | Functional | Others
50634 | Principal And Controller Sms Mc Jaipur | Monocular Microscope | Monocular - M L W | 3000265240 | Functional | Others
50635 | Jamdoli Phc | Blood Bank Refrigerator | Model not available | 3.9041e+17 | Functional | Others
50636 | Pbm Medical College And Hospital | Blood Bank Refrigerator | Model not available | 3000045673 | Functional | Others
50637 | Pbm Medical College And Hospital | Blood Bank Refrigerator | Model not available | 3000045675 | Functional | Others
50638 | Pbm Medical College And Hospital | Blood Bank Refrigerator | Model not available | 3000045676 | Functional | Others
50639 | Pbm Medical College And Hospital | Blood Bank Refrigerator | Model not available | 3000045677 | Functional | Others
50640 | Jln Central Store Medical College | Keratometer | Model Not Available | 3000047926 | Functional | Others
50641 | Beermana Phc | SPHYGMOMANOMETER(BP APPRATUS) | MODEL NOT AVAILABLE | 3000041427 | Functional | Others
50642 | Beermana Phc | SPHYGMOMANOMETER(BP APPRATUS) | MODEL NOT AVAILABLE | 3000041428 | Functional | Others
50643 | Beermana Phc | SPHYGMOMANOMETER(BP APPRATUS) | MODEL NOT AVAILABLE | 36589 | Functional | Others
50644 | Pbm Medical College And Hospital | ELECTRIC OT TABLE | MODEL NOT AVAILABLE | 3000045674 | Functional | Others
50645 | Nahrawali Phc | Freezes | MODEL NOT AVAILABLE | 3000041627 | Functional | Others
50646 | Nahrawali Phc | Weighing Machine | MODEL NOT AVAILABLE | 3000041629 | Functional | Others
50647 | Nahrawali Phc | Weighing Machine | MODEL NOT AVAILABLE | 3000041630 | Functional | Others
50648 | Bhikodai Phc Jaisalmer | Radiant Heat Warmer | Zeal - RHW 2101A | 3000056630 | Functional | Others
50649 | Dabla Phc | Glucometer | Model not available | 3000125669 | Functional | Others
50650 | Jln Central Store Medical College | A Scan Ultrasonic Biometer | Model Not Available | 279A1 | Functional | Others
50651 | Dabla Phc | Glucometer | Model not available | 3000125670 | Functional | Others
50652 | Nahrawali Phc | Syringe Needle Destroyer | Model not available | 3000041633 | Functional | Others
50653 | Bhikodai Phc Jaisalmer | Spot Light ( Portable ) | Model Not Available | 3000056631 | Functional | Others
50654 | Nahrawali Phc | Fetal Doppler | MODEL NOT AVAILABLE | 3000041634 | Functional | Others
50655 | Nahrawali Phc | Suction Machine | Model Not Available | 3000041635 | Functional | Others
50656 | Pbm Medical College And Hospital | Syringe Needle Destroyer | Model not available | 3000045685 | Functional | Others
50657 | Pbm Medical College And Hospital | Syringe Needle Destroyer | Model not available | 3000045687 | Functional | Others
50658 | Jamdoli Phc | Weighing Machine | MODEL NOT AVAILABLE | 3000280576 | Functional | Others
50659 | Khanpur Phc | Monocular Microscope | Model not available | 3000242238 | Functional | Others
50660 | Jaipuria Hospital Dh | Instrument Sterilizer | Model Not Available | 11767 | Functional | Others
50661 | Kolyari Phc | Centrifuge Machine ( 4 Tube ) | Model not available | 3000204381 | Functional | Others
50662 | Jaguwas Phc | SPHYGMOMANOMETER(BP APPRATUS) | MODEL NOT AVAILABLE | 3000281210 | Functional | Others
50663 | Khinwasar Phc | Centrifuge Machine ( 4 Tube ) | Model not available | 3766 | Functional | Others
50664 | Pachpadara Chc | Binocular Microscope | PZB 22 | 3000122418 | Functional | Others
50665 | Chitawa Phc | Weighing Machine | MODEL NOT AVAILABLE | 2000028276 | Functional | Others
50666 | Manjhuwas Phc | Freezes | MODEL NOT AVAILABLE | 3000048918 | Functional | Others
50667 | Bansur Chc | Suction Machine | Supreme Plus | 3000281046 | Functional | Others
50668 | Manjhuwas Phc | Hemoglobin Analyzer | Model not available | 3000048939 | Functional | Others
50669 | Bansur Chc | Suction Machine | Supreme Plus | 3000281047 | Functional | Others
50670 | Chitawa Phc | Radiant Heat Warmer | Zeal - RHW 2101A | 2000028278 | Functional | Others
50671 | Manjhuwas Phc | Syringe Needle Destroyer | Model not available | 3000048941 | Functional | Others
50672 | Chitawa Phc | Baby Weighing Machine | Crown | 2000028279 | Functional | Others
50673 | Bhiwadi Chc | Syringe Needle Destroyer | Model not available | 3000281113 | Functional | Others
50674 | Payalakalan Phc | Centrifuge Machine ( 4 Tube ) | Model not available | 3000134713 | Functional | Others
50675 | Pbm Medical College And Hospital | Anesthesia Machine | MODEL NOT AVAILABLE | 3000045640 | Functional | Others
50676 | Pbm Medical College And Hospital | Anesthesia Machine | MODEL NOT AVAILABLE | 3000045641 | Functional | Others
50677 | Chitawa Phc | FOOT OPERATED SUCTION MACHINE | SU-101 | 2000028277 | Functional | Others
50678 | Bansur Chc | Baby Weighing Machine | Docbel Braun | 3000281051 | Functional | Others
50679 | Ghdhi Sawairam Chc | Binocular Microscope | Model Not Available | BE04G4E26002A5B70045 | Functional | Others
50680 | Nahrawali Phc | Ice lined refrigerator | Model Not Available | 3000041613 | Functional | Others
50681 | Pbm Medical College And Hospital | Blood Bank Refrigerator | Model not available | 2000035707 | Functional | Others
50682 | Pbm Medical College And Hospital | O.T. Light Single Dome | MODEL NOT AVAILABLE | 3000045648 | Functional | Others
50683 | Pbm Medical College And Hospital | O.T. Light Single Dome | MODEL NOT AVAILABLE | 3000045649 | Functional | Others
50684 | Pbm Medical College And Hospital | O.T. Light Single Dome | MODEL NOT AVAILABLE | 3000045650 | Functional | Others
50685 | Govindgarh Chc Alwar | SPHYGMOMANOMETER(BP APPRATUS) | MODEL NOT AVAILABLE | 61544 | Functional | Others
50686 | Dabala Phc | Radiant Heat Warmer | Model Not Available | 3000041068 | Functional | Others
50687 | Mirjewala Phc | Radiant Heat Warmer | Model Not Available | 3000048372 | Functional | Others
50688 | Machri Phc | Syringe Needle Destroyer | Microsil - ND350 | 3000280004 | Functional | Others
50689 | Surana Phc | Baby Weighing Machine | Model Not Available | 3000042230 | Functional | Others
50690 | Dispensary Adarsh Nagar City | Binocular Microscope | RXL-4B | 28906 | Functional | Others
50691 | Mirjewala Phc | Suction Machine | Model Not Available | 3000048373 | Functional | Others
50692 | Fakirwali Phc | Freezes | MODEL NOT AVAILABLE | 3000048979 | Functional | Others
50693 | Mirjewala Phc | Baby Weighing Machine | Model Not Available | 3000048374 | Functional | Others
50694 | Mirjewala Phc | Hemoglobin Analyzer | Model not available | 3000048375 | Functional | Others
50695 | Surnana Phc | Labour Table | Model Not Available | 3000042231 | Functional | Others
50696 | Surnana Phc | Labour Table | Model Not Available | 3000042233 | Functional | Others
50697 | Fakirwali Phc | Sahlis HB Meter | Model not available | 3000048984 | Functional | Others
50698 | Thikari Phc Alwar | SPHYGMOMANOMETER(BP APPRATUS) | MODEL NOT AVAILABLE | 280283 | Functional | Others
50699 | Jamdoli Phc | SPHYGMOMANOMETER(BP APPRATUS) | MODEL NOT AVAILABLE | 59503309 | Functional | Others
50700 | Surana Phc | Spot Light ( Portable ) | Model Not Available | 3000042232 | Functional | Others
50701 | Fakirwali Phc | Glucometer | Model not available | 3000048985 | Functional | Others
50702 | Mirjewala Phc | Autoclave | Model not available | 3000048376 | Functional | Others
50703 | Surana Phc | Syringe Needle Destroyer | Microsil ND-60 | 3000042236 | Functional | Others
50704 | Surana Phc | Syringe Needle Destroyer | Microsil ND-60 | 3000042238 | Functional | Others
50705 | Jhadol S Chc | Blood Bank Refrigerator | Model not available | BDI-4460 | Functional | Remi Electrotechnik Ltd
50706 | Jamdoli Phc | Weighing Machine | MODEL NOT AVAILABLE | 3000281213 | Functional | Others
50707 | Thikari Phc Alwar | Weighing Machine | Crown | 280284 | Functional | Others
50708 | Jhadol S Chc | Suction Machine | Model Not Available | 3000198295 | Functional | Others
50709 | Jhadol S Chc | Syringe Needle Destroyer | Nulife - Dots | NBSD0724706 | Functional | Others
50710 | Jhadol S Chc | Baby Weighing Machine | Model Not Available | 3000198300 | Functional | Others
50711 | Jhadol S Chc | Spot Light ( Portable ) | Model Not Available | 3000198301 | Functional | Others
50712 | Jhadol S Chc | Instrument Sterilizer | Model Not Available | 3222004 | Functional | Paras Enterprises
50713 | Principal And Controller S N Medical Collage Jodhpur | Monocular Microscope | Monocular - M L W | 3000131172 | Functional | Others
50714 | Principal And Controller S N Medical Collage Jodhpur | Monocular Microscope | Monocular - M L W | 3000131173 | Functional | Others
50715 | Principal And Controller S N Medical Collage Jodhpur | Monocular Microscope | Monocular - M L W | 3000131136 | Functional | Others
50716 | Principal And Controller S N Medical Collage Jodhpur | Monocular Microscope | Monocular - M L W | 3000131137 | Functional | Others
50717 | Principal And Controller S N Medical Collage Jodhpur | Monocular Microscope | Monocular - M L W | 3000131138 | Functional | Others
50718 | Principal And Controller S N Medical Collage Jodhpur | Monocular Microscope | Monocular - M L W | 3000131140 | Functional | Others
50719 | Principal And Controller S N Medical Collage Jodhpur | Monocular Microscope | Monocular - M L W | 3000131139 | Functional | Others
50720 | Ramsara Taal Phc | Baby Weighing Machine | Model Not Available | 3953 | Functional | Others
50721 | Gulabewala Phc | Freezes | MODEL NOT AVAILABLE | 3000048709 | Functional | Anand Medicaids Pvt Ltd
50722 | Satellite Hospital Shahpura Bhilwara | SPHYGMOMANOMETER(BP APPRATUS) | MODEL NOT AVAILABLE | 3000125252 | Functional | Others
50723 | Gulabewala Phc | Syringe Needle Destroyer | Model not available | 3000048711 | Functional | Anand Medicaids Pvt Ltd
50724 | Kharla Phc | SPHYGMOMANOMETER(BP APPRATUS) | MODEL NOT AVAILABLE | 3000048737 | Functional | Others
50725 | Kharla Phc | SPHYGMOMANOMETER(BP APPRATUS) | MODEL NOT AVAILABLE | 3000048785 | Functional | Others
50726 | Principal And Controller S N Medical Collage Jodhpur | Monocular Microscope | Monocular - M L W | 3000131141 | Functional | Others
50727 | Principal And Controller S N Medical Collage Jodhpur | Monocular Microscope | Monocular - M L W | 3000131142 | Functional | Others
50728 | Principal And Controller S N Medical Collage Jodhpur | Monocular Microscope | Monocular - M L W | 3000131143 | Functional | Others
50729 | Principal And Controller S N Medical Collage Jodhpur | Monocular Microscope | Monocular - M L W | 3000131144 | Functional | Others
50730 | Principal And Controller S N Medical Collage Jodhpur | Monocular Microscope | Monocular - M L W | 3000131145 | Functional | Others
50731 | Principal And Controller S N Medical Collage Jodhpur | Monocular Microscope | Monocular - M L W | 3000131135 | Functional | Others
50732 | Principal And Controller S N Medical Collage Jodhpur | Monocular Microscope | Monocular - M L W | 3000131146 | Functional | Others
50733 | Principal And Controller S N Medical Collage Jodhpur | Monocular Microscope | Monocular - M L W | 3000131147 | Functional | Others
50734 | Principal And Controller S N Medical Collage Jodhpur | Monocular Microscope | Monocular - M L W | 3000131148 | Functional | Others
50735 | Principal And Controller S N Medical Collage Jodhpur | Monocular Microscope | Monocular - M L W | 3000131134 | Functional | Others
50736 | Principal And Controller S N Medical Collage Jodhpur | Monocular Microscope | Monocular - M L W | 3000131533 | Functional | Others
50737 | Principal And Controller S N Medical Collage Jodhpur | Monocular Microscope | Monocular - M L W | 3000131534 | Functional | Others
50738 | Principal And Controller S N Medical Collage Jodhpur | Monocular Microscope | Monocular - M L W | 3000131535 | Functional | Others
50739 | Jln Central Store Medical College | A Scan Ultrasonic Biometer | Model Not Available | J73-010 | Functional | Others
50740 | Nahrawali Phc | Freezes | MODEL NOT AVAILABLE | 3000041637 | Functional | Others
50741 | Padru Phc | Syringe Needle Destroyer | Model not available | 715670 | Functional | Others
50742 | Pbm Medical College And Hospital | Blood Bank Refrigerator | Model not available | 3000045684 | Functional | Others
50743 | Pbm Medical College And Hospital | Blood Bank Refrigerator | Model not available | 3000045686 | Functional | Others
50744 | Principal And Controller Sms Mc Jaipur | Monocular Microscope | Model not available | 3000265241 | Functional | Others
50745 | Principal And Controller Sms Mc Jaipur | Monocular Microscope | Model not available | 3000265242 | Functional | Others
50746 | Principal And Controller Sms Mc Jaipur | Monocular Microscope | Model not available | 3000265243 | Functional | Others
50747 | Principal And Controller Sms Mc Jaipur | Monocular Microscope | Model not available | 3000265244 | Functional | Others
50748 | Principal And Controller Sms Mc Jaipur | Monocular Microscope | Model not available | 3000265245 | Functional | Others
50749 | Principal And Controller Sms Mc Jaipur | Monocular Microscope | Model not available | 3000265246 | Functional | Others
50750 | Principal And Controller Sms Mc Jaipur | Monocular Microscope | Model not available | 3000265247 | Functional | Others
50751 | Principal And Controller Sms Mc Jaipur | Monocular Microscope | Model not available | 3000265248 | Functional | Others
50752 | Principal And Controller Sms Mc Jaipur | Monocular Microscope | Model not available | 3000265249 | Functional | Others
50753 | Principal And Controller Sms Mc Jaipur | Monocular Microscope | Model not available | 3000265250 | Functional | Others
50754 | Principal And Controller Sms Mc Jaipur | Monocular Microscope | Model not available | 3000265251 | Functional | Others
50755 | Principal And Controller Sms Mc Jaipur | Monocular Microscope | Model not available | 3000265252 | Functional | Others
50756 | Principal And Controller Sms Mc Jaipur | Monocular Microscope | Model not available | 3000265253 | Functional | Others
50757 | Principal And Controller Sms Mc Jaipur | Monocular Microscope | Model not available | 3000265254 | Functional | Others
50758 | Principal And Controller Sms Mc Jaipur | Monocular Microscope | Model not available | 3000265255 | Functional | Others
50759 | Principal And Controller Sms Mc Jaipur | Monocular Microscope | Model not available | 3000265256 | Functional | Others
50760 | Principal And Controller Sms Mc Jaipur | Monocular Microscope | Model not available | 3000265257 | Functional | Others
50761 | Principal And Controller Sms Mc Jaipur | Monocular Microscope | Model not available | 3000265258 | Functional | Others
50762 | Principal And Controller Sms Mc Jaipur | Monocular Microscope | Model not available | 3000265259 | Functional | Others
50763 | Principal And Controller Sms Mc Jaipur | Monocular Microscope | Model not available | 3000265260 | Functional | Others
50764 | Principal And Controller Sms Mc Jaipur | Monocular Microscope | Model not available | 3000265261 | Functional | Others
50765 | Reni Chc | Autoclave | Model not available | 3000281334 | Functional | Others
50766 | Badakheda Phc | Instrument Sterilizer | Model Not Available | 236827 | Non Functional Not Repairable | Others
50767 | Satellite Hospital Shahpura Bhilwara | Centrifuge Machine ( 8 Tube) | Model Not Available | 3000125238 | Functional | Others
50768 | Toliyasar Phc | SPHYGMOMANOMETER(BP APPRATUS) | MODEL NOT AVAILABLE | 2000030879 | Functional | Others
50769 | Gangori Hospital | Spot Light ( Portable ) | Model Not Available | 30000139786 | Functional | Cognate India
50770 | Toliyasar Phc | Centrifuge Machine ( 4 Tube ) | Model not available | 2000030882 | Functional | Others
50771 | Gangori Hospital | Instrument Sterilizer | Model Not Available | 3000139829 | Functional | Others
50772 | Gangori Hospital | Instrument Sterilizer | Model Not Available | 3000139838 | Functional | Others
50773 | Gangori Hospital | Instrument Sterilizer | Model Not Available | 3000139851 | Functional | Others
50774 | Gangori Hospital | Instrument Sterilizer | Model Not Available | 3000139852 | Functional | Others
50775 | Jaipuria Hospital Dh | Weighing Machine | Crown | 3000089001 | Functional | Crown Digital Scales Inc
50776 | Jaipuria Hospital Dh | Weighing Machine | Crown | 3000089002 | Functional | Crown Digital Scales Inc
50777 | Jaipuria Hospital Dh | Weighing Machine | Crown | 3000089003 | Functional | Crown Digital Scales Inc
50778 | Jaipuria Hospital Dh | Weighing Machine | Crown | 3000089004 | Functional | Crown Digital Scales Inc
50779 | Jaipuria Hospital Dh | Weighing Machine | Crown | 3000089005 | Functional | Crown Digital Scales Inc
50780 | Jaipuria Hospital Dh | Weighing Machine | Crown | 3000089006 | Functional | Crown Digital Scales Inc
50781 | Jaipuria Hospital Dh | Weighing Machine | Crown | 3000089007 | Functional | Crown Digital Scales Inc
50782 | Jaipuria Hospital Dh | Weighing Machine | Crown | 3000089008 | Functional | Crown Digital Scales Inc
50783 | Toliyasar Phc | Syringe Needle Destroyer | Microsil ND-60 | 2000030884 | Functional | Others
50784 | Govt Hospital Sojat Sdh | Instrument Sterilizer | Model Not Available | 3000214756 | Functional | Others
50785 | Reni Chc | MTP Suction apparatus electrically operated | MODEL NOT AVAILABLE | 3000281336 | Functional | Cmho Supply
50786 | Toliyasar Phc | Glucometer | Easy Touch ET-101 | 2000030885 | Functional | Others
50787 | Gangori Hospital | FOGGING MACHINE | MODEL NOT AVAILABLE | 3000139779 | Functional | Others
50788 | Sekhsar Phc | Glucometer | Model not available | 2000030929 | Functional | Others
50789 | Reni Chc | Autoclave | Model not available | 3000281337 | Functional | Cmho Supply
50790 | Govt Hospital Sojat Sdh | Baby Weighing Machine | Model Not Available | 3000214757 | Functional | Others
50791 | Toliyasar Phc | Suction Machine | Model Not Available | 2000030889 | Functional | Others
50792 | Katariyasar Phc Bikaner | Labour Table | Model Not Available | 3000042044 | Functional | Others
50793 | Suin Phc | FOOT OPERATED SUCTION MACHINE | SU-101 | 3000045110 | Functional | Others
50794 | Suin Phc | Instrument Sterilizer | Model Not Available | 3000045112 | Functional | Others
50795 | Sojatroad Chc | Spot Light ( Portable ) | Model Not Available | 3002014964 | Functional | Others
50796 | Semali Phc Baran | SPHYGMOMANOMETER(BP APPRATUS) | Pagoda | 30002033549 | Functional | Elite Scientific Corporation
50797 | Khiyera Phc Bikaner | Baby Weighing Machine | SUVARANA | 2000035101 | Functional | Others
50798 | Suin Phc | Baby Weighing Machine | SUVARANA | 3000045114 | Functional | Others
50799 | Sojatroad Chc | Weighing Machine | MODEL NOT AVAILABLE | 3002014966 | Functional | Others
50800 | Sojatroad Chc | Instrument Sterilizer | Model Not Available | 3002014968 | Functional | Others
50801 | Gangori Hospital | Radiant Heat Warmer | Meditrin - Heat Warmer | 3000139689 | Functional | Others
50802 | Gangori Hospital | Radiant Heat Warmer | Meditrin - Heat Warmer | 3000139690 | Functional | Others
50803 | Gangori Hospital | Ultra Sonography (USG) & Colour Dopler Machine | MicroMaxx | 3000139476 | Functional | Others
50804 | Gangori Hospital | Ultra Sonography (USG) & Colour Dopler Machine | MicroMaxx | 3000139477 | Functional | Others
50805 | Gangori Hospital | Ultra Sonography (USG) & Colour Dopler Machine | MicroMaxx | 3000139478 | Functional | Others
50806 | Gangori Hospital | Ultra Sonography (USG) & Colour Dopler Machine | MicroMaxx | 3000139479 | Functional | Others
50807 | Kethawada Phc Bharatpur | Radiant Heat Warmer | Zeal - RHW 2101A | 236763 | Functional | Others
50808 | Sojatroad Chc | SPHYGMOMANOMETER(BP APPRATUS) | MODEL NOT AVAILABLE | 3000214972 | Functional | Others
50809 | Sojatroad Chc | SPHYGMOMANOMETER(BP APPRATUS) | MODEL NOT AVAILABLE | 3000214973 | Functional | Others
50810 | Sojatroad Chc | SPHYGMOMANOMETER(BP APPRATUS) | MODEL NOT AVAILABLE | 3000214974 | Functional | Others
50811 | Suin Phc | SPHYGMOMANOMETER(BP APPRATUS) | MODEL NOT AVAILABLE | 3000045126 | Functional | Others
50812 | Govt Hospital Sojat Sdh | Weighing Machine | MODEL NOT AVAILABLE | 3000214802 | Functional | Others
50813 | Dasudi Phc Bikaner | Weighing Machine | MODEL NOT AVAILABLE | 2000035049 | Functional | Others
50814 | Reni Chc | Blood Cell Counter - 3 part | Horiba - ABX Micros ES 60 | 3000281346 | Functional | Others
50815 | Reni Chc | Water Bath | Model not available | 1738 | Functional | Others
50816 | Phaliya Phc Baran | SPHYGMOMANOMETER(BP APPRATUS) | Pagoda | 3000203641 | Functional | Elite Scientific Corporation
50817 | Gangori Hospital | Ventilator | Model Not Available | 3000139917 | Functional | Others
50818 | Principal And Controller S N Medical Collage Jodhpur | Binocular Microscope | PZB 22 | 70851 | Functional | Others
50819 | Principal And Controller S N Medical Collage Jodhpur | Binocular Microscope | PZB 22 | 70974 | Functional | Others
50820 | Principal And Controller S N Medical Collage Jodhpur | Binocular Microscope | PZB 22 | 70973 | Functional | Others
50821 | Principal And Controller S N Medical Collage Jodhpur | Binocular Microscope | PZB 22 | 70847 | Functional | Others
50822 | Principal And Controller S N Medical Collage Jodhpur | Binocular Microscope | PZB 22 | 70850 | Functional | Others
50823 | Principal And Controller S N Medical Collage Jodhpur | Binocular Microscope | PZB 22 | 70960 | Functional | Others
50824 | Principal And Controller S N Medical Collage Jodhpur | Binocular Microscope | PZB 22 | 70845 | Functional | Others
50825 | Principal And Controller S N Medical Collage Jodhpur | Binocular Microscope | PZB 22 | 70935 | Functional | Others
50826 | Bhiknera Phc | Fetal Doppler | MODEL NOT AVAILABLE | 3000042266 | Functional | Others
50827 | Bhiknera Phc | Ice lined refrigerator | MK-144 | 3000042268 | Functional | Others
50828 | Kharla Phc | Syringe Needle Destroyer | Model not available | 3000048738 | Functional | Others
50829 | Kharla Phc | Syringe Needle Destroyer | Model not available | 28621 | Functional | Others
50830 | Bhiknera Phc | Freezes | MODEL NOT AVAILABLE | 3000042269 | Functional | Others
50831 | General Hospital Didwana | Radiant Heat Warmer | Model Not Available | 460 | Functional | Others
50832 | General Hospital Didwana | Radiant Heat Warmer | Model Not Available | NA19 | Functional | Others
50833 | General Hospital Didwana | Radiant Heat Warmer | Model Not Available | NA20 | Functional | Others
50834 | General Hospital Didwana | Radiant Heat Warmer | Model Not Available | 458590 | Functional | Others
50835 | General Hospital Didwana | Radiant Heat Warmer | Model Not Available | 6219 | Functional | Others
50836 | General Hospital Didwana | Radiant Heat Warmer | Model Not Available | 1440 | Functional | Others
50837 | General Hospital Didwana | Radiant Heat Warmer | Model Not Available | 609 | Functional | Others
50838 | Bhiknera Phc | Syringe Needle Destroyer | Model not available | 3000042281 | Functional | Others
50839 | Principal And Controller S N Medical Collage Jodhpur | Syringe Needle Destroyer | MRK | 3000131005 | Functional | Others
50840 | Principal And Controller S N Medical Collage Jodhpur | Syringe Needle Destroyer | MRK | 3000131004 | Functional | Others
50841 | Principal And Controller S N Medical Collage Jodhpur | Syringe Needle Destroyer | MRK | 3000131003 | Functional | Others
50842 | Principal And Controller S N Medical Collage Jodhpur | Syringe Needle Destroyer | MRK | 3000131002 | Functional | Others
50843 | Principal And Controller S N Medical Collage Jodhpur | Syringe Needle Destroyer | MRK | 3000131001 | Functional | Others
50844 | Principal And Controller S N Medical Collage Jodhpur | Syringe Needle Destroyer | MRK | 3000120435 | Functional | Others
50845 | Daulatgarh Phc | Glucometer | Model not available | 3000262365 | Functional | Others
50846 | Daulatgarh Phc | Baby Weighing Machine | Model Not Available | 3000262370 | Functional | Others
50847 | Khanpur Phc | Syringe Needle Destroyer | Model not available | 725225 | Functional | Others
50848 | Hathwari Phc | Syringe Needle Destroyer | Model not available | 3000242217 | Functional | Others
50849 | Hathwari Phc | Syringe Needle Destroyer | Model not available | 3000242220 | Functional | Others
50850 | Hathwari Phc | Binocular Microscope | Model Not Available | 3000242218 | Functional | Others
50851 | Kemri Phc | Ice lined refrigerator | HBD-116 | BCOHG4E200B2A750045 | Functional | Others
50852 | Kemri Phc | Ice lined refrigerator | HBD-116 | 3000218970 | Functional | Others
50853 | Hathwari Phc | Syringe Needle Destroyer | Model not available | 3000242223 | Functional | Others
50854 | Hathwari Phc | Syringe Needle Destroyer | Model not available | 3000242224 | Functional | Others
50855 | Hathwari Phc | Syringe Needle Destroyer | Model not available | 3000242225 | Functional | Others
50856 | Hathwari Phc | Syringe Needle Destroyer | Model not available | 3000242226 | Functional | Others
50857 | Baroli Phc | Baby Weighing Machine | Model Not Available | 3000242292 | Functional | Others
50858 | Jln Central Store Medical College | Blood Cell Counter - 5 part | Model not available | 66770 | Functional | Others
50859 | Gangapur Chc | Baby Weighing Machine | Model Not Available | 3000262079 | Functional | Others
50860 | Gangapur Chc | Labour Table | Model Not Available | 3000262081 | Functional | Others
50861 | Gurla Phc | SPHYGMOMANOMETER(BP APPRATUS) | MODEL NOT AVAILABLE | 3000125448 | Functional | Others
50862 | Todabhim Chc | Blood Bank Refrigerator | Model not available | 857 | Functional | Others
50863 | Baroli Phc | Binocular Microscope | Model Not Available | 3000242296 | Functional | Others
50864 | Gurla Phc | Weighing Machine | MODEL NOT AVAILABLE | 3000125447 | Functional | Others
50865 | Gurla Phc | Autoclave | Model not available | 3000125440 | Functional | Others
50866 | Todabhim Chc | X-Ray Viewer Box | Model Not Available | 856 | Functional | Others
50867 | Principal And Controller S N Medical Collage Jodhpur | SPHYGMOMANOMETER(BP APPRATUS) | Bhasin Sons | 3000131409 | Functional | Others
50868 | Principal And Controller S N Medical Collage Jodhpur | SPHYGMOMANOMETER(BP APPRATUS) | Bhasin Sons | 3000131408 | Functional | Others
50869 | Principal And Controller S N Medical Collage Jodhpur | SPHYGMOMANOMETER(BP APPRATUS) | Bhasin Sons | 3000131387 | Functional | Others
50870 | Principal And Controller S N Medical Collage Jodhpur | SPHYGMOMANOMETER(BP APPRATUS) | Bhasin Sons | 3000131384 | Functional | Others
50871 | Principal And Controller S N Medical Collage Jodhpur | SPHYGMOMANOMETER(BP APPRATUS) | Bhasin Sons | 3000131391 | Functional | Others
50872 | Padukhurd Phc | Sahlis HB Meter | Model not available | 2000036389 | Functional | Others
50873 | Padukhurd Phc | Sahlis HB Meter | Model not available | 2000036390 | Functional | Others
50874 | Padukhurd Phc | Sahlis HB Meter | Model not available | 2000036391 | Functional | Others
50875 | Padukhurd Phc | FOOT OPERATED SUCTION MACHINE | MODEL NOT AVAILABLE | 2000036392 | Functional | Others
50876 | Padukhurd Phc | FOOT OPERATED SUCTION MACHINE | MODEL NOT AVAILABLE | 2000036393 | Functional | Others
50877 | Padukhurd Phc | FOOT OPERATED SUCTION MACHINE | MODEL NOT AVAILABLE | 2000036394 | Functional | Others
50878 | Padukhurd Phc | FOOT OPERATED SUCTION MACHINE | MODEL NOT AVAILABLE | 2000036396 | Functional | Others
50879 | Padukhurd Phc | Labour Table | Model Not Available | 2000036397 | Functional | Others
50880 | Padukhurd Phc | Labour Table | Model Not Available | 2000036398 | Functional | Others
50881 | Padukhurd Phc | Labour Table | Model Not Available | 2000036399 | Functional | Others
50882 | Padukhurd Phc | Labour Table | Model Not Available | 2000036400 | Functional | Others
50883 | Padukhurd Phc | Labour Table | Model Not Available | 2000036401 | Functional | Others
50884 | Govt Hospital Kuchaman City | Blood Bank Refrigerator | Model not available | 2000028030 | Functional | Others
50885 | Govt Hospital Kuchaman City | Blood Bank Refrigerator | Model not available | 2000028031 | Functional | Others
50886 | Govt Hospital Kuchaman City | Blood Bank Refrigerator | Model not available | 2000028001 | Functional | Others
50887 | Govt Hospital Kuchaman City | Blood Bank Refrigerator | Model not available | 2000028002 | Functional | Others
50888 | Jaitaran Chc | Instrument Sterilizer | Model Not Available | 3000197976 | Functional | Others
50889 | Jaitaran Chc | Labour Table | Model Not Available | 3000197980 | Functional | Others
50890 | Jaitaran Chc | SPHYGMOMANOMETER(BP APPRATUS) | MODEL NOT AVAILABLE | 150200110070 | Functional | Others
50891 | Jaitaran Chc | VDRL Rotator (Rotor and Shaker) | Yorco - YSI 148 | 610637 | Functional | Others
50892 | Govt Hospital Kuchaman City | Suction Machine | Model Not Available | 2000028040 | Functional | Others
50893 | Govt Hospital Kuchaman City | Suction Machine | Model Not Available | 2000028041 | Functional | Others
50894 | Govt Hospital Kuchaman City | Suction Machine | Model Not Available | 200002842 | Functional | Others
50895 | Jaitaran Chc | Hemoglobin meter | HB 301 | 1342813054 | Functional | Others
50896 | Govt Hospital Kuchaman City | Glucometer | Model not available | 2000028045 | Functional | Others
50897 | Govt Hospital Kuchaman City | Glucometer | Model not available | 2000028044 | Functional | Others
50898 | Gangori Hospital | Ventilator | Model Not Available | 3000139918 | Functional | Others
50899 | Gangori Hospital | Ventilator | Model Not Available | 3000139530 | Functional | Others
50900 | Gangori Hospital | Ventilator | Model Not Available | 1154 | Functional | Others
50901 | Gangori Hospital | Ventilator | Model Not Available | 1156 | Functional | Others
50902 | Gangori Hospital | Ventilator | Model Not Available | 1096 | Functional | Others
50903 | Gangori Hospital | Ventilator | Model Not Available | 3043 | Functional | Others
50904 | Gangori Hospital | Ventilator | Model Not Available | 20135/21324 | Functional | Others
50905 | Gangori Hospital | Ventilator | Model Not Available | 52100577 | Functional | Others
50906 | Suin Phc | Glucometer | Model not available | 3000045129 | Functional | Others
50907 | Suin Phc | Micropipettes | MODEL NOT AVAILABLE | 3000045130 | Functional | Others
50908 | Reni Chc | Incubator | MODEL NOT AVAILABLE | 3000281348 | Functional | Others
50909 | Govt Hospital Sojat Sdh | Weighing Machine | MODEL NOT AVAILABLE | 3000214804 | Functional | Others
50910 | Gangori Hospital | Centrifuge Machine ( 16 Tube ) | Model not available | 3000139491 | Functional | Others
50911 | Gangori Hospital | Centrifuge Machine ( 16 Tube ) | Model not available | 3000139490 | Functional | Others
50912 | Gangori Hospital | Centrifuge Machine ( 16 Tube ) | Model not available | 3000139482 | Functional | Others
50913 | Gangori Hospital | Centrifuge Machine ( 16 Tube ) | Model not available | 3000139492 | Functional | Others
50914 | Suin Phc | Centrifuge Machine ( 8 Tube) | REMI - R303 | 3000045132 | Functional | Others
50915 | Govt Hospital Sojat Sdh | Weighing Machine | MODEL NOT AVAILABLE | 3000214805 | Functional | Others
50916 | Suin Phc | Syringe Needle Destroyer | Microsil ND-60 | 3000045133 | Functional | Others
50917 | Bagherikala Phc | Syringe Needle Destroyer | Model not available | 3000280346 | Functional | Others
50918 | Gangori Hospital | Spot Light ( Portable ) | Model Not Available | 3000139776 | Functional | Others
50919 | Gangori Hospital | Spot Light ( Portable ) | Model Not Available | 3000139777 | Functional | Others
50920 | Gangori Hospital | Spot Light ( Portable ) | Model Not Available | 3000139778 | Functional | Others
50921 | Gangori Hospital | Spot Light ( Portable ) | Model Not Available | 3000139786 | Functional | Others
50922 | Gangori Hospital | Spot Light ( Portable ) | Model Not Available | 3000139858 | Functional | Others
50923 | Gangori Hospital | Spot Light ( Portable ) | Model Not Available | 3000139859 | Functional | Others
50924 | Kusalpura Chc | Syringe Needle Destroyer | Nulife - Dots | NBSD725687 | Functional | Others
50925 | Kusalpura Chc | Syringe Needle Destroyer | Model not available | 3000214246 | Functional | Others
50926 | Kusalpura Chc | Semi Automated Chemistry Analyzer | Micro Lab - RX 50V | 3000214254 | Functional | Others
50927 | Kusalpura Chc | Instrument Sterilizer | Model Not Available | 3000214237 | Functional | Others
50928 | Kusalpura Chc | SPHYGMOMANOMETER(BP APPRATUS) | MODEL NOT AVAILABLE | 3000214236 | Functional | Others
50929 | Kusalpura Chc | SPHYGMOMANOMETER(BP APPRATUS) | MODEL NOT AVAILABLE | 3000214245 | Functional | Others
50930 | Kusalpura Chc | Phototherepy Unit | Fenam, Bilitron Sky 5006 | I-IJAK44270 | Functional | Others
50931 | Jawla Phc | Syringe Needle Destroyer | Model not available | 2000036119 | Functional | Others
50932 | Jawla Phc | Syringe Needle Destroyer | Model not available | 2000036120 | Functional | Others
50933 | Jawla Phc | Syringe Needle Destroyer | Model not available | 2000036121 | Functional | Others
50934 | Jawla Phc | Syringe Needle Destroyer | Model not available | 2000036122 | Functional | Others
50935 | Jawla Phc | Syringe Needle Destroyer | Model not available | 2000036123 | Functional | Others
50936 | Kusalpura Chc | Radiant Heat Warmer | Zeal - RHW 2101A | 3000214239 | Functional | Others
50937 | Jawla Phc | Blood Bank Refrigerator | Model not available | 2000036129 | Functional | Others
50938 | Jawla Phc | Blood Bank Refrigerator | Model not available | 2000036130 | Functional | Others
50939 | Jawla Phc | Autoclave | Model not available | 2000036136 | Functional | Others
50940 | Jawla Phc | Autoclave | Model not available | 2000036137 | Functional | Others
50941 | Jawla Phc | Autoclave | Model not available | 2000036138 | Functional | Others
50942 | Jawla Phc | Autoclave | Model not available | 2000036135 | Functional | Others
50943 | Bajuwala Phc Ganganager | Syringe Needle Destroyer | Model not available | 3000041056 | Functional | Ambica Surgicare
50944 | Kusalpura Chc | Blood Cell Counter - 3 part | Horiba - ABX Micros ES 60 | 304E8S0H05542 | Functional | Others
50945 | Bajuwala Phc Ganganager | Baby Weighing Machine | Model Not Available | 3000041058 | Functional | Anand Medicaids Pvt Ltd
50946 | Satellite Hospital Shahpura Bhilwara | Hydraulic Operation Table | MODEL NOT AVAILABLE | 3000125268 | Functional | Others
50947 | Satellite Hospital Shahpura Bhilwara | SPHYGMOMANOMETER(BP APPRATUS) | MODEL NOT AVAILABLE | 3000125270 | Functional | Others
50948 | Kharla Phc | Centrifuge Machine ( 4 Tube ) | Model not available | 3000048693 | Functional | Others
50949 | Maulasar Chc | Centrifuge Machine ( 12 Tube ) | Model Not Available | 4569 | Functional | Others
50950 | Jln Central Store Medical College | Streak Retinoscope | Model Not Available | 2000034030 | Functional | Others
50951 | Jln Central Store Medical College | Streak Retinoscope | Model Not Available | 2000034032 | Functional | Others
50952 | Todabhim Chc | Glucometer | Model not available | 3000138729 | Functional | Others
50953 | Gurla Phc | Blood Bank Refrigerator | Model not available | 3000125445 | Functional | Others
50954 | Jln Central Store Medical College | Streak Retinoscope | Model Not Available | 2000034031 | Functional | Others
50955 | Gurla Phc | Ice lined refrigerator | MK - 142 | 25000044 | Functional | Others
50956 | Todabhim Chc | Glucometer | SD Check Gold | MO3815EAD5775 | Functional | Others
50957 | Todabhim Chc | Glucometer | SD Check Gold | MOIE6AB390 | Functional | Others
50958 | Jln Central Store Medical College | Slit Lamp | APPASAMY | 3000047876 | Functional | Others
50959 | Gurla Phc | Spot Light ( Portable ) | Model Not Available | 3000125443 | Functional | Others
50960 | Jln Central Store Medical College | Slit Lamp | APPASAMY | 2000034035 | Functional | Others
50961 | Gurla Phc | Labour Table | Model Not Available | 3000125442 | Functional | Others
50962 | Todabhim Chc | Tube Sealer for Blood bags | Model Not Available | 884 | Functional | Others
50963 | Gurla Phc | Baby Weighing Machine | Model Not Available | 3000125441 | Functional | Others
50964 | Jln Central Store Medical College | Slit Lamp | APPASAMY | 2000034003 | Functional | Others
50965 | Todabhim Chc | Water Bath | Model not available | 3000138735 | Functional | Others
50966 | Gurla Phc | Syringe Needle Destroyer | Model not available | 3000125439 | Functional | Others
50967 | Gurla Phc | Hemoglobin meter | Model Not Available | 3000125436 | Functional | Others
50968 | Donari Phc Dholpur | Syringe Needle Destroyer | Model not available | 3000242311 | Functional | Others
50969 | Todabhim Chc | Blood Bank Refrigerator | Model not available | 0220/088 | Functional | Others
50970 | Todabhim Chc | Blood Bank Refrigerator | Model not available | 3000138737 | Functional | Others
50971 | Mandal Chc | Spot Light ( Portable ) | Model Not Available | 3000125356 | Functional | Others
50972 | Mandal Chc | Hot Air Oven | Model not available | 3000125357 | Functional | Others
50973 | Donari Phc Dholpur | Baby Weighing Machine | Model Not Available | 3000242312 | Functional | Others
50974 | Todabhim Chc | Centrifuge Machine ( 8 Tube) | Model Not Available | 3000138738 | Functional | Others
50975 | Mandal Chc | Blood Bank Refrigerator | Model not available | 24616711 | Functional | Others
50976 | Mandal Chc | Ice lined refrigerator | Model Not Available | 3000125350 | Functional | Others
50977 | Govt Hospital Kuchaman City | Glucometer | Model not available | 2000028046 | Functional | Others
50978 | Jaitaran Chc | SPHYGMOMANOMETER(BP APPRATUS) | MODEL NOT AVAILABLE | 2244 | Functional | Others
50979 | Jaitaran Chc | Spot Light ( Portable ) | Model Not Available | 3000202185 | Functional | Others
50980 | Khuri Phc | Syringe Needle Destroyer | Model not available | 6087 | Functional | Others
50981 | Khuri Phc | Syringe Needle Destroyer | Model not available | 6093 | Functional | Others
50982 | Khuri Phc | Syringe Needle Destroyer | Model not available | 6094 | Functional | Others
50983 | Bansur Chc | Syringe Needle Destroyer | Model not available | 3000281041 | Functional | Others
50984 | Rajakhera Chc | SPHYGMOMANOMETER(BP APPRATUS) | MODEL NOT AVAILABLE | 3000259142 | Non Functional Not Repairable | Others
50985 | Kolyari Phc | Binocular Microscope | Microlux - 16 | 3000204380 | Functional | Others
50986 | Bansur Chc | Radiant Heat Warmer | Model Not Available | 3000281043 | Functional | Others
50987 | Chitawa Phc | Syringe Needle Destroyer | Model not available | 2000028274 | Functional | Others
50988 | Pachpadara Chc | Freezes | MODEL NOT AVAILABLE | 3000122421 | Functional | Others
50989 | Manjhuwas Phc | Ice lined refrigerator | Model Not Available | 3000048917 | Functional | Others
50990 | Bansur Chc | Suction Machine | Model Not Available | 3000281044 | Functional | Others
50991 | Pachpadara Chc | Blood Cell Counter - 3 part | Horiba - ABX Micros ES 60 | 30001224217 | Functional | Others
50992 | Principal And Controller S N Medical Collage Jodhpur | Syringe Needle Destroyer | MRK | 3000131390 | Functional | Others
50993 | Principal And Controller S N Medical Collage Jodhpur | Syringe Needle Destroyer | MRK | 3000131381 | Functional | Others
50994 | Principal And Controller S N Medical Collage Jodhpur | Syringe Needle Destroyer | MRK | 3000131376 | Functional | Others
50995 | Principal And Controller S N Medical Collage Jodhpur | Syringe Needle Destroyer | MRK | 3000131373 | Functional | Others
50996 | Principal And Controller S N Medical Collage Jodhpur | Syringe Needle Destroyer | MRK | 3000131386 | Functional | Others
50997 | Principal And Controller S N Medical Collage Jodhpur | Syringe Needle Destroyer | MRK | 3000131402 | Functional | Others
50998 | Principal And Controller S N Medical Collage Jodhpur | Syringe Needle Destroyer | MRK | 3000131415 | Functional | Others
50999 | Rajakhera Chc | Radiant Heat Warmer | Model Not Available | 3000259147 | Functional | Others
51000 | Rajakhera Chc | Radiant Heat Warmer | Model Not Available | 3000259148 | Functional | Others
51001 | Rajakhera Chc | Radiant Heat Warmer | Model Not Available | 3000259149 | Functional | Others
51002 | Rajakhera Chc | Radiant Heat Warmer | Model Not Available | 3000259150 | Functional | Others
51003 | Jln Central Store Medical College | YAG Laser | Model Not Available | 289523 | Functional | Others
51004 | Radawas Phc | Incubator | MODEL NOT AVAILABLE | 2000022665 | Functional | Others
51005 | Radawas Phc | ESR Stand | Model not available | 2000022669 | Functional | Others
51006 | Radawas Phc | Micropipettes | MODEL NOT AVAILABLE | 2000022672 | Functional | Others
51007 | Radawas Phc | Baby Weighing Machine | Crown | 2000022678 | Functional | Others
51008 | Radawas Phc | Fetal Doppler | MODEL NOT AVAILABLE | 2000022686 | Functional | Others
51009 | Merta Road Phc | Radiant Heat Warmer | Model Not Available | 2000030030 | Functional | Others
51010 | Merta Road Phc | Radiant Heat Warmer | Model Not Available | 2000030031 | Functional | Others
51011 | Merta Road Phc | Radiant Heat Warmer | Model Not Available | 2000030032 | Functional | Others
51012 | Merta Road Phc | Radiant Heat Warmer | Model Not Available | 2000030033 | Functional | Others
51013 | Merta Road Phc | Radiant Heat Warmer | Model Not Available | 2000030034 | Functional | Others
51014 | Merta Road Phc | SPHYGMOMANOMETER(BP APPRATUS) | MODEL NOT AVAILABLE | 2000030040 | Functional | Others
51015 | Merta Road Phc | SPHYGMOMANOMETER(BP APPRATUS) | MODEL NOT AVAILABLE | 2000030041 | Functional | Others
51016 | Merta Road Phc | SPHYGMOMANOMETER(BP APPRATUS) | MODEL NOT AVAILABLE | 2000030042 | Functional | Others
51017 | Merta Road Phc | SPHYGMOMANOMETER(BP APPRATUS) | MODEL NOT AVAILABLE | 2000030043 | Functional | Others
51018 | Merta Road Phc | SPHYGMOMANOMETER(BP APPRATUS) | MODEL NOT AVAILABLE | 2000030045 | Functional | Others
51019 | City Dispensary Housing Board Colony | Freezes | MODEL NOT AVAILABLE | 3000124599 | Functional | Others
51020 | Unchaida Phc | Centrifuge Machine ( 12 Tube ) | Model Not Available | 2000030329 | Functional | Others
51021 | City Dispensary Housing Board Colony | Syringe Needle Destroyer | Model not available | 3000124600 | Functional | Others
51022 | Unchaida Phc | Binocular Microscope | Model Not Available | 2000030330 | Functional | Others
51023 | Unchaida Phc | Binocular Microscope | Model Not Available | 2000030331 | Functional | Others
51024 | Unchaida Phc | Glucometer | Model not available | 2000030332 | Functional | Others
51025 | Unchaida Phc | Glucometer | Model not available | 2000030333 | Functional | Others
51026 | Unchaida Phc | Sahlis HB Meter | Model not available | 2000030334 | Functional | Others
51027 | Unchaida Phc | Sahlis HB Meter | Model not available | 2000030335 | Functional | Others
51028 | Gangori Hospital | Spot Light ( Portable ) | Model Not Available | 3000139863 | Functional | Others
51029 | Maulasar Chc | Centrifuge Machine ( 12 Tube ) | Model Not Available | 45690 | Functional | Others
51030 | Maulasar Chc | Centrifuge Machine ( 12 Tube ) | Model Not Available | 6667 | Functional | Others
51031 | Maulasar Chc | Centrifuge Machine ( 12 Tube ) | Model Not Available | na15 | Functional | Others
51032 | Maulasar Chc | Centrifuge Machine ( 12 Tube ) | Model Not Available | na16 | Functional | Others
51033 | Maulasar Chc | Centrifuge Machine ( 12 Tube ) | Model Not Available | 4416 | Functional | Others
51034 | Maulasar Chc | Centrifuge Machine ( 12 Tube ) | Model Not Available | 257 | Functional | Others
51035 | Maulasar Chc | Centrifuge Machine ( 12 Tube ) | Model Not Available | 270 | Functional | Others
51036 | Maulasar Chc | Centrifuge Machine ( 12 Tube ) | Model Not Available | 506228 | Functional | Others
51037 | Keshar Desar Jatan Phc | SPHYGMOMANOMETER(BP APPRATUS) | MODEL NOT AVAILABLE | 2000030833 | Functional | Others
51038 | Keshar Desar Jatan Phc | SPHYGMOMANOMETER(BP APPRATUS) | MODEL NOT AVAILABLE | 2000030835 | Functional | Others
51039 | Takhatgarh Chc | Syringe Needle Destroyer | Microsil - ND350 | 5617 | Functional | Others
51040 | Satellite Hospital Shahpura Bhilwara | Baby Weighing Machine | Model Not Available | 3000125307 | Functional | Others
51041 | Maulasar Chc | Micropipettes | MODEL NOT AVAILABLE | 5839 | Functional | Others
51042 | Maulasar Chc | Micropipettes | MODEL NOT AVAILABLE | na17 | Functional | Others
51043 | Maulasar Chc | Micropipettes | MODEL NOT AVAILABLE | 11546 | Functional | Others
51044 | Maulasar Chc | Micropipettes | MODEL NOT AVAILABLE | 643 | Functional | Others
51045 | Maulasar Chc | Micropipettes | MODEL NOT AVAILABLE | 9892 | Functional | Others
51046 | Satellite Hospital Shahpura Bhilwara | Nebulizer | MODEL NOT AVAILABLE | 3000125308 | Functional | Others
51047 | Lalgarh Phc Ganganagar | Radiant Heat Warmer | Model Not Available | 3000048491 | Functional | Anand Medicaids Pvt Ltd
51048 | Principal And Controller S N Medical Collage Jodhpur | Neubaurs Chamber | GRG | 3774 | Functional | Others
51049 | Principal And Controller S N Medical Collage Jodhpur | Neubaurs Chamber | GRG | 3773 | Functional | Others
51050 | Takhatgarh Chc | Syringe Needle Destroyer | Model not available | 3000197781 | Functional | Others
51051 | Lalgarh Phc Ganganagar | Baby Weighing Machine | Model Not Available | 3000048493 | Functional | Anand Medicaids Pvt Ltd
51052 | Takhatgarh Chc | Blood Cell Counter - 3 part | Horiba - ABX Micros ES 60 | 304E8S0H05537 | Functional | Others
51053 | Takhatgarh Chc | Micropipettes | MODEL NOT AVAILABLE | 3000197787 | Functional | Others
51054 | Satellite Hospital Shahpura Bhilwara | Phototherepy Unit | MODEL NOT AVAILABLE | 3000125312 | Functional | Others
51055 | Mandal Chc | Nebulizer | MODEL NOT AVAILABLE | 133025074 | Functional | Others
51056 | Mandal Chc | ECG Machine (Single Channel) | Model Not Available | 3000125353 | Functional | Others
51057 | Mandal Chc | Fetal Doppler | MODEL NOT AVAILABLE | 3000125344 | Functional | Others
51058 | Mandal Chc | Labour Table | Model Not Available | 3000125345 | Functional | Others
51059 | Mandal Chc | Syringe Needle Destroyer | Microsil ND 20 | 26-300 | Functional | Others
51060 | Mandal Chc | STABILIZER | MODEL NOT AVAILABLE | 3000125340 | Functional | Others
51061 | Rattewala Phc | Fetal Doppler | MODEL NOT AVAILABLE | 3000048766 | Functional | Others
51062 | Rattewala Phc | Ice lined refrigerator | HBC-70 | 3000048775 | Functional | Others
51063 | Sakroda M Phc | Binocular Microscope | Model Not Available | 3000204920 | Functional | Mlw Intermed
51064 | Mandal Chc | Baby Weighing Machine | Model Not Available | 3000125343 | Functional | Others
51065 | Todabhim Chc | Glucometer | Model not available | 3000138757 | Functional | Others
51066 | Ajabgarh Phc | Ice lined refrigerator | MK-144 | 20032300424 | Functional | Vestfrost Solutions
51067 | Satellite Hospital Shahpura Bhilwara | Spot Light ( Portable ) | Model Not Available | 3000125283 | Functional | Others
51068 | Palkhedi Phc Alwar | Weighing Machine | MODEL NOT AVAILABLE | 2000021073 | Functional | Others
51069 | Rattewala Phc | Monocular Microscope | Model not available | 3000048762 | Functional | Others
51070 | Rattewala Phc | Monocular Microscope | Model not available | 25356 | Functional | Others
51071 | Kohrana Phc | Centrifuge Machine ( 8 Tube) | Model Not Available | 3000281785 | Functional | Others
51072 | Bhiwadi Chc | Baby Weighing Machine | Model Not Available | 3000281761 | Functional | Others
51073 | Todabhim Chc | SPHYGMOMANOMETER(BP APPRATUS) | MODEL NOT AVAILABLE | 98134425 | Functional | Others
51074 | Satellite Hospital Shahpura Bhilwara | Suction Machine | Model Not Available | 3000125286 | Functional | Others
51075 | Kohrana Phc | Hemoglobin meter | Model Not Available | 3000281789 | Functional | Others
51076 | Mandal Chc | Hemoglobin meter | Model Not Available | 3000125333 | Functional | Others
51077 | Kohrana Phc | Suction Machine | Model Not Available | 3000281791 | Functional | Cmho Supply
51078 | Bhiwadi Chc | Nebulizer | MODEL NOT AVAILABLE | 3000281109 | Functional | Others
51079 | Kherli Chc | Pulse Oxymeter | Model Not Available | 3000280874 | Functional | Others
51080 | Ajabgarh Phc | Suction Machine | Model Not Available | 3000281736 | Functional | Others
51081 | Bansur Chc | Phototherepy Unit | Fenam, Bilitron Sky 5006 | 3000281020 | Functional | Others
51082 | Dabaycha Phc Udaipur | SPHYGMOMANOMETER(BP APPRATUS) | MODEL NOT AVAILABLE | 2007024546 | Functional | Others
51083 | Jhjharpur Phc | Binocular Microscope | Model Not Available | 3000280464 | Functional | Others
51084 | Norangdesar Phc | Nebulizer | MODEL NOT AVAILABLE | 3000042054 | Functional | Others
51085 | Norangdesar Phc | Centrifuge Machine ( 8 Tube) | Model Not Available | 3000042056 | Functional | Others
51086 | Phagi Chc Jaipur2 | Binocular Microscope | RXL-4B | 3000222666 | Functional | Others
51087 | Phagi Chc Jaipur2 | Binocular Microscope | RXL-4B | 3000222665 | Functional | Others
51088 | Phagi Chc Jaipur2 | Binocular Microscope | RXL-4B | 3000222667 | Functional | Others
51089 | Rajakhera Chc | Radiant Heat Warmer | Model Not Available | 3000259151 | Functional | Others
51090 | Rajakhera Chc | Radiant Heat Warmer | Model Not Available | 3000259152 | Functional | Others
51091 | Manjhuwas Phc | Syringe Needle Destroyer | Model not available | 3000048934 | Functional | Others
51092 | Manjhuwas Phc | SPHYGMOMANOMETER(BP APPRATUS) | MODEL NOT AVAILABLE | 3000048935 | Functional | Others
51093 | Manjhuwas Phc | Freezes | MODEL NOT AVAILABLE | 3000048936 | Functional | Others
51094 | Beermana Phc | Baby Weighing Machine | Model Not Available | 3000046017 | Functional | Others
51095 | Beermana Phc | Baby Weighing Machine | Model Not Available | 3000046016 | Functional | Others
51096 | Beermana Phc | Baby Weighing Machine | Model Not Available | 68555 | Functional | Others
51097 | Beermana Phc | Baby Weighing Machine | Model Not Available | 3000041426 | Functional | Others
51098 | Beermana Phc | Baby Weighing Machine | Model Not Available | 3000041429 | Functional | Others
51099 | Beermana Phc | Baby Weighing Machine | Model Not Available | 3000041430 | Functional | Others
51100 | Manjhuwas Phc | Binocular Microscope | Model Not Available | 3000048940 | Functional | Others
51101 | Govindgarh Chc Alwar | Stethoscope | Model Not Available | 2530 | Functional | Others
51102 | Rajakhera Chc | Instrument Sterilizer | Model Not Available | 3000259131 | Functional | Others
51103 | Manjhuwas Phc | Centrifuge Machine ( 4 Tube ) | Model not available | 3000048942 | Functional | Others
51104 | Payalakalan Phc | Freezes | MODEL NOT AVAILABLE | 3000134710 | Functional | Others
51105 | Govindgarh Chc Alwar | SPHYGMOMANOMETER(BP APPRATUS) | MODEL NOT AVAILABLE | 3000281164 | Functional | Others
51106 | Manjhuwas Phc | Freezes | MODEL NOT AVAILABLE | 3000048944 | Functional | Others
51107 | Gangori Hospital | Anesthesia Machine | Jupiter 200 | 3000139801 | Functional | Others
51108 | Govt Hospital Sojat Sdh | ECG Machine (Single Channel) | BPL - Cardiart 108T | CGMJ9K102-60 | Functional | Bpl Medical Technologies
51109 | Musaliya Phc Pali | Fetal Doppler | MODEL NOT AVAILABLE | FD2D140812118 | Functional | Others
51110 | Musaliya Phc Pali | Baby Weighing Machine | Model Not Available | 3000202594 | Functional | Others
51111 | Gothan Chc | Sahlis HB Meter | Model not available | 2000030089 | Functional | Others
51112 | Gothan Chc | Sahlis HB Meter | Model not available | 2000030090 | Functional | Others
51113 | Gothan Chc | Sahlis HB Meter | Model not available | 2000030091 | Functional | Others
51114 | Gothan Chc | Sahlis HB Meter | Model not available | 2000030092 | Functional | Others
51115 | Gothan Chc | Sahlis HB Meter | Model not available | 2000030093 | Functional | Others
51116 | Gothan Chc | Radiant Heat Warmer | Model Not Available | 2000030094 | Functional | Others
51117 | Gothan Chc | Radiant Heat Warmer | Model Not Available | 2000030095 | Functional | Others
51118 | Gothan Chc | Radiant Heat Warmer | Model Not Available | 2000030096 | Functional | Others
51119 | Gothan Chc | Baby Weighing Machine | Model Not Available | 2000030099 | Functional | Others
51120 | Gothan Chc | Baby Weighing Machine | Model Not Available | 2000030100 | Functional | Others
51121 | Gothan Chc | Baby Weighing Machine | Model Not Available | 2000030101 | Functional | Others
51122 | Gothan Chc | Baby Weighing Machine | Model Not Available | 2000030102 | Functional | Others
51123 | Gothan Chc | Baby Weighing Machine | Model Not Available | 2000030103 | Functional | Others
51124 | Musaliya Phc Pali | Freezes | MODEL NOT AVAILABLE | 3000202614 | Functional | Others
51125 | Gothan Chc | Ice lined refrigerator | Model Not Available | 2000030104 | Functional | Others
51126 | Gothan Chc | Ice lined refrigerator | Model Not Available | 2000030105 | Functional | Others
51127 | Gothan Chc | Ice lined refrigerator | Model Not Available | 2000030108 | Functional | Others
51128 | Musaliya Phc Pali | Spot Light ( Portable ) | Model Not Available | 3000202598 | Functional | Others
51129 | Musaliya Phc Pali | Syringe Needle Destroyer | Microsil ND 20 | 3000202616 | Functional | Others
51130 | Gothan Chc | Blood Bank Refrigerator | Model not available | 2000036089 | Functional | Others
51131 | Gothan Chc | Blood Bank Refrigerator | Model not available | 2000036090 | Functional | Others
51132 | Gothan Chc | Blood Bank Refrigerator | Model not available | 2000036091 | Functional | Others
51133 | Satellite Hospital Shahpura Bhilwara | Phototherepy Unit | MODEL NOT AVAILABLE | 3000125313 | Functional | Others
51134 | Satellite Hospital Shahpura Bhilwara | Phototherepy Unit | MODEL NOT AVAILABLE | 3000125310 | Functional | Others
51135 | Takhatgarh Chc | Micropipettes | MODEL NOT AVAILABLE | 290574 | Functional | Others
51136 | Lalgarh Phc Ganganagar | Freezes | MODEL NOT AVAILABLE | 3000048497 | Functional | Anand Medicaids Pvt Ltd
51137 | Satellite Hospital Shahpura Bhilwara | Radiant Heat Warmer | Model Not Available | 3000125315 | Functional | Others
51138 | Keshar Desar Jatan Phc | Fetal Doppler | MODEL NOT AVAILABLE | 2000030841 | Functional | Others
51139 | Takhatgarh Chc | Micropipettes | MODEL NOT AVAILABLE | 3000197789 | Functional | Others
51140 | Lalgarh Phc Ganganagar | Ice lined refrigerator | Model Not Available | 3000048978 | Functional | Anand Medicaids Pvt Ltd
51141 | Keshar Desar Jatan Phc | Instrument Sterilizer | Model Not Available | 2000030842 | Functional | Others
51142 | Lalgarh Phc Ganganagar | Weighing Machine | MODEL NOT AVAILABLE | 3000048499 | Functional | Anand Medicaids Pvt Ltd
51143 | Takhatgarh Chc | Syringe Needle Destroyer | Model not available | 3000197791 | Functional | Others
51144 | Principal And Controller S N Medical Collage Jodhpur | Hot Air Oven | Model not available | 3000120288 | Functional | Others
51145 | Principal And Controller S N Medical Collage Jodhpur | Hot Air Oven | Model not available | 3000120289 | Functional | Others
51146 | Principal And Controller S N Medical Collage Jodhpur | Hot Air Oven | Model not available | 3000120336 | Functional | Others
51147 | Principal And Controller S N Medical Collage Jodhpur | Hot Air Oven | Model not available | 3000120353 | Functional | Others
51148 | Keshar Desar Jatan Phc | Weighing Machine | MODEL NOT AVAILABLE | 2000030843 | Functional | Others
51149 | Maulasar Chc | SPHYGMOMANOMETER(BP APPRATUS) | MODEL NOT AVAILABLE | na20 | Functional | Others
51150 | Maulasar Chc | SPHYGMOMANOMETER(BP APPRATUS) | MODEL NOT AVAILABLE | 279751 | Functional | Others
51151 | Maulasar Chc | SPHYGMOMANOMETER(BP APPRATUS) | MODEL NOT AVAILABLE | na21 | Functional | Others
51152 | Maulasar Chc | SPHYGMOMANOMETER(BP APPRATUS) | MODEL NOT AVAILABLE | 12005354 | Functional | Others
51153 | Maulasar Chc | SPHYGMOMANOMETER(BP APPRATUS) | MODEL NOT AVAILABLE | 120005354 | Functional | Others
51154 | Maulasar Chc | SPHYGMOMANOMETER(BP APPRATUS) | MODEL NOT AVAILABLE | 94/06 | Functional | Others
51155 | Maulasar Chc | SPHYGMOMANOMETER(BP APPRATUS) | MODEL NOT AVAILABLE | na22 | Functional | Others
51156 | Maulasar Chc | SPHYGMOMANOMETER(BP APPRATUS) | MODEL NOT AVAILABLE | 445 | Functional | Others
51157 | Lalgarh Phc Ganganagar | SPHYGMOMANOMETER(BP APPRATUS) | MODEL NOT AVAILABLE | 3000048500 | Functional | Anand Medicaids Pvt Ltd
51158 | Takhatgarh Chc | Hemoglobin meter | Model Not Available | 3000197792 | Functional | Others
51159 | Dugoli Phc | FOOT OPERATED SUCTION MACHINE | MODEL NOT AVAILABLE | 2000036657 | Functional | Others
51160 | Kherli Chc | Baby Weighing Machine | Crown | 3000280875 | Functional | Others
51161 | Ajabgarh Phc | Autoclave | Model not available | 44642009 | Functional | Others
51162 | Rawla Phc | Syringe Needle Destroyer | Model not available | 3000041548 | Functional | Others
51163 | Dugoli Phc | Radiant Heat Warmer | Meditrin - Heat Warmer | 2000036658 | Functional | Others
51164 | Jaipuria Hospital Dh | Instrument Sterilizer | Model Not Available | 3000089057 | Functional | Others
51165 | Rawla Phc | Binocular Microscope | Model Not Available | 3000041549 | Functional | Others
51166 | Rajakhera Chc | ECG Machine (Single Channel) | Model Not Available | 3000259118 | Functional | Others
51167 | Rawla Phc | Micropipettes | MODEL NOT AVAILABLE | 3000041555 | Functional | Others
51168 | Rajakhera Chc | Semi Automated Chemistry Analyzer | Model not Available | 3000259120 | Functional | Others
51169 | Jaguwas Phc | Binocular Microscope | Model Not Available | 3000281261 | Functional | Others
51170 | Kohrana Phc | SPHYGMOMANOMETER(BP APPRATUS) | MODEL NOT AVAILABLE | 3000281793 | Functional | Others
51171 | Kohrana Phc | SPHYGMOMANOMETER(BP APPRATUS) | MODEL NOT AVAILABLE | 3000281794 | Functional | Others
51172 | Rawla Phc | Suction Machine | Model Not Available | 3000041560 | Functional | Others
51173 | Satellite Hospital Shahpura Bhilwara | Autoclave | Model not available | 3000125279 | Functional | Others
51174 | Jaipuria Hospital Dh | Autorefractometer with Keratometer | Model Not Available | 3000089056 | Functional | Others
51175 | Kohrana Phc | SPHYGMOMANOMETER(BP APPRATUS) | MODEL NOT AVAILABLE | 3000281795 | Functional | Others
51176 | Kherli Chc | Centrifuge Machine ( 8 Tube) | REMI - R 8C | 3000284119 | Functional | Others
51177 | Jaguwas Phc | Ice lined refrigerator | Model Not Available | 3000281202 | Functional | Others
51178 | Sindhari Chc | Phototherepy Unit | MODEL NOT AVAILABLE | 3000122107 | Functional | Others
51179 | Jaguwas Phc | Baby Weighing Machine | Model Not Available | 3000281203 | Functional | Others
51180 | Satellite Hospital Shahpura Bhilwara | Spot Light ( Portable ) | Model Not Available | 3000125280 | Functional | Others
51181 | Satellite Hospital Shahpura Bhilwara | Syringe Needle Destroyer | Model not available | 3000125281 | Functional | Others
51182 | Mohamad Phalasiya Phc | Freezes | MODEL NOT AVAILABLE | 3000204400 | Functional | Others
51183 | Jaguwas Phc | Weighing Machine | MODEL NOT AVAILABLE | 3000281204 | Functional | Others
51184 | Gagradu Phc | Baby Weighing Machine | Model Not Available | 3000139989 | Functional | Others
51185 | Kherli Chc | Binocular Microscope | Model Not Available | 3000284116 | Functional | Others
51186 | Mandal Chc | Suction Machine | Model Not Available | 3000125359 | Functional | Others
51187 | Jln Central Store Medical College | Ophthalmoscope | Model Not Available | 2000034026 | Functional | Others
51188 | Rajakhera Chc | Syringe Infusion Pump | Model not available | 3000259135 | Non Functional Not Repairable | Others
51189 | Mandal Chc | FOGGING MACHINE | MODEL NOT AVAILABLE | 3000125360 | Functional | Others
51190 | Jln Central Store Medical College | Ophthalmoscope | Model Not Available | 2000034027 | Functional | Others
51191 | Mandal Chc | STABILIZER | MODEL NOT AVAILABLE | 3000125361 | Functional | Others
51192 | Rajakhera Chc | Syringe Infusion Pump | Model not available | 3000259137 | Functional | Others
51193 | Rajakhera Chc | Syringe Infusion Pump | Model not available | 3000259138 | Functional | Others
51194 | Rajakhera Chc | Radiant Heat Warmer | Model Not Available | 3000259136 | Functional | Others
51195 | Rajakhera Chc | Syringe Needle Destroyer | Model not available | 3000259144 | Functional | Others
51196 | Dispensary Partab Nagar Sec 6 City | Syringe Needle Destroyer | Model not available | 2000024256 | Functional | Others
51197 | Rampur Chc | Hemoglobin Analyzer | Model not available | 3000281055 | Functional | Others
51198 | Pbm Medical College And Hospital | Ventilator | Model Not Available | 2000035649 | Functional | Others
51199 | Jat Bahror Phc | SPHYGMOMANOMETER(BP APPRATUS) | MODEL NOT AVAILABLE | 3000280778 | Functional | Others
51200 | Jat Bahror Phc | SPHYGMOMANOMETER(BP APPRATUS) | MODEL NOT AVAILABLE | 3000280779 | Functional | Others
51201 | Sub District Hospital Gangapur City | Nebulizer | MODEL NOT AVAILABLE | 813 | Functional | Others
51202 | 5 Ll Phc Ganganagar | Labour Table | Model Not Available | 3000048398 | Functional | Others
51203 | Gingla Chc | Radiant Heat Warmer | Model Not Available | 3000198345 | Functional | Zeal Medical Pvt Ltd
51204 | Sub District Hospital Gangapur City | Suction Machine | Model Not Available | 3000084461 | Functional | Others
51205 | Mozmabad Phc | Glucometer | Model not available | 3000139927 | Functional | Others
51206 | Mozmabad Phc | Glucometer | Model not available | 21510571 | Functional | Others
51207 | Koni Phc | SPHYGMOMANOMETER(BP APPRATUS) | MODEL NOT AVAILABLE | 300048639 | Functional | Others
51208 | Koni Phc | SPHYGMOMANOMETER(BP APPRATUS) | MODEL NOT AVAILABLE | 300048370 | Functional | Others
51209 | Jaipuria Hospital Dh | Centrifuge Machine (24 Tubes) | R-8C DX | DBLC4125 | Non Functional Not Repairable | Remi Electrotechnik Ltd
51210 | Sub District Hospital Gangapur City | Nebulizer | MODEL NOT AVAILABLE | 2006 | Functional | Others
51211 | Sub District Hospital Gangapur City | Nebulizer | MODEL NOT AVAILABLE | 44210 | Functional | Others
51212 | Gingla Chc | Instrument Sterilizer | Model Not Available | 0 | Functional | Others
51213 | Gothan Chc | Blood Bank Refrigerator | Model not available | 2000036092 | Functional | Others
51214 | Gothan Chc | Glucometer | Model not available | 2000036093 | Functional | Others
51215 | Gothan Chc | Glucometer | Model not available | 2000036094 | Functional | Others
51216 | Gothan Chc | Glucometer | Model not available | 2000036095 | Functional | Others
51217 | Gothan Chc | Binocular Microscope | Model Not Available | 2000036096 | Functional | Others
51218 | Gothan Chc | Binocular Microscope | Model Not Available | 2000036097 | Functional | Others
51219 | Gothan Chc | Binocular Microscope | Model Not Available | 2000036098 | Functional | Others
51220 | Satellite Hospital Shahpura Bhilwara | Urine Test Strip Analyzer | Model Not Available | 3000125240 | Functional | Others
51221 | Sekhsar Phc | Monocular Microscope | Model not available | 2000030930 | Functional | Others
51222 | Sekhsar Phc | Sahlis HB Meter | Model not available | 2000030931 | Functional | Others
51223 | Toliyasar Phc | Radiant Heat Warmer | Meditrin - Heat Warmer | 2000030890 | Functional | Others
51224 | Peeplad Phc | Baby Weighing Machine | Model Not Available | 2000036103 | Functional | Others
51225 | Peeplad Phc | Baby Weighing Machine | Model Not Available | 2000036104 | Functional | Others
51226 | Peeplad Phc | Baby Weighing Machine | Model Not Available | 2000036105 | Functional | Others
51227 | Peeplad Phc | Baby Weighing Machine | Model Not Available | 2000036106 | Functional | Others
51228 | Padukhurd Phc | Autoclave | Model not available | 2000036407 | Functional | Others
51229 | Padukhurd Phc | Autoclave | Model not available | 2000036410 | Functional | Others
51230 | Padukhurd Phc | Autoclave | Model not available | 2000036411 | Functional | Others
51231 | Meethri Ladnu Phc | Baby Weighing Machine | Model Not Available | 2000028375 | Functional | Others
51232 | Meethri Ladnu Phc | Baby Weighing Machine | Model Not Available | 2000028376 | Functional | Others
51233 | Meethri Ladnu Phc | Baby Weighing Machine | Model Not Available | 2000028377 | Functional | Others
51234 | Meethri Ladnu Phc | Baby Weighing Machine | Model Not Available | 2000028378 | Functional | Others
51235 | Jaitaran Chc | Hemoglobin meter | Model Not Available | 3000197988 | Functional | Others
51236 | Jaitaran Chc | Blood Cell Counter - 3 part | Horiba - ABX Micros ES 60 | 304E8S0H05543 | Functional | Others
51237 | Govt Hospital Kuchaman City | Radiant Heat Warmer | Model Not Available | 2000028033 | Functional | Others
51238 | Govt Hospital Kuchaman City | Radiant Heat Warmer | Model Not Available | 2000028034 | Functional | Others
51239 | Satellite Hospital Shahpura Bhilwara | Instrument Sterilizer | Model Not Available | 3000125299 | Functional | Others
51240 | Takhatgarh Chc | Hydraulic Operation Table | MODEL NOT AVAILABLE | 3000197800 | Functional | Others
51241 | Principal And Controller S N Medical Collage Jodhpur | Autoclave | Model not available | 3000120285 | Functional | Others
51242 | Principal And Controller S N Medical Collage Jodhpur | Autoclave | Model not available | 920176 | Functional | Others
51243 | Principal And Controller S N Medical Collage Jodhpur | Autoclave | Model not available | MZ04041 | Functional | Others
51244 | Takhatgarh Chc | ELECTRIC OT TABLE | MODEL NOT AVAILABLE | 3000197801 | Functional | Others
51245 | Takhatgarh Chc | Syringe Needle Destroyer | Model not available | 3000197804 | Functional | Others
51246 | Kerap Phc | Freezes | MODEL NOT AVAILABLE | 14757 | Functional | Others
51247 | Kerap Phc | Freezes | MODEL NOT AVAILABLE | na042 | Functional | Others
51248 | Takhatgarh Chc | SPHYGMOMANOMETER(BP APPRATUS) | MODEL NOT AVAILABLE | 41722 | Functional | Others
51249 | Kerap Phc | Binocular Microscope | Model Not Available | 28118 | Functional | Others
51250 | Kerap Phc | Binocular Microscope | Model Not Available | na23 | Functional | Others
51251 | Kerap Phc | Binocular Microscope | Model Not Available | na24 | Functional | Others
51252 | Kerap Phc | Binocular Microscope | Model Not Available | na25 | Functional | Others
51253 | Kerap Phc | Glucometer | Model not available | na30 | Functional | Others
51254 | Kerap Phc | Glucometer | Model not available | 1174 | Functional | Others
51255 | Kerap Phc | Glucometer | Model not available | 1206-13 | Functional | Others
51256 | Kerap Phc | Glucometer | Model not available | na31 | Functional | Others
51257 | Kerap Phc | Glucometer | Model not available | na32 | Functional | Others
51258 | Kharla Phc | Suction Machine | Model Not Available | 3000048781 | Functional | Others
51259 | Satellite Hospital Shahpura Bhilwara | SPHYGMOMANOMETER(BP APPRATUS) | MODEL NOT AVAILABLE | 3000125301 | Functional | Others
51260 | Ledy Phc | Instrument Sterilizer | Model Not Available | 2000036768 | Functional | Others
51261 | Ledy Phc | Instrument Sterilizer | Model Not Available | 2000036769 | Functional | Others
51262 | Ledy Phc | Instrument Sterilizer | Model Not Available | 2000036770 | Functional | Others
51263 | Gangori Hospital | Phototherepy Unit | MODEL NOT AVAILABLE | 3000139525 | Functional | Others
51264 | Gangori Hospital | Phototherepy Unit | MODEL NOT AVAILABLE | 3000139526 | Functional | Others
51265 | Todabhim Chc | Semi Automated Chemistry Analyzer | CPC - STAT FAX 3300 | 3000138721 | Functional | Others
51266 | Baroli Phc | SPHYGMOMANOMETER(BP APPRATUS) | MODEL NOT AVAILABLE | 278700 | Functional | Others
51267 | Todabhim Chc | VDRL Rotator (Rotor and Shaker) | Model Not Available | 705 | Functional | Cmho Supply
51268 | Jln Central Store Medical College | Slit Lamp | APPASAMY | 2000034018 | Functional | Others
51269 | Gurla Phc | Centrifuge Machine ( 8 Tube) | REMI - R303 | 3000125438 | Functional | Others
51270 | Donari Phc Dholpur | SPHYGMOMANOMETER(BP APPRATUS) | MODEL NOT AVAILABLE | 3000242309 | Functional | Others
51271 | Gurla Phc | Binocular Microscope | Model Not Available | 3000125437 | Functional | Others
51272 | Donari Phc Dholpur | FOOT OPERATED SUCTION MACHINE | MODEL NOT AVAILABLE | 3000242310 | Functional | Others
51273 | Mandal Chc | Autoclave | Model not available | 3000125354 | Functional | Others
51274 | Mandal Chc | Freezes | MODEL NOT AVAILABLE | 3000125355 | Functional | Others
51275 | Mandal Chc | Anesthesia Machine | MODEL NOT AVAILABLE | 3000125358 | Functional | Others
51276 | Mandal Chc | Blood Bank Refrigerator | Model not available | 3000125349 | Functional | Others
51277 | Jln Central Store Medical College | Ophthalmoscope | Model Not Available | 2000034025 | Functional | Others
51278 | Jaguwas Phc | Syringe Needle Destroyer | Model not available | 3000281205 | Functional | Others
51279 | Sindhari Chc | Radiant Heat Warmer | Model Not Available | 3000122099 | Functional | Others
51280 | Rawla Phc | Freezes | MODEL NOT AVAILABLE | 3000041564 | Functional | Others
51281 | Rawla Phc | Freezes | MODEL NOT AVAILABLE | 3000041565 | Functional | Others
51282 | Sindhari Chc | Suction Machine | Model Not Available | 3000122101 | Functional | Others
51283 | Gagradu Phc | Autoclave | Model not available | 3000139990 | Functional | Others
51284 | Rajakhera Chc | Binocular Microscope | Model Not Available | 3000259122 | Functional | Others
51285 | Rajakhera Chc | Binocular Microscope | Model Not Available | 3000259123 | Functional | Others
51286 | Dhaba Phc | Suction Machine | Model Not Available | 3000041780 | Functional | Others
51287 | Rawla Phc | 100mA X-Ray Machine | Model not available | 3000041568 | Functional | Others
51288 | Rawla Phc | 100mA X-Ray Machine | Model not available | 3000041570 | Functional | Others
51289 | Gagradu Phc | Ice lined refrigerator | Model Not Available | 3000139991 | Functional | Others
51290 | Gagradu Phc | Ice lined refrigerator | Model Not Available | 3000139992 | Functional | Others
51291 | Principal And Controller S N Medical Collage Jodhpur | SPHYGMOMANOMETER(BP APPRATUS) | Bhasin Sons | 3000131383 | Functional | Others
51292 | Principal And Controller S N Medical Collage Jodhpur | SPHYGMOMANOMETER(BP APPRATUS) | Bhasin Sons | 3000131380 | Functional | Others
51293 | Principal And Controller S N Medical Collage Jodhpur | SPHYGMOMANOMETER(BP APPRATUS) | Bhasin Sons | 3000131412 | Functional | Others
51294 | Barsalpur Phc | SPHYGMOMANOMETER(BP APPRATUS) | MODEL NOT AVAILABLE | 2000035078 | Functional | Others
51295 | Barsalpur Phc | Blood Bank Refrigerator | Model not available | 2000035079 | Functional | Others
51296 | Barsalpur Phc | Ice lined refrigerator | HBC-70 | 2000035080 | Functional | Others
51297 | Samdari Chc | Baby Weighing Machine | Model Not Available | 3000134615 | Functional | Others
51298 | Jasana Phc | Spot Light ( Portable ) | Model Not Available | 3000043287 | Functional | Others
51299 | Barsalpur Phc | Baby Weighing Machine | Model Not Available | 2000035085 | Functional | Others
51300 | Barsalpur Phc | Syringe Needle Destroyer | Model not available | 2000035087 | Functional | Others
51301 | Barsalpur Phc | SPHYGMOMANOMETER(BP APPRATUS) | MODEL NOT AVAILABLE | 2000035089 | Functional | Others
51302 | Samdari Chc | ECG Machine (Single Channel) | Medicaid - Cardio Fax | C613258 | Functional | Others
51303 | Khyaliwala Phc | Centrifuge Machine ( 4 Tube ) | Model not available | 3000048061 | Functional | Others
51304 | Pachpadara Chc | Autoclave | Model not available | 3000122434 | Functional | Others
51305 | Mundawar Chc | Instrument Sterilizer | Model Not Available | 3000281983 | Functional | Others
51306 | Mundawar Chc | Instrument Sterilizer | Model Not Available | 3000281971 | Functional | Others
51307 | Barsalpur Phc | Suction Machine | Model Not Available | 3000042060 | Functional | Others
51308 | Khyaliwala Phc | Hemoglobin Analyzer | Model not available | 3000048063 | Functional | Others
51309 | Pachewar Phc | Instrument Sterilizer | Model Not Available | 3000122433 | Functional | Others
51310 | Madri Phc | SPHYGMOMANOMETER(BP APPRATUS) | MODEL NOT AVAILABLE | 3000204418 | Functional | Others
51311 | Barsalpur Phc | Spot Light ( Portable ) | Model Not Available | 3000042062 | Functional | Others
51312 | Barsalpur Phc | Spot Light ( Portable ) | Model Not Available | 3000042063 | Functional | Others
51313 | Khyaliwala Phc | Instrument Sterilizer | Model Not Available | 3000048067 | Functional | Others
51314 | Mundawar Chc | Spot Light ( Portable ) | Model Not Available | 3000281980 | Functional | Others
51315 | Barsalpur Phc | Instrument Sterilizer | Model Not Available | 3000042066 | Functional | Others
51316 | Khyaliwala Phc | Labour Table | Model Not Available | 3000048068 | Functional | Others
51317 | Bansur Chc | Weighing Machine | MODEL NOT AVAILABLE | 3000281028 | Functional | Others
51318 | Shahbad Phc Alwar | Hemoglobin meter | HB 301 | 281505 | Functional | Others
51319 | Jaipuria Hospital Dh | BLOOD DONOR COUCH | REMI ULTIMATE | ZACM0135 | Functional | Remi Electrotechnik Ltd
51320 | Jaipuria Hospital Dh | BLOOD DONOR COUCH | REMI ULTIMATE | ZBCT05978 | Functional | Remi Electrotechnik Ltd
51321 | Jaipuria Hospital Dh | BLOOD DONOR COUCH | REMI ULTIMATE | ZBBT04738 | Functional | Remi Electrotechnik Ltd
51322 | Shahbad Phc Alwar | Stethoscope | Model Not Available | 281507 | Non Functional Not Repairable | Others
51323 | Shahbad Phc Alwar | Syringe Needle Destroyer | Model not available | 281506 | Functional | Others
51324 | Sojatroad Chc | Syringe Needle Destroyer | Microsil - ND350 | 6490 | Functional | Others
51325 | Katariyasar Phc Bikaner | Baby Weighing Machine | Model Not Available | 3000042045 | Functional | Others
51326 | Semali Phc Baran | Syringe Needle Destroyer | Nulife - Dots | 3000203548 | Functional | Mrk Healthcare Pvt Ltd Delhi
51327 | Gangori Hospital | 300mA X-Ray Machine | Motorex | 3000139474 | Functional | Others
51328 | Gangori Hospital | 300mA X-Ray Machine | Motorex | 3000139475 | Functional | Others
51329 | Suin Phc | Freezes | MODEL NOT AVAILABLE | 3000045117 | Functional | Others
51330 | Khiyera Phc Bikaner | Weighing Machine | MODEL NOT AVAILABLE | 2000035106 | Functional | Others
51331 | Gangori Hospital | C R System | Fujifilm DRY PIX+ | 3000139471 | Functional | Others
51332 | Gangori Hospital | C R System | Fujifilm DRY PIX+ | 3000139472 | Functional | Others
51333 | Gangori Hospital | C R System | Fujifilm DRY PIX+ | 3000139473 | Functional | Others
51334 | Kethawada Phc Bharatpur | Baby Weighing Machine | Crown | 236764 | Functional | Others
51335 | Bagherikala Phc | Freezes | HRD-1905 | 3000281674 | Functional | Others
51336 | Bagherikala Phc | SPHYGMOMANOMETER(BP APPRATUS) | MODEL NOT AVAILABLE | 3000280347 | Functional | Others
51337 | Gangori Hospital | Blood Bank Refrigerator | Model not available | 3000139480 | Functional | Others
51338 | Gangori Hospital | Blood Bank Refrigerator | Model not available | 3000139481 | Functional | Others
51339 | Gangori Hospital | Blood Bank Refrigerator | Model not available | 3000139489 | Functional | Others
51340 | Rauf Phc | Centrifuge Machine ( 4 Tube ) | Remi 4C | 236765 | Functional | Others
51341 | Rauf Phc | Hemoglobin meter | HB 301 | 236768 | Functional | Others
51342 | Reni Chc | Blood Bank Refrigerator | JAR -31 | 3000281349 | Functional | Oertli Instrumente Ag
51343 | Hurda Phc | Hydraulic Operation Table | MODEL NOT AVAILABLE | 3000126073 | Functional | Others
51344 | Gangori Hospital | Phototherepy Unit | MODEL NOT AVAILABLE | 3000139527 | Functional | Others
51345 | Gangori Hospital | Phototherepy Unit | MODEL NOT AVAILABLE | 3000139528 | Functional | Others
51346 | Gangori Hospital | Phototherepy Unit | MODEL NOT AVAILABLE | 3000139529 | Functional | Others
51347 | Sehala Phc | Binocular Microscope | PZB 22 | 1018 | Functional | Others
51348 | Sehala Phc | Binocular Microscope | PZB 22 | 1032 | Functional | Others
51349 | Takhatgarh Chc | Spot Light ( Portable ) | Model Not Available | 3000197803 | Functional | Others
51350 | Ledy Phc | Radiant Heat Warmer | Model Not Available | 2000036772 | Functional | Others
51351 | Ledy Phc | Radiant Heat Warmer | Model Not Available | 2000036773 | Functional | Others
51352 | Ledy Phc | Radiant Heat Warmer | Model Not Available | 2000036774 | Functional | Others
51353 | Kharla Phc | Instrument Sterilizer | Model Not Available | 3000048842 | Functional | Others
51354 | Ledy Phc | Ice lined refrigerator | Model Not Available | 2000036754 | Functional | Others
51355 | Ledy Phc | Ice lined refrigerator | Model Not Available | 2000036755 | Functional | Others
51356 | Ledy Phc | Ice lined refrigerator | Model Not Available | 2000036757 | Functional | Others
51357 | Ledy Phc | Ice lined refrigerator | Model Not Available | 2000036758 | Functional | Others
51358 | Ledy Phc | Ice lined refrigerator | Model Not Available | 2000036767 | Functional | Others
51359 | Lakhasar Phc | Autoclave | Model not available | 3000042197 | Functional | Others
51360 | Koni Phc | Radiant Heat Warmer | Model Not Available | 3000048354 | Functional | Adonis Medical Equipments Pvt Ltd
51361 | Peeh Phc | SPHYGMOMANOMETER(BP APPRATUS) | MODEL NOT AVAILABLE | 2000036071 | Functional | Others
51362 | Peeh Phc | SPHYGMOMANOMETER(BP APPRATUS) | MODEL NOT AVAILABLE | 2000036072 | Functional | Others
51363 | Peeh Phc | SPHYGMOMANOMETER(BP APPRATUS) | MODEL NOT AVAILABLE | 2000036073 | Functional | Others
51364 | Peeh Phc | Ice lined refrigerator | Model Not Available | 2000036064 | Functional | Others
51365 | Peeh Phc | Ice lined refrigerator | Model Not Available | 2000036065 | Functional | Others
51366 | Peeh Phc | Ice lined refrigerator | Model Not Available | 2000036066 | Functional | Others
51367 | Peeh Phc | Ice lined refrigerator | Model Not Available | 2000036067 | Functional | Others
51368 | Peeh Phc | Ice lined refrigerator | Model Not Available | 2000036068 | Functional | Others
51369 | Nadol Chc | Blood Cell Counter - 3 part | Horiba - ABX Micros ES 60 | 304E8S0H05536 | Functional | Others
51370 | Mandal Chc | Syringe Needle Destroyer | Microsil ND 20 | 203-300 | Functional | Others
51371 | Mandal Chc | Radiant Heat Warmer | Model Not Available | 3000125341 | Functional | Others
51372 | Donari Phc Dholpur | Binocular Microscope | Model Not Available | 3000242313 | Functional | Others
51373 | Todabhim Chc | Autoclave | Model not available | 3000138760 | Functional | Others
51374 | Mandal Chc | Syringe Needle Destroyer | Model not available | 3000125332 | Functional | Others
51375 | Gagradu Phc | Binocular Microscope | Model Not Available | 3000139983 | Functional | Others
51376 | Gagradu Phc | Glucometer | Model not available | 3000139982 | Functional | Others
51377 | Gagradu Phc | Syringe Needle Destroyer | Model not available | 3000139984 | Functional | Others
51378 | Gagradu Phc | Syringe Needle Destroyer | Model not available | 3000139986 | Functional | Others
51379 | Gagradu Phc | Suction Machine | Model Not Available | 3000139988 | Functional | Others
51380 | Rajakhera Chc | Centrifuge Machine ( 8 Tube) | Model Not Available | 3000259124 | Non Functional Not Repairable | Others
51381 | Kohrana Phc | Weighing Machine | MODEL NOT AVAILABLE | 3000281241 | Functional | Others
51382 | Jaguwas Phc | Glucometer | Model not available | 3000281262 | Functional | Others
51383 | Rajakhera Chc | Hemoglobin meter | Model Not Available | 3000259125 | Functional | Others
51384 | Rajakhera Chc | Hemoglobin meter | Model Not Available | 3000259127 | Functional | Others
51385 | Rajakhera Chc | Hemoglobin meter | Model Not Available | 3000259128 | Functional | Others
51386 | Gagradu Phc | Weighing Machine | MODEL NOT AVAILABLE | 3000139993 | Functional | Others
51387 | Bhiwadi Chc | Incubator | MODEL NOT AVAILABLE | 3000281112 | Functional | Others
51388 | Gagradu Phc | Syringe Needle Destroyer | Model not available | 3000139994 | Functional | Others
51389 | Kherli Chc | Baby Weighing Machine | Model Not Available | 3000284136 | Functional | Others
51390 | Satellite Hospital Shahpura Bhilwara | Radiant Heat Warmer | Model Not Available | 3000209199 | Non Functional Not Repairable | Others
51391 | Rajakhera Chc | Glucometer | Model not available | MO1A2BAA5588 | Non Functional Not Repairable | Others
51392 | Gagradu Phc | SPHYGMOMANOMETER(BP APPRATUS) | MODEL NOT AVAILABLE | 3000139995 | Functional | Others
51393 | Gagradu Phc | SPHYGMOMANOMETER(BP APPRATUS) | MODEL NOT AVAILABLE | 3000139996 | Functional | Others
51394 | Bansur Chc | Electric Weighing Machine | Model Not Available | 5G2210 | Functional | Unique Power Technologies
51395 | Kolyari Phc | Fetal Doppler | MODEL NOT AVAILABLE | 2012FQ236 | Functional | Others
51396 | Jaipuria Hospital Dh | Fiberoptic Laryngoscope | Model Not Available | 3000089058 | Functional | Others
51397 | Palkhedi Phc Alwar | SPHYGMOMANOMETER(BP APPRATUS) | MODEL NOT AVAILABLE | 3000280584 | Functional | Others
51398 | Dudhwa Phc | Radiant Heat Warmer | Zeal - RHW 2101A | 1507 | Functional | Others
51399 | Ajabgarh Phc | Nebulizer | Nuneb Pro | ARO9600-00 | Functional | Others
51400 | Govindgarh Chc Alwar | Radiant Heat Warmer | Zeal - RHW 2101A | RHW2101A/092311926 | Functional | Zeal Medical Pvt Ltd
51401 | Govindgarh Chc Alwar | Suction Machine | Model Not Available | 10633 | Functional | Others
51402 | Untada Phc Ajmer | SPHYGMOMANOMETER(BP APPRATUS) | MODEL NOT AVAILABLE | RM0103065 | Functional | Others
51403 | Bansur Chc | Ice lined refrigerator | MK-144 | 3000281054 | Functional | Others
51404 | Govindgarh Chc Alwar | 100mA X-Ray Machine | Model not available | 1403 | Functional | Others
51405 | Pbm Medical College And Hospital | Semi Automated Chemistry Analyzer | CLINDIAG - SA 20 | 2000035703 | Functional | Others
51406 | Pbm Medical College And Hospital | Semi Automated Chemistry Analyzer | CLINDIAG - SA 20 | 2000035704 | Functional | Others
51407 | Pbm Medical College And Hospital | Semi Automated Chemistry Analyzer | CLINDIAG - SA 20 | 2000035705 | Functional | Others
51408 | Dispensary Partab Nagar Sec 6 City | Centrifuge Machine ( 8 Tube) | Model Not Available | 2000024271 | Functional | Others
51409 | Pbm Medical College And Hospital | Semi Automated Chemistry Analyzer | Model not Available | 2000035706 | Functional | Others
51410 | Ghdhi Sawairam Chc | Ice lined refrigerator | HBC-70 | 3000280036 | Functional | Others
51411 | Nahrawali Phc | Freezes | MODEL NOT AVAILABLE | 3000041614 | Functional | Others
51412 | Pbm Medical College And Hospital | Cautry Machine | Model Not Available | 3000045653 | Functional | Others
51413 | Nahrawali Phc | Syringe Needle Destroyer | Model not available | 3000041616 | Functional | Others
51414 | Jln Central Store Medical College | Ophthalmoscope | Model Not Available | 2000033063 | Functional | Others
51415 | Jln Central Store Medical College | Ophthalmoscope | Model Not Available | 2000034023 | Functional | Others
51416 | Dabla Phc | Ice lined refrigerator | Model Not Available | 3000209259 | Functional | Others
51417 | Ghdhi Sawairam Chc | Syringe Needle Destroyer | Microsil ND-60 | 3000280039 | Functional | Others
51418 | Pbm Medical College And Hospital | 100mA X-Ray Machine | Model not available | 3000045659 | Functional | Others
51419 | Pbm Medical College And Hospital | O.T. Light Single Dome | MODEL NOT AVAILABLE | 3000045670 | Functional | Others
51420 | Pbm Medical College And Hospital | O.T. Light Single Dome | MODEL NOT AVAILABLE | 3000045672 | Functional | Others
51421 | Jhalatala Phc | Syringe Needle Destroyer | Model not available | 300028005 | Functional | Others
51422 | Jhalatala Phc | Syringe Needle Destroyer | Model not available | 3000280057 | Functional | Others
51423 | Jhalatala Phc | Syringe Needle Destroyer | Model not available | 3000280058 | Functional | Others
51424 | Bagherikala Phc | Syringe Needle Destroyer | Microsil ND 20 | 3000281663 | Functional | Others
51425 | Dulchasar Phc | Blood Bank Refrigerator | Model not available | 2000035033 | Functional | Others
51426 | Dulchasar Phc | Blood Bank Refrigerator | Model not available | 2000035032 | Functional | Others
51427 | Dulchasar Phc | Blood Bank Refrigerator | Model not available | 2000035038 | Functional | Others
51428 | Dulchasar Phc | Blood Bank Refrigerator | Model not available | 2000035034 | Functional | Others
51429 | Dulchasar Phc | Blood Bank Refrigerator | Model not available | 2000035035 | Functional | Others
51430 | Govt Hospital Sojat Sdh | Syringe Needle Destroyer | Model not available | 1113729 | Functional | Others
51431 | Phaliya Phc Baran | SPHYGMOMANOMETER(BP APPRATUS) | Pagoda | 3000199664 | Functional | Elite Scientific Corporation
51432 | Reni Chc | Hot Air Oven | Model not available | 1728 | Functional | Others
51433 | Hurda Phc | Hydraulic Operation Table | MODEL NOT AVAILABLE | 3000126074 | Functional | Others
51434 | Bagherikala Phc | Ice lined refrigerator | MK - 142 | 3000281665 | Functional | Others
51435 | Hurda Phc | Syringe Needle Destroyer | Nulife - Dots | 27744 | Functional | Others
51436 | Phaliya Phc Baran | Syringe Needle Destroyer | Model not available | 3000199665 | Functional | Others
51437 | Govt Hospital Sojat Sdh | Suction Machine | Model Not Available | 3000214778 | Functional | Bhasin Sons Private Limited
51438 | Hurda Phc | Baby Weighing Machine | Model Not Available | 3000126077 | Functional | Others
51439 | Dulchasar Phc | Syringe Needle Destroyer | Microsil ND-60 | 800-324 | Functional | Others
51440 | Phaliya Phc Baran | Weighing Machine | Crown | 3000199667 | Functional | Crown Digital Scales Inc
51441 | Phaliya Phc Baran | Glucometer | Model not available | 3000199668 | Functional | Others
51442 | Satellite Hospital Shahpura Bhilwara | Semi Automated Chemistry Analyzer | Model not Available | 3000125227 | Functional | Others
51443 | Badakheda Phc | Binocular Microscope | Model Not Available | 236822 | Functional | Others
51444 | Gangori Hospital | FOGGING MACHINE | MODEL NOT AVAILABLE | 3000139802 | Functional | Others
51445 | Govt Hospital Sojat Sdh | Glucometer | Model not available | SADHSC95 | Functional | Others
51446 | Jamsar Phc | FOOT OPERATED SUCTION MACHINE | MODEL NOT AVAILABLE | 3000042033 | Functional | Others
51447 | Govt Hospital Sojat Sdh | Syringe Needle Destroyer | Model not available | 1113726 | Functional | Others
51448 | Jamsar Phc | Freezes | MODEL NOT AVAILABLE | 3000042040 | Functional | Others
51449 | Govt Hospital Sojat Sdh | Suction Machine | Model Not Available | 3000214712 | Functional | Others
51450 | Govt Hospital Sojat Sdh | Syringe Needle Destroyer | Model not available | 3000214713 | Functional | Others
51451 | Nadol Chc | VDRL Rotator (Rotor and Shaker) | Model Not Available | 3000137499 | Functional | Others
51452 | Peeh Phc | ECG Machine (Single Channel) | Model Not Available | 2000036059 | Functional | Others
51453 | Peeh Phc | ECG Machine (Single Channel) | Model Not Available | 2000036060 | Functional | Others
51454 | Peeh Phc | ECG Machine (Single Channel) | Model Not Available | 2000036061 | Functional | Others
51455 | Peeh Phc | ECG Machine (Single Channel) | Model Not Available | 2000038062 | Functional | Others
51456 | Peeh Phc | ECG Machine (Single Channel) | Model Not Available | 2000036063 | Functional | Others
51457 | Nadol Chc | Hemoglobin meter | HB 301 | 1342813047 | Functional | Others
51458 | Nadol Chc | Micropipettes | MODEL NOT AVAILABLE | 285718 | Functional | Others
51459 | Nadol Chc | Micropipettes | MODEL NOT AVAILABLE | 290663 | Functional | Others
51460 | Nadol Chc | Micropipettes | MODEL NOT AVAILABLE | 3000197507 | Functional | Others
51461 | Nadol Chc | Micropipettes | MODEL NOT AVAILABLE | 3000197505 | Functional | Others
51462 | Nadol Chc | SPHYGMOMANOMETER(BP APPRATUS-Digital) | Model Not Available | 20130400444VGI | Functional | Others
51463 | Nadol Chc | SPHYGMOMANOMETER(BP APPRATUS) | MODEL NOT AVAILABLE | 1455106 | Functional | Others
51464 | Nadol Chc | Syringe Needle Destroyer | Model not available | 3000197516 | Functional | Others
51465 | Nadol Chc | Instrument Sterilizer | Model Not Available | 3000197518 | Functional | Others
51466 | Nadol Chc | Labour Table | Model Not Available | 3000197520 | Functional | Others
51467 | Nadol Chc | ECG Machine (Single Channel) | Medicaid - Cardio Fax | 3000197525 | Functional | Others
51468 | Nadol Chc | Syringe Needle Destroyer | Microsil - ND350 | 5854 | Functional | Others
51469 | Shivtalab Phc | Micropipettes | MODEL NOT AVAILABLE | 3000197375 | Functional | Others
51470 | Shivtalab Phc | Micropipettes | MODEL NOT AVAILABLE | 3000197376 | Functional | Others
51471 | Shivtalab Phc | Syringe Needle Destroyer | Model not available | 3000197378 | Functional | Others
51472 | Jaipuria Hospital Dh | Ventilator | VersaMed iVent 201 | 18259 | Functional | Wipro G E Healthcare Pvt Ltd
51473 | Jaipuria Hospital Dh | Multi-Para Monitor | Schiller - Truscope Classic | 4263 | Functional | Schiller Healthcare India Pvt Ltd
51474 | Jaipuria Hospital Dh | Syringe Infusion Pump | Allied - Syrn 200 | 90027 | Functional | Alleid Medical Limited
51475 | Jaipuria Hospital Dh | Suction Machine | Model Not Available | 0A21-84 | Functional | Anand Medicaids Pvt Ltd
51476 | Novi Phc | Syringe Needle Destroyer | BS-949 | 3000197889 | Functional | Others
51477 | Gangori Hospital | Pulse Oxymeter | Comet - P (L and T) | 3000139675 | Functional | Others
51478 | Govt Hospital Sojat Sdh | Freezes | MODEL NOT AVAILABLE | 3000214761 | Functional | Others
51479 | Gangori Hospital | Baby Weighing Machine | Docbel Braun | 3000139782 | Functional | Meditrin Instruments
51480 | Jaipuria Hospital Dh | Syringe Infusion Pump | Model not available | ix055778 | Functional | Akas Medical
51481 | Jaipuria Hospital Dh | Syringe Infusion Pump | Model not available | ix05151 | Functional | Akas Medical
51482 | Jaipuria Hospital Dh | Syringe Infusion Pump | Model not available | 3000089010 | Functional | Akas Medical
51483 | Jaipuria Hospital Dh | Syringe Infusion Pump | Model not available | 3000089011 | Functional | Akas Medical
51484 | Jaipuria Hospital Dh | Syringe Infusion Pump | Model not available | 3000089012 | Functional | Akas Medical
51485 | Jaipuria Hospital Dh | Syringe Infusion Pump | Model not available | 3000089013 | Functional | Akas Medical
51486 | Jaipuria Hospital Dh | Syringe Infusion Pump | Model not available | 3000089014 | Functional | Akas Medical
51487 | Jaipuria Hospital Dh | Syringe Infusion Pump | Model not available | 3000089015 | Functional | Akas Medical
51488 | Jaipuria Hospital Dh | Syringe Infusion Pump | Model not available | 3000089016 | Functional | Akas Medical
51489 | Jaipuria Hospital Dh | Syringe Infusion Pump | Model not available | 3000089017 | Functional | Akas Medical
51490 | Jaipuria Hospital Dh | Syringe Infusion Pump | Model not available | 3000089018 | Functional | Akas Medical
51491 | Gangori Hospital | Radiant Heat Warmer | Model Not Available | 3000139784 | Functional | Meditrin Instruments
51492 | Gangori Hospital | Radiant Heat Warmer | Model Not Available | 3000139785 | Functional | Meditrin Instruments
51493 | Satellite Hospital Shahpura Bhilwara | ECG Machine (Single Channel) | Model Not Available | 3000125244 | Functional | Others
51494 | Govt Hospital Sojat Sdh | Spot Light ( Portable ) | Model Not Available | 3000214763 | Functional | Others
51495 | Gadiyala Phc | Instrument Sterilizer | Model Not Available | 2000035053 | Functional | Others
51496 | Gadiyala Phc | Nebulizer | MODEL NOT AVAILABLE | 2000035054 | Functional | Others
51497 | Gopalpura Phc Churu | Suction Machine | Model Not Available | 1085 | Functional | Others
51498 | Gulabewala Phc | Suction Machine | Model Not Available | 3000048705 | Functional | Anand Medicaids Pvt Ltd
51499 | Gadiyala Phc | Spot Light ( Portable ) | Model Not Available | 2000035060 | Functional | Others
51500 | Gulabewala Phc | Labour Table | Model Not Available | 3000048706 | Functional | Anand Medicaids Pvt Ltd
51501 | Gadiyala Phc | FOOT OPERATED SUCTION MACHINE | MODEL NOT AVAILABLE | 2000035061 | Functional | Others
51502 | Gulabewala Phc | Labour Table | Model Not Available | 3000048707 | Functional | Anand Medicaids Pvt Ltd
51503 | Gadiyala Phc | Instrument Sterilizer | Model Not Available | 2000035063 | Functional | Others
51504 | Borawar Chc | Hot Air Oven | Model not available | 2000028245 | Functional | Others
51505 | Borawar Chc | Hot Air Oven | Model not available | 2000028246 | Functional | Others
51506 | Shahbad Phc Alwar | Syringe Needle Destroyer | Microsil - ND350 | 281506 | Functional | Others
51507 | Koni Phc | Freezes | MODEL NOT AVAILABLE | 3000048353 | Functional | Others
51508 | Sub District Hospital Gangapur City | Ice lined refrigerator | MK - 142 | 50213020 | Functional | Others
51509 | Jat Bahror Phc | Ice lined refrigerator | Model Not Available | 3000280766 | Functional | Others
51510 | Sub District Hospital Gangapur City | Ice lined refrigerator | MF - 144 | 91009923 | Functional | Others
51511 | Sub District Hospital Gangapur City | Ice lined refrigerator | MF - 144 | 300140063 | Functional | Others
51512 | Sub District Hospital Gangapur City | Ice lined refrigerator | MF - 144 | 3000140064 | Functional | Others
51513 | Mozmabad Phc | Binocular Microscope | Model Not Available | 3000139929 | Functional | Others
51514 | Jat Bahror Phc | Weighing Machine | MODEL NOT AVAILABLE | 3000280767 | Functional | Others
51515 | Sub District Hospital Gangapur City | ECG Machine (Single Channel) | RMS - Vista 101 | decg16000 | Functional | Others
51516 | Mozmabad Phc | Monocular Microscope | Model not available | 3000139930 | Functional | Others
51517 | Rampur Chc | Freezes | MODEL NOT AVAILABLE | 3000281058 | Functional | Others
51518 | Sub District Hospital Gangapur City | Nebulizer | MODEL NOT AVAILABLE | ar0123 | Functional | Others
51519 | Sub District Hospital Gangapur City | Radiant Heat Warmer | Meditrin - Heat Warmer | NRHMWMII292 | Functional | Others
51520 | Rampur Chc | Centrifuge Machine ( 4 Tube ) | REMI - C852 | JFLC11935 | Functional | Others
51521 | Gingla Chc | Syringe Needle Destroyer | Model not available | 3000198346 | Functional | Others
51522 | Jat Bahror Phc | Centrifuge Machine ( 4 Tube ) | Model not available | 3000280769 | Functional | Others
51523 | Rampur Chc | Syringe Needle Destroyer | Microsil - ND350 | 10269 | Functional | Others
51524 | Nokha Chc | ELECTRIC OT TABLE | MODEL NOT AVAILABLE | 3000045285 | Functional | Others
51525 | Rampur Chc | Automated Urine Analyzer | Model not available | 3000281063 | Functional | Others
51526 | Sub District Hospital Gangapur City | Baby Weighing Machine | Model Not Available | 3000084403 | Functional | Others
51527 | Mozmabad Phc | Ice lined refrigerator | MF - 144 | 3000139932 | Functional | Others
51528 | Mozmabad Phc | Ice lined refrigerator | MF - 144 | 3000139933 | Functional | Others
51529 | Rampur Chc | Instrument Sterilizer | Model Not Available | 3000281064 | Functional | Others
51530 | Jamdoli Phc | Syringe Needle Destroyer | Model not available | 3000280561 | Functional | Others
51531 | Govt Hospital Sojat Sdh | Syringe Needle Destroyer | Model not available | 3000214714 | Functional | Others
51532 | Govt Hospital Sojat Sdh | Syringe Needle Destroyer | Model not available | 3000214715 | Functional | Others
51533 | Sekhsar Phc | SPHYGMOMANOMETER(BP APPRATUS) | MODEL NOT AVAILABLE | 2000030922 | Functional | Others
51534 | Sekhsar Phc | Nebulizer | MODEL NOT AVAILABLE | 2000030924 | Functional | Others
51535 | Reni Chc | Ice lined refrigerator | MK - 142 | 25117732 | Functional | Others
51536 | Reni Chc | Blood Bank Refrigerator | Model not available | BE04F4E2600B2A650141 | Functional | Others
51537 | Satellite Hospital Shahpura Bhilwara | Binocular Microscope | Model Not Available | 3000125234 | Functional | Others
51538 | Gangori Hospital | Fetal Doppler | MODEL NOT AVAILABLE | 3000139868 | Functional | Others
51539 | Gangori Hospital | Fetal Doppler | MODEL NOT AVAILABLE | 3000139867 | Functional | Others
51540 | Satellite Hospital Shahpura Bhilwara | Blood Cell Counter - 3 part | Model not available | 3000125235 | Functional | Others
51541 | Reni Chc | Syringe Needle Destroyer | Model not available | 3000281331 | Functional | Others
51542 | Badakheda Phc | Baby Weighing Machine | Crown | 236825 | Non Functional Not Repairable | Others
51543 | Satellite Hospital Shahpura Bhilwara | Hot Air Oven | Model not available | 3000125236 | Functional | Others
51544 | Govt Hospital Sojat Sdh | SPHYGMOMANOMETER(BP APPRATUS-Digital) | Model Not Available | 20140101325-VGI | Functional | Others
51545 | Reni Chc | Boyles Apparatus | JUPITER | 2001807 | Functional | Others
51546 | Gangori Hospital | Defibrillator | DF 2509 | 2334 | Functional | Others
51547 | Gangori Hospital | Defibrillator | DF 2509 | 2335 | Functional | Others
51548 | Toliyasar Phc | Sahlis HB Meter | Model not available | 2000030881 | Functional | Others
51549 | Govt Hospital Sojat Sdh | Fetal Doppler | FD 101 | 12425 | Non Functional Not Repairable | Others
51550 | Satellite Hospital Shahpura Bhilwara | Centrifuge Machine (36 Tubes) | Model Not Available | 3000125239 | Functional | Others
51551 | Reni Chc | SPHYGMOMANOMETER(BP APPRATUS) | MODEL NOT AVAILABLE | 3000281335 | Functional | Cmho Supply
51552 | Toliyasar Phc | Binocular Microscope | BLS 116 | 2000030883 | Functional | Others
51553 | Toliyasar Phc | Ice lined refrigerator | HBC-70 | 2000030886 | Functional | Others
51554 | Toliyasar Phc | Weighing Machine | MODEL NOT AVAILABLE | 2000030888 | Functional | Others
51555 | Reni Chc | Suction Machine | Model Not Available | 3000281338 | Functional | Cmho Supply
51556 | Govt Hospital Kuchaman City | Radiant Heat Warmer | Model Not Available | 2000028035 | Functional | Others
51557 | Govt Hospital Kuchaman City | Radiant Heat Warmer | Model Not Available | 2000028036 | Functional | Others
51558 | Bardod Chc | Suction Machine | Model Not Available | 3000281230 | Functional | Others
51559 | Satellite Hospital Shahpura Bhilwara | Pulse Oxymeter | Model Not Available | 3000125273 | Functional | Others
51560 | Bardod Chc | Phototherepy Unit | Fenam, Bilitron Sky 5006 | IJAK440223 | Functional | Others
51561 | Principal And Controller S N Medical Collage Jodhpur | Freezes | MODEL NOT AVAILABLE | 18132015311 | Functional | Others
51562 | Principal And Controller S N Medical Collage Jodhpur | Freezes | MODEL NOT AVAILABLE | 8600924 | Functional | Others
51563 | Principal And Controller S N Medical Collage Jodhpur | Freezes | MODEL NOT AVAILABLE | 503PRBA008333 | Functional | Others
51564 | Principal And Controller S N Medical Collage Jodhpur | Freezes | MODEL NOT AVAILABLE | 30INRI1G134003 | Functional | Others
51565 | Principal And Controller S N Medical Collage Jodhpur | Freezes | MODEL NOT AVAILABLE | 3000131182 | Functional | Others
51566 | Principal And Controller S N Medical Collage Jodhpur | Freezes | MODEL NOT AVAILABLE | 3000120309 | Functional | Others
51567 | Principal And Controller S N Medical Collage Jodhpur | Freezes | MODEL NOT AVAILABLE | 3000120333 | Functional | Others
51568 | Principal And Controller S N Medical Collage Jodhpur | Freezes | MODEL NOT AVAILABLE | 3000120340 | Functional | Others
51569 | Principal And Controller S N Medical Collage Jodhpur | Freezes | MODEL NOT AVAILABLE | 3000120343 | Functional | Others
51570 | Satellite Hospital Shahpura Bhilwara | Anesthesia Machine | MODEL NOT AVAILABLE | 3000125274 | Functional | Others
51571 | Principal And Controller S N Medical Collage Jodhpur | Water Bath | Model not available | 3000134187 | Functional | Others
51572 | Principal And Controller S N Medical Collage Jodhpur | Water Bath | Model not available | 3000134185 | Functional | Others
51573 | Rundeda Phc | Syringe Needle Destroyer | Model not available | 3000052297 | Functional | Others
51574 | Rundeda Phc | SPHYGMOMANOMETER(BP APPRATUS) | MODEL NOT AVAILABLE | 3000052298 | Functional | Others
51575 | Principal And Controller S N Medical Collage Jodhpur | Centrifuge Machine ( 8 Tube) | Model Not Available | 3000134186 | Functional | Others
51576 | Principal And Controller S N Medical Collage Jodhpur | Centrifuge Machine ( 8 Tube) | Model Not Available | 3000120286 | Functional | Others
51577 | Principal And Controller S N Medical Collage Jodhpur | Centrifuge Machine ( 8 Tube) | Model Not Available | 3000120287 | Functional | Others
51578 | Principal And Controller S N Medical Collage Jodhpur | Centrifuge Machine ( 8 Tube) | Model Not Available | 3000120300 | Functional | Others
51579 | Principal And Controller S N Medical Collage Jodhpur | Centrifuge Machine ( 8 Tube) | Model Not Available | 3000120302 | Functional | Others
51580 | Principal And Controller S N Medical Collage Jodhpur | Centrifuge Machine ( 8 Tube) | Model Not Available | 3000120304 | Functional | Others
51581 | Principal And Controller S N Medical Collage Jodhpur | Centrifuge Machine ( 8 Tube) | Model Not Available | 3000120318 | Functional | Others
51582 | Principal And Controller S N Medical Collage Jodhpur | Centrifuge Machine ( 8 Tube) | Model Not Available | BOLC-405 | Functional | Others
51583 | Principal And Controller S N Medical Collage Jodhpur | Centrifuge Machine ( 8 Tube) | Model Not Available | LFLC14017 | Functional | Others
51584 | Bardod Chc | ECG Machine (Single Channel) | Model Not Available | 0 | Functional | Others
51585 | Gulabewala Phc | Centrifuge Machine ( 4 Tube ) | Model not available | 3000048712 | Functional | Anand Medicaids Pvt Ltd
51586 | Bardod Chc | Blood Cell Counter - 3 part | Horiba - ABX Micros ES 60 | 304ESOH05446 | Functional | Others
51587 | Bardod Chc | Blood Cell Counter - 3 part | Model not available | A6304091200003 | Functional | Others
51588 | Gulabewala Phc | SPHYGMOMANOMETER(BP APPRATUS) | MODEL NOT AVAILABLE | 3000048719 | Functional | Anand Medicaids Pvt Ltd
51589 | Bhiknera Phc | Suction Machine | Model Not Available | 3000042272 | Functional | Others
51590 | Gulabewala Phc | Freezes | MODEL NOT AVAILABLE | 3000048720 | Functional | Anand Medicaids Pvt Ltd
51591 | Bhiknera Phc | FOOT OPERATED SUCTION MACHINE | MODEL NOT AVAILABLE | 3000042273 | Functional | Others
51592 | Bhiknera Phc | Baby Weighing Machine | Crown | 3000042274 | Functional | Others
51593 | Gulabewala Phc | Autoclave | Model not available | 3000048721 | Functional | Anand Medicaids Pvt Ltd
51594 | Bhiknera Phc | Binocular Microscope | Model Not Available | 3000042277 | Functional | Others
51595 | Bardod Chc | Binocular Microscope | Model Not Available | 3000281232 | Functional | Others
51596 | Bhiknera Phc | Glucometer | Model not available | 3000042280 | Functional | Others
51597 | Gulabewala Phc | Syringe Needle Destroyer | Model not available | 300048723 | Functional | Anand Medicaids Pvt Ltd
51598 | Bardod Chc | ECG Machine (Single Channel) | Medicaid - Cardio Fax | 6613384 | Functional | Others
51599 | Principal And Controller S N Medical Collage Jodhpur | Hot Air Oven | Model not available | 3000131007 | Functional | Others
51600 | Bardod Chc | Blood Bank Refrigerator | Model not available | 3000281237 | Functional | Others
51601 | Satellite Hospital Shahpura Bhilwara | SPHYGMOMANOMETER(BP APPRATUS) | MODEL NOT AVAILABLE | 3000125255 | Functional | Others
51602 | Satellite Hospital Shahpura Bhilwara | Weighing Machine | MODEL NOT AVAILABLE | 3000125256 | Functional | Others
51603 | Bardod Chc | Weighing Machine | MODEL NOT AVAILABLE | 3000281238 | Functional | Others
51604 | Bardod Chc | Radiant Heat Warmer | Model Not Available | 3000281269 | Functional | Others
51605 | Bardod Chc | Radiant Heat Warmer | Model Not Available | 3000281268 | Functional | Others
51606 | Gagradu Phc | Nebulizer | MODEL NOT AVAILABLE | 3000139997 | Functional | Others
51607 | Jaguwas Phc | Baby Weighing Machine | Model Not Available | 3000281208 | Functional | Others
51608 | Bansur Chc | Syringe Needle Destroyer | Microsil - ND350 | 4828 | Functional | Micro Lab Instruments Ahmedabad
51609 | Kolyari Phc | Syringe Needle Destroyer | Model not available | 3000204379 | Functional | Others
51610 | Mundawar Chc | Blood Bank Refrigerator | Model not available | 3000281992 | Functional | Others
51611 | Barsalpur Phc | Centrifuge Machine ( 8 Tube) | Model Not Available | 2000035081 | Functional | Others
51612 | Barsalpur Phc | Monocular Microscope | Model not available | 2000035083 | Functional | Others
51613 | Rattewala Phc | Suction Machine | Model Not Available | 3000048765 | Functional | Others
51614 | Samdari Chc | Suction Machine | Model Not Available | 3000134627 | Functional | Others
51615 | Barsalpur Phc | Baby Weighing Machine | Model Not Available | 2000035088 | Functional | Others
51616 | Barsalpur Phc | Nebulizer | MODEL NOT AVAILABLE | 3000042061 | Functional | Others
51617 | Gusaisar Phc Bikaner | Baby Weighing Machine | Model Not Available | 2000030848 | Functional | Others
51618 | Gusaisar Phc Bikaner | Baby Weighing Machine | Model Not Available | 2000030853 | Functional | Others
51619 | Gusaisar Phc Bikaner | Baby Weighing Machine | Model Not Available | 2000030852 | Functional | Others
51620 | Khyaliwala Phc | Radiant Heat Warmer | Model Not Available | 3000048064 | Functional | Others
51621 | Mundawar Chc | Oxygen Concentrator | BPL - OG 4203 | axec9j4191 | Functional | Bpl Medical Technologies
51622 | Khyaliwala Phc | Radiant Heat Warmer | Model Not Available | 3000048065 | Functional | Others
51623 | Barsalpur Phc | Autoclave | Model not available | 3000042064 | Functional | Others
51624 | Asara Phc | Nebulizer | MODEL NOT AVAILABLE | 3000134395 | Functional | Others
51625 | Gusaisar Phc Bikaner | Syringe Needle Destroyer | Microsil ND-60 | 800593 | Functional | Others
51626 | Bansur Chc | ELECTRIC OT TABLE | MODEL NOT AVAILABLE | 3000281026 | Functional | Others
51627 | Barsalpur Phc | Monocular Microscope | Model not available | 3000042067 | Functional | Others
51628 | Mundawar Chc | Phototherepy Unit | Meditrin - Digital Bilitimer Phototherapy | NRHM/PT09/64 | Functional | Meditrin Instruments
51629 | Mundawar Chc | Phototherepy Unit | Meditrin - Digital Bilitimer Phototherapy | NRHM/PT/09/70 | Functional | Meditrin Instruments
51630 | Khyaliwala Phc | Syringe Needle Destroyer | Model not available | 3000048070 | Functional | Others
51631 | Phagi Chc Jaipur2 | Weighing Machine | MODEL NOT AVAILABLE | 3000222707 | Functional | Others
51632 | Pachpadara Chc | 100mA X-Ray Machine | Model not available | 30001221416 | Functional | Others
51633 | Bansur Chc | 100mA X-Ray Machine | GME - GMHF-6 | SR2K03-14XRHA | Functional | General Medical Equipment
51634 | Khyaliwala Phc | Labour Table | Model Not Available | 3000048071 | Functional | Others
51635 | Rajakhera Chc | Syringe Needle Destroyer | Model not available | 3000259133 | Functional | Others
51636 | Payalakalan Phc | Suction Machine | Model Not Available | 3000134711 | Functional | Others
51637 | Govt Hospital Kuchaman City | Radiant Heat Warmer | Model Not Available | 2000028037 | Functional | Others
51638 | Govt Hospital Kuchaman City | Radiant Heat Warmer | Model Not Available | 2000028038 | Functional | Others
51639 | Govt Hospital Kuchaman City | Radiant Heat Warmer | Model Not Available | 2000028039 | Functional | Others
51640 | Jaitaran Chc | Instrument Sterilizer | Model Not Available | 3000198000 | Functional | Others
51641 | Jaitaran Chc | Dental X-Ray Machine | GME - Dentex 7008/1.5 | 6 | Functional | Others
51642 | Jaitaran Chc | Defibrillator | DEFIGARD 4000 | 5-13-d-563 | Functional | Others
51643 | Jaitaran Chc | Syringe Needle Destroyer | Model not available | 1001613 | Functional | Others
51644 | General Hospital Didwana | Micropipettes | MODEL NOT AVAILABLE | na01 | Functional | Others
51645 | General Hospital Didwana | Micropipettes | MODEL NOT AVAILABLE | na02 | Functional | Others
51646 | General Hospital Didwana | Micropipettes | MODEL NOT AVAILABLE | 4005 | Functional | Others
51647 | General Hospital Didwana | Micropipettes | MODEL NOT AVAILABLE | 4800 | Functional | Others
51648 | General Hospital Didwana | Micropipettes | MODEL NOT AVAILABLE | 992 | Functional | Others
51649 | General Hospital Didwana | Micropipettes | MODEL NOT AVAILABLE | 8741 | Functional | Others
51650 | General Hospital Didwana | Micropipettes | MODEL NOT AVAILABLE | na03 | Functional | Others
51651 | General Hospital Didwana | Micropipettes | MODEL NOT AVAILABLE | 50198 | Functional | Others
51652 | General Hospital Didwana | Micropipettes | MODEL NOT AVAILABLE | na04 | Functional | Others
51653 | General Hospital Didwana | Micropipettes | MODEL NOT AVAILABLE | na05 | Functional | Others
51654 | Jaitaran Chc | ELECTRIC OT TABLE | MODEL NOT AVAILABLE | 104 | Functional | Others
51655 | General Hospital Didwana | Glucometer | Model not available | 414 | Functional | Others
51656 | General Hospital Didwana | Glucometer | Model not available | 21a52 | Functional | Others
51657 | General Hospital Didwana | Glucometer | Model not available | 37/20 | Functional | Others
51658 | General Hospital Didwana | Glucometer | Model not available | 1756 | Functional | Others
51659 | General Hospital Didwana | Glucometer | Model not available | na06 | Functional | Others
51660 | Jaitaran Chc | Instrument Sterilizer | Model Not Available | 3000202189 | Functional | Others
51661 | Jaitaran Chc | ELECTRIC OT TABLE | MODEL NOT AVAILABLE | XL-999 | Functional | Others
51662 | Jaitaran Chc | ELECTRIC OT TABLE | MODEL NOT AVAILABLE | 173 | Functional | Others
51663 | Jaitaran Chc | Anesthesia Machine | MODEL NOT AVAILABLE | SP02/6D004FNL | Functional | Others
51664 | Principal And Controller S N Medical Collage Jodhpur | Centrifuge Machine ( 8 Tube) | Model Not Available | 5250 | Functional | Others
51665 | Principal And Controller S N Medical Collage Jodhpur | Centrifuge Machine ( 8 Tube) | Model Not Available | OELL5198 | Functional | Others
51666 | Principal And Controller S N Medical Collage Jodhpur | Centrifuge Machine ( 8 Tube) | Model Not Available | FLLC-6675 | Functional | Others
51667 | Principal And Controller S N Medical Collage Jodhpur | Centrifuge Machine ( 8 Tube) | Model Not Available | 3000120339 | Functional | Others
51668 | Principal And Controller S N Medical Collage Jodhpur | Centrifuge Machine ( 8 Tube) | Model Not Available | 3000120345 | Functional | Others
51669 | Bajuwala Phc Ganganager | Fetal Doppler | MODEL NOT AVAILABLE | 3000041054 | Functional | Anand Medicaids Pvt Ltd
51670 | Principal And Controller S N Medical Collage Jodhpur | Water Bath | Model not available | 3000120434 | Functional | Others
51671 | Principal And Controller S N Medical Collage Jodhpur | Hot Air Oven | Model not available | 3000131008 | Functional | Others
51672 | Principal And Controller S N Medical Collage Jodhpur | Hot Air Oven | Model not available | 9401193 | Functional | Others
51673 | Satellite Hospital Shahpura Bhilwara | Radiant Heat Warmer | Model Not Available | 3000125276 | Functional | Others
51674 | Principal And Controller S N Medical Collage Jodhpur | Nebulizer | MODEL NOT AVAILABLE | 3000131464 | Functional | Others
51675 | Novi Phc | Glucometer | Easy Touch ET-101 | 3000197893 | Functional | Others
51676 | Novi Phc | SPHYGMOMANOMETER(BP APPRATUS) | MODEL NOT AVAILABLE | 1101282 | Functional | Others
51677 | Novi Phc | Baby Weighing Machine | Crown | 3000197899 | Functional | Others
51678 | Novi Phc | SPHYGMOMANOMETER(BP APPRATUS) | MODEL NOT AVAILABLE | 1281 | Functional | Others
51679 | Novi Phc | Syringe Needle Destroyer | Microsil - ND350 | 5553 | Functional | Others
51680 | Vati, Phc Udaipur | Baby Weighing Machine | Model Not Available | 3000205108 | Functional | Crown Digital Scales Inc
51681 | Vati, Phc Udaipur | Syringe Needle Destroyer | Model not available | 3000205109 | Functional | Others
51682 | Bamnera Phc | SPHYGMOMANOMETER(BP APPRATUS) | MODEL NOT AVAILABLE | 68036 | Functional | Others
51683 | Bamnera Phc | Weighing Machine | MODEL NOT AVAILABLE | 3000197911 | Functional | Others
51684 | Bamnera Phc | Hemoglobin meter | Model Not Available | 3000197914 | Functional | Others
51685 | Bamnera Phc | Labour Table | Model Not Available | 3000197921 | Functional | Others
51686 | Chandaval Phc | Spot Light ( Portable ) | Model Not Available | 3000202416 | Functional | Others
51687 | Jln Central Store Medical College | Anesthesia Machine | MODEL NOT AVAILABLE | ASHC-0085 | Functional | Others
51688 | Jln Central Store Medical College | Anesthesia Machine | MODEL NOT AVAILABLE | ASHC-0086 | Functional | Others
51689 | Jln Central Store Medical College | Autoclave | Model not available | M704027 | Functional | Others
51690 | Reni Chc | Binocular Microscope | Model Not Available | 13629 | Functional | Cmho Supply
51691 | Suin Phc | Fetal Doppler | MODEL NOT AVAILABLE | 3000045113 | Functional | Others
51692 | Sojatroad Chc | SPHYGMOMANOMETER(BP APPRATUS) | MODEL NOT AVAILABLE | 3002014965 | Functional | Others
51693 | Khiyera Phc Bikaner | Fetal Doppler | MODEL NOT AVAILABLE | 2000035102 | Functional | Others
51694 | Khiyera Phc Bikaner | Fetal Doppler | MODEL NOT AVAILABLE | 2000035103 | Functional | Others
51695 | Khiyera Phc Bikaner | Fetal Doppler | MODEL NOT AVAILABLE | 2000035104 | Functional | Others
51696 | Khiyera Phc Bikaner | Fetal Doppler | MODEL NOT AVAILABLE | 2000035105 | Functional | Others
51697 | Suin Phc | Ice lined refrigerator | HBC-70 | 3000045115 | Functional | Others
51698 | Mudia Nagar Phc | Blood Mixer ( Roller Mixer ) | Model not available | 19242 | Functional | Others
51699 | Gangori Hospital | SPHYGMOMANOMETER(BP APPRATUS) | Bhasin Sons | 3000139824 | Functional | Others
51700 | Gangori Hospital | SPHYGMOMANOMETER(BP APPRATUS) | Bhasin Sons | 3000139826 | Functional | Others
51701 | Gangori Hospital | SPHYGMOMANOMETER(BP APPRATUS) | Bhasin Sons | 3000139820 | Functional | Others
51702 | Gangori Hospital | SPHYGMOMANOMETER(BP APPRATUS) | Bhasin Sons | 3000139864 | Functional | Others
51703 | Gangori Hospital | SPHYGMOMANOMETER(BP APPRATUS) | Bhasin Sons | 3000139865 | Functional | Others
51704 | Gangori Hospital | SPHYGMOMANOMETER(BP APPRATUS) | Bhasin Sons | 3000139876 | Functional | Others
51705 | Gangori Hospital | SPHYGMOMANOMETER(BP APPRATUS) | Bhasin Sons | 3000139877 | Functional | Others
51706 | Gangori Hospital | SPHYGMOMANOMETER(BP APPRATUS) | Bhasin Sons | 3000139866 | Functional | Others
51707 | Gangori Hospital | SPHYGMOMANOMETER(BP APPRATUS) | Bhasin Sons | 3000139878 | Functional | Others
51708 | Gangori Hospital | SPHYGMOMANOMETER(BP APPRATUS) | Bhasin Sons | 3000139879 | Functional | Others
51709 | Gangori Hospital | SPHYGMOMANOMETER(BP APPRATUS) | Bhasin Sons | 3000139880 | Functional | Others
51710 | Gangori Hospital | SPHYGMOMANOMETER(BP APPRATUS) | Bhasin Sons | 3000139679 | Functional | Others
51711 | Gangori Hospital | SPHYGMOMANOMETER(BP APPRATUS) | Bhasin Sons | 3000139680 | Functional | Others
51712 | Gangori Hospital | SPHYGMOMANOMETER(BP APPRATUS) | Bhasin Sons | 4604530 | Functional | Others
51713 | Gangori Hospital | SPHYGMOMANOMETER(BP APPRATUS) | Bhasin Sons | 3000139681 | Functional | Others
51714 | Gangori Hospital | SPHYGMOMANOMETER(BP APPRATUS) | Bhasin Sons | 3000139862 | Functional | Others
51715 | Gangori Hospital | SPHYGMOMANOMETER(BP APPRATUS) | Bhasin Sons | 3000139683 | Functional | Others
51716 | Gangori Hospital | SPHYGMOMANOMETER(BP APPRATUS) | Bhasin Sons | 3000139682 | Functional | Others
51717 | Dispensary Partab Nagar Sec 6 City | Binocular Microscope | Labomed - Vision 2000 | 2000024273 | Functional | Others
51718 | Pbm Medical College And Hospital | SPHYGMOMANOMETER(BP APPRATUS) | MODEL NOT AVAILABLE | 3000045665 | Functional | Others
51719 | Pbm Medical College And Hospital | SPHYGMOMANOMETER(BP APPRATUS) | MODEL NOT AVAILABLE | 3000045667 | Functional | Others
51720 | Bemali Phc | SPHYGMOMANOMETER(BP APPRATUS) | MODEL NOT AVAILABLE | 610150 | Functional | Others
51721 | Pbm Medical College And Hospital | Syringe Needle Destroyer | Model not available | 3000045666 | Functional | Others
51722 | Dispensary Partab Nagar Sec 6 City | Binocular Microscope | Model Not Available | 840389 | Functional | Others
51723 | Jln Central Store Medical College | Ophthalmoscope | Model Not Available | 3000047878 | Functional | Others
51724 | Bemali Phc | Ice lined refrigerator | MK - 142 | 3000125375 | Functional | Others
51725 | Ogala Phc | Centrifuge Machine ( 4 Tube ) | Model not available | 3000134864 | Functional | Others
51726 | Bemali Phc | Blood Bank Refrigerator | Model not available | 24525198 | Functional | Others
51727 | Nahrawali Phc | Glucometer | Model not available | 3000041618 | Functional | Others
51728 | Dispensary Partab Nagar Sec 6 City | Syringe Needle Destroyer | Model not available | 2000024276 | Functional | Others
51729 | Nahrawali Phc | Glucometer | Model not available | 3000041619 | Functional | Others
51730 | Nahrawali Phc | Glucometer | Model not available | 300041620 | Functional | Others
51731 | Dabla Phc | Binocular Microscope | Model Not Available | 3000125666 | Functional | Others
51732 | Ogala Phc | SPHYGMOMANOMETER(BP APPRATUS) | MODEL NOT AVAILABLE | 3000134865 | Functional | Others
51733 | Jln Central Store Medical College | A Scan Ultrasonic Biometer | Model Not Available | 3000047879 | Functional | Others
51734 | Bemali Phc | Centrifuge Machine ( 8 Tube) | Model Not Available | 3000125378 | Functional | Others
51735 | Nahrawali Phc | Syringe Needle Destroyer | Model not available | 3000041621 | Functional | Others
51736 | Bemali Phc | Glucometer | Model not available | 3000125379 | Functional | Others
51737 | Jln Central Store Medical College | Ophthalmoscope | Model Not Available | 3000047880 | Functional | Others
51738 | Bemali Phc | Binocular Microscope | Model Not Available | 3000125380 | Functional | Others
51739 | Ghdhi Sawairam Chc | Centrifuge Machine ( 8 Tube) | Model Not Available | 3000280051 | Functional | Others
51740 | Nahrawali Phc | Micropipettes | MODEL NOT AVAILABLE | 3000041625 | Functional | Others
51741 | Dabla Phc | Hemoglobin meter | Model Not Available | 3000125668 | Functional | Others
51742 | Bemali Phc | Freezes | MODEL NOT AVAILABLE | 300015381 | Functional | Others
51743 | Nahrawali Phc | SPHYGMOMANOMETER(BP APPRATUS) | MODEL NOT AVAILABLE | 3000041626 | Functional | Others
51744 | General Hospital Didwana | Anesthesia Machine | MODEL NOT AVAILABLE | na08 | Functional | Others
51745 | General Hospital Didwana | Anesthesia Machine | MODEL NOT AVAILABLE | na09 | Functional | Others
51746 | General Hospital Didwana | Anesthesia Machine | MODEL NOT AVAILABLE | na10 | Functional | Others
51747 | General Hospital Didwana | Anesthesia Machine | MODEL NOT AVAILABLE | na11 | Functional | Others
51748 | General Hospital Didwana | Anesthesia Machine | MODEL NOT AVAILABLE | na12 | Functional | Others
51749 | General Hospital Didwana | Anesthesia Machine | MODEL NOT AVAILABLE | 2001891 | Functional | Others
51750 | General Hospital Didwana | Anesthesia Machine | MODEL NOT AVAILABLE | 5212 | Functional | Others
51751 | General Hospital Didwana | Anesthesia Machine | MODEL NOT AVAILABLE | 54229 | Functional | Others
51752 | General Hospital Didwana | Anesthesia Machine | MODEL NOT AVAILABLE | 20001891 | Functional | Others
51753 | General Hospital Didwana | Anesthesia Machine | MODEL NOT AVAILABLE | na13 | Functional | Others
51754 | General Hospital Didwana | Anesthesia Machine | MODEL NOT AVAILABLE | na15 | Functional | Others
51755 | General Hospital Didwana | 500mA X-Ray Machine | Model not available | 3013 | Functional | Others
51756 | General Hospital Didwana | 500mA X-Ray Machine | Model not available | 5 | Functional | Others
51757 | General Hospital Didwana | 500mA X-Ray Machine | Model not available | na14 | Functional | Others
51758 | General Hospital Didwana | 500mA X-Ray Machine | Model not available | 6335 | Functional | Others
51759 | General Hospital Didwana | 500mA X-Ray Machine | Model not available | 5324 | Functional | Others
51760 | General Hospital Didwana | 500mA X-Ray Machine | Model not available | na15 | Functional | Others
51761 | General Hospital Didwana | 500mA X-Ray Machine | Model not available | 4266 | Functional | Others
51762 | General Hospital Didwana | 500mA X-Ray Machine | Model not available | na16 | Functional | Others
51763 | General Hospital Didwana | 500mA X-Ray Machine | Model not available | 1106 | Functional | Others
51764 | General Hospital Didwana | 500mA X-Ray Machine | Model not available | na17 | Functional | Others
51765 | General Hospital Didwana | Radiant Heat Warmer | Model Not Available | 91 | Functional | Others
51766 | General Hospital Didwana | Radiant Heat Warmer | Model Not Available | WH91 | Functional | Others
51767 | General Hospital Didwana | Radiant Heat Warmer | Model Not Available | 2336 | Functional | Others
51768 | General Hospital Didwana | Radiant Heat Warmer | Model Not Available | 85 | Functional | Others
51769 | General Hospital Didwana | Radiant Heat Warmer | Model Not Available | 2338 | Functional | Others
51770 | General Hospital Didwana | Radiant Heat Warmer | Model Not Available | 10333 | Functional | Others
51771 | Jln Central Store Medical College | Anesthesia Machine | MODEL NOT AVAILABLE | AMKA00141 | Functional | Others
51772 | Jln Central Store Medical College | Anesthesia Machine | MODEL NOT AVAILABLE | FOCU-101570 | Functional | Others
51773 | Jln Central Store Medical College | Syringe Infusion Pump | Model not available | INFUTEK405A10SE00150 | Functional | Others
51774 | Jln Central Store Medical College | Syringe Infusion Pump | Model not available | 110104SAP9 | Functional | Others
51775 | Jln Central Store Medical College | Syringe Infusion Pump | Model not available | 2707104SAJ02 | Functional | Others
51776 | Jln Central Store Medical College | Syringe Infusion Pump | Model not available | 1808104SAJ03 | Functional | Others
51777 | Aamlda Phc | SPHYGMOMANOMETER(BP APPRATUS) | Pagoda | 299658 | Functional | Others
51778 | Jln Central Store Medical College | O.T. Light Single Dome | MODEL NOT AVAILABLE | 3000047899 | Functional | Others
51779 | Aamlda Phc | Centrifuge Machine ( 4 Tube ) | Model not available | 3000209114 | Functional | Others
51780 | Aamlda Phc | Hemoglobin meter | Model Not Available | 3000209115 | Functional | Others
51781 | Jln Central Store Medical College | O.T. Light Double Dome | MODEL NOT AVAILABLE | 1105-4107 | Functional | Others
51782 | Aamlda Phc | Hemoglobin meter | Model Not Available | 3000209116 | Functional | Others
51783 | Aamlda Phc | Micropipettes | MODEL NOT AVAILABLE | 3000209117 | Functional | Others
51784 | Jln Central Store Medical College | O.T. Light Double Dome | MODEL NOT AVAILABLE | 1105-4108 | Functional | Others
51785 | Aamlda Phc | Binocular Microscope | Microlux - 16 | 3000209118 | Functional | Others
51786 | Aamlda Phc | Syringe Needle Destroyer | Model not available | 3000209119 | Functional | Others
51787 | Aamlda Phc | Syringe Needle Destroyer | Model not available | 3000209120 | Functional | Others
51788 | Jln Central Store Medical College | O.T. Light Single Dome | MODEL NOT AVAILABLE | 90313 | Functional | Others
51789 | Aamlda Phc | Instrument Sterilizer | Model Not Available | 3000209121 | Functional | Others
51790 | Aamlda Phc | Labour Table | Model Not Available | 3000209122 | Functional | Others
51791 | Aamlda Phc | Autoclave | Model not available | 3000209123 | Functional | Others
51792 | Jln Central Store Medical College | Anesthesia Machine | MODEL NOT AVAILABLE | 3000047909 | Functional | Others
51793 | Jln Central Store Medical College | Anesthesia Machine | MODEL NOT AVAILABLE | 3000047907 | Functional | Others
51794 | Jln Central Store Medical College | Anesthesia Machine | MODEL NOT AVAILABLE | 3000047908 | Functional | Others
51795 | Jln Central Store Medical College | Suction Machine | Model Not Available | 3000047910 | Functional | Others
51796 | Jln Central Store Medical College | Suction Machine | Model Not Available | 2000034498 | Functional | Others
51797 | Jaipuria Hospital Dh | Binocular Microscope | Labomed - Vision 2000 | 120850 | Functional | Labomed
51798 | Gangori Hospital | SPHYGMOMANOMETER(BP APPRATUS) | Bhasin Sons | 3000139759 | Functional | Others
51799 | Gangori Hospital | SPHYGMOMANOMETER(BP APPRATUS) | Bhasin Sons | 3000139760 | Functional | Others
51800 | Gangori Hospital | SPHYGMOMANOMETER(BP APPRATUS) | Bhasin Sons | 3000139764 | Functional | Others
51801 | Gangori Hospital | SPHYGMOMANOMETER(BP APPRATUS) | Bhasin Sons | 3000139765 | Functional | Others
51802 | Gangori Hospital | SPHYGMOMANOMETER(BP APPRATUS) | Bhasin Sons | 3000139812 | Functional | Others
51803 | Gangori Hospital | SPHYGMOMANOMETER(BP APPRATUS) | Bhasin Sons | 3000139813 | Functional | Others
51804 | Gangori Hospital | SPHYGMOMANOMETER(BP APPRATUS) | Bhasin Sons | 3000139469 | Functional | Others
51805 | Gangori Hospital | SPHYGMOMANOMETER(BP APPRATUS) | Bhasin Sons | 3000139814 | Functional | Others
51806 | Gangori Hospital | SPHYGMOMANOMETER(BP APPRATUS) | Bhasin Sons | 3000139811 | Functional | Others
51807 | Gangori Hospital | SPHYGMOMANOMETER(BP APPRATUS) | Bhasin Sons | 3000139549 | Functional | Others
51808 | Gangori Hospital | SPHYGMOMANOMETER(BP APPRATUS) | Bhasin Sons | 3000139550 | Functional | Others
51809 | Gangori Hospital | SPHYGMOMANOMETER(BP APPRATUS) | Bhasin Sons | 3000139498 | Functional | Others
51810 | Gangori Hospital | SPHYGMOMANOMETER(BP APPRATUS) | Bhasin Sons | 3000139499 | Functional | Others
51811 | Gangori Hospital | SPHYGMOMANOMETER(BP APPRATUS) | Bhasin Sons | 3000139500 | Functional | Others
51812 | Gangori Hospital | SPHYGMOMANOMETER(BP APPRATUS) | Bhasin Sons | 3000139501 | Functional | Others
51813 | Gangori Hospital | SPHYGMOMANOMETER(BP APPRATUS) | Bhasin Sons | 3000139502 | Functional | Others
51814 | Gangori Hospital | SPHYGMOMANOMETER(BP APPRATUS) | Bhasin Sons | 3000139503 | Functional | Others
51815 | Gangori Hospital | SPHYGMOMANOMETER(BP APPRATUS) | Bhasin Sons | 3000139504 | Functional | Others
51816 | Badora Phc Baran | SPHYGMOMANOMETER(BP APPRATUS) | Pagoda | 301485 | Functional | Elite Scientific Corporation
51817 | Sojatroad Chc | 100mA X-Ray Machine | Model not available | 3000214967 | Functional | Others
51818 | Sojatroad Chc | Instrument Sterilizer | Model Not Available | 3002014969 | Functional | Others
51819 | Sojatroad Chc | Autoclave | Model not available | 3002014970 | Functional | Others
51820 | Badora Phc Baran | Baby Weighing Machine | Crown | 3000203798 | Functional | Crown Digital Scales Inc
51821 | Reni Chc | Instrument Sterilizer | Model Not Available | 3000281341 | Functional | Others
51822 | Badora Phc Baran | Syringe Needle Destroyer | Microsil ND 20 | 3000203799 | Functional | Linco Scientific Instruments And Chemicals (P) Ltd
51823 | Suin Phc | Fetal Doppler | ND - 102 | 3000045125 | Functional | Others
51824 | Gangori Hospital | Syringe Infusion Pump | SIMTEK - Infutek 405 | 3000139518 | Functional | Others
51825 | Jamdoli Phc | Syringe Needle Destroyer | Model not available | 30000280560 | Functional | Others
51826 | Jamdoli Phc | Syringe Needle Destroyer | Model not available | 3000280559 | Functional | Others
51827 | Sub District Hospital Gangapur City | Syringe Needle Destroyer | Model not available | 3000084404 | Functional | Others
51828 | Rampur Chc | SPHYGMOMANOMETER(BP APPRATUS-Digital) | Model Not Available | 1358704208 | Functional | Others
51829 | Jaipuria Hospital Dh | Semi Automated Chemistry Analyzer | Accurex - AT 112 Plus | 3306926 | Functional | Cpc Diagnostics Pvt Ltd
51830 | Sub District Hospital Gangapur City | 100mA X-Ray Machine | Medford - MXD 1000 | E87287 | Functional | Others
51831 | Mozmabad Phc | SPHYGMOMANOMETER(BP APPRATUS) | MODEL NOT AVAILABLE | 573177-09 | Functional | Others
51832 | Bemali Phc | Autoclave | Model not available | 2823 | Functional | Others
51833 | Khiyala Phc | Weighing Machine | Victoria DX | 2000036662 | Functional | Others
51834 | Mozmabad Phc | Baby Weighing Machine | Model Not Available | 3000139936 | Functional | Others
51835 | Sub District Hospital Gangapur City | 300mA X-Ray Machine | PICKS - 3010 D | E080618 | Functional | Others
51836 | Mozmabad Phc | Suction Machine | Model Not Available | 3000139937 | Functional | Others
51837 | Mozmabad Phc | Instrument Sterilizer | Model Not Available | 3000139938 | Functional | Others
51838 | Aroyan Phc | Sahlis HB Meter | Model not available | 3000048664 | Functional | Others
51839 | Khiyala Phc | Hemoglobin meter | Model Not Available | 2000036664 | Functional | Others
51840 | Jamdoli Phc | Weighing Machine | MODEL NOT AVAILABLE | 3000280558 | Functional | Others
51841 | Ghdhi Sawairam Chc | Ice lined refrigerator | HBD-116 | 3000280036 | Functional | Others
51842 | Dhanur Phc | Syringe Needle Destroyer | Model not available | 3000048649 | Functional | Zeal Medical Pvt Ltd
51843 | Peepli B Phc | Freezes | GL-185 | 110931950 | Functional | Others
51844 | Bemali Phc | Nebulizer | MODEL NOT AVAILABLE | 3000125385 | Functional | Others
51845 | Sub District Hospital Gangapur City | Slit Lamp | Model Not Available | 11106 | Functional | Others
51846 | Sub District Hospital Gangapur City | Slit Lamp | Model Not Available | 2000020649 | Functional | Others
51847 | Bemali Phc | Baby Weighing Machine | Model Not Available | 3000125386 | Functional | Others
51848 | Peepli B Phc | Binocular Microscope | Model Not Available | 3000198164 | Functional | Others
51849 | Jamdoli Phc | Autoclave | Model not available | 3000280556 | Functional | Others
51850 | Devidaspur Phc Ganganagar | Hemoglobin meter | Model Not Available | 300046079 | Functional | Others
51851 | Devidaspur Phc Ganganagar | Hemoglobin meter | Model Not Available | 300046080 | Functional | Others
51852 | Satellite Hospital Shahpura Bhilwara | Hemoglobin meter | Model Not Available | 3000125241 | Functional | Others
51853 | Gangori Hospital | Instrument Sterilizer | Model Not Available | 3000139780 | Functional | Others
51854 | Toliyasar Phc | Baby Weighing Machine | SUVARANA | 2000030891 | Functional | Others
51855 | Govt Hospital Sojat Sdh | SPHYGMOMANOMETER(BP APPRATUS-Digital) | Model Not Available | 100362893 | Non Functional Repairable | Precision Electronic Instruments Co
51856 | Toliyasar Phc | Spot Light ( Portable ) | Model Not Available | 2000030892 | Functional | Others
51857 | Reni Chc | Syringe Needle Destroyer | Model not available | 3000281846 | Non Functional Repairable | Others
51858 | Sekhsar Phc | Sahlis HB Meter | Model not available | 2000030932 | Functional | Others
51859 | Toliyasar Phc | Nebulizer | MODEL NOT AVAILABLE | 2000030893 | Functional | Others
51860 | Satellite Hospital Shahpura Bhilwara | Instrument Sterilizer | Model Not Available | 3000125247 | Functional | Others
51861 | Toliyasar Phc | Labour Table | Model Not Available | 2000030894 | Functional | Others
51862 | Reni Chc | Fetal Doppler | MODEL NOT AVAILABLE | 3000281848 | Functional | Cmho Supply
51863 | Reni Chc | FOGGING MACHINE | MODEL NOT AVAILABLE | 3000281847 | Functional | Others
51864 | Satellite Hospital Shahpura Bhilwara | Spot Light ( Portable ) | Model Not Available | 3000125248 | Functional | Others
51865 | Reni Chc | Instrument Sterilizer | Model Not Available | 2012110915 | Functional | Others
51866 | Satellite Hospital Shahpura Bhilwara | SPHYGMOMANOMETER(BP APPRATUS) | MODEL NOT AVAILABLE | 3000125251 | Functional | Others
51867 | Sekhsar Phc | Suction Machine | Model Not Available | 2000030939 | Functional | Others
51868 | Sekhsar Phc | Suction Machine | Model Not Available | 2000030940 | Functional | Others
51869 | Sekhsar Phc | Suction Machine | Model Not Available | 2000030941 | Functional | Others
51870 | Govt Hospital Sojat Sdh | SPHYGMOMANOMETER(BP APPRATUS) | MODEL NOT AVAILABLE | 3000214762 | Functional | Others
51871 | Satellite Hospital Shahpura Bhilwara | Syringe Needle Destroyer | Model not available | 3000125242 | Functional | Others
51872 | Gangori Hospital | Suction Machine | Model Not Available | 3000139677 | Functional | Others
51873 | Satellite Hospital Shahpura Bhilwara | ECG Machine (Single Channel) | Model Not Available | 3000125243 | Functional | Others
51874 | Govt Hospital Sojat Sdh | Spot Light ( Portable ) | Model Not Available | 3000214764 | Functional | Others
51875 | Satellite Hospital Shahpura Bhilwara | Ultra Sonography (USG) & Colour Dopler Machine | Model not available | 3000125245 | Functional | Others
51876 | Govt Hospital Sojat Sdh | SPHYGMOMANOMETER(BP APPRATUS) | MODEL NOT AVAILABLE | 95556 | Functional | Others
51877 | Satellite Hospital Shahpura Bhilwara | Nebulizer | MODEL NOT AVAILABLE | 3000125246 | Functional | Others
51878 | Jln Central Store Medical College | Multi-Para Monitor | Model not available | A10SE0259 | Functional | Others
51879 | Jaipuria Hospital Dh | Blood Cell Counter - 5 part | SFRI - Countender 80+ | 2040053 | Functional | Others
51880 | Jaipuria Hospital Dh | Blood Cell Counter - 5 part | SFRI - Countender 80+ | 2040052 | Functional | Others
51881 | Jaipuria Hospital Dh | Blood Cell Counter - 3 part | Model not available | 47721 | Functional | Others
51882 | Jln Central Store Medical College | Syringe Infusion Pump | Model not available | 20C145533 | Functional | Others
51883 | Jln Central Store Medical College | Syringe Infusion Pump | Model not available | 20A15502 | Functional | Others
51884 | Gola Ka Bas Phc | Baby Weighing Machine | Model Not Available | 3000281354 | Functional | Others
51885 | Gola Ka Bas Phc | Baby Weighing Machine | Model Not Available | 3000281355 | Functional | Others
51886 | Jaipuria Hospital Dh | Platelet Incubator Cum Agitator | Model Not Available | 14053841 | Functional | Authentic Instruments Ltd
51887 | Gola Ka Bas Phc | SPHYGMOMANOMETER(BP APPRATUS) | MODEL NOT AVAILABLE | 9813452 | Functional | Cmho Supply
51888 | Upreda Phc Bhilwara | SPHYGMOMANOMETER(BP APPRATUS) | Pagoda | 3000125653 | Functional | Others
51889 | Gudachanderji Chc | Binocular Microscope | Model Not Available | 3000138899 | Non Functional Not Repairable | Others
51890 | Upreda Phc Bhilwara | Binocular Microscope | Microlux - 16 | 13J13115 | Functional | Others
51891 | Gudachanderji Chc | Glucometer | SD Check Gold | MOIE08AA8502 | Functional | Sd Bio Standard Diagnostic Pvt Ltd
51892 | Baytukalan Phc | Syringe Needle Destroyer | Model not available | 3000280095 | Functional | Others
51893 | Baytukalan Phc | Autoclave | Model not available | 3000280097 | Functional | Others
51894 | Khanpur Phc | Hemoglobin meter | Model Not Available | 3000242239 | Functional | Others
51895 | Daulatgarh Phc | Ice lined refrigerator | HBD-116 | B2A5CC0046 | Functional | Others
51896 | Daulatgarh Phc | Ice lined refrigerator | SB 142 | 24617400 | Functional | Others
51897 | Bagherikala Phc | Ice lined refrigerator | HBD-116 | BE04G4E2600B2A5L0238 | Functional | Others
51898 | Daulatgarh Phc | Freezes | MODEL NOT AVAILABLE | 3000262363 | Functional | Others
51899 | Badhal Phc | Syringe Needle Destroyer | Microsil ND 20 | 3000140786 | Functional | Others
51900 | Badhal Phc | Radiant Heat Warmer | Zeal - RHW 2101A | 3000140794 | Functional | Others
51901 | Badhal Phc | Baby Weighing Machine | Model Not Available | 3000140796 | Functional | Others
51902 | Kaysha Phc | Binocular Microscope | Model Not Available | 3000280689 | Functional | Others
51903 | Jln Central Store Medical College | Incubator | MODEL NOT AVAILABLE | 72 | Functional | Others
51904 | Kaysha Phc | Syringe Needle Destroyer | Model not available | 3000280685 | Functional | Others
51905 | Fiduser Chc | Ice lined refrigerator | Model Not Available | 20013606059 | Functional | Others
51906 | Fiduser Chc | Freezes | MODEL NOT AVAILABLE | 3000117663 | Functional | Others
51907 | Fiduser Chc | 300mA X-Ray Machine | GME - GMHF-32 | 3000117664 | Functional | Others
51908 | Fiduser Chc | Freezes | Kelvinator KGE 193 | 3000117670 | Functional | Others
51909 | Fiduser Chc | Automatic Film Processor | Model not available | 4001253 | Functional | Others
51910 | Nathdau Phc | Binocular Microscope | BLS 116 | 6773 | Functional | Others
51911 | Nathdau Phc | Ice lined refrigerator | Model Not Available | 25117503 | Functional | Others
51912 | Nathdau Phc | Syringe Needle Destroyer | Model not available | 300049786 | Functional | Others
51913 | Nimbijodha Chc | Micropipettes | MODEL NOT AVAILABLE | 2000036685 | Functional | Others
51914 | Nimbijodha Chc | Micropipettes | MODEL NOT AVAILABLE | 2000036686 | Functional | Others
51915 | Nimbijodha Chc | Micropipettes | MODEL NOT AVAILABLE | 2000036696 | Functional | Others
51916 | Nimbijodha Chc | Micropipettes | MODEL NOT AVAILABLE | 2000036687 | Functional | Others
51917 | Nimbijodha Chc | Micropipettes | MODEL NOT AVAILABLE | 2000036697 | Functional | Others
51918 | Nimbijodha Chc | Micropipettes | MODEL NOT AVAILABLE | 2000036688 | Functional | Others
51919 | Nimbijodha Chc | Micropipettes | MODEL NOT AVAILABLE | 2000036689 | Functional | Others
51920 | Nimbijodha Chc | Micropipettes | MODEL NOT AVAILABLE | 2000036690 | Functional | Others
51921 | Gangori Hospital | Syringe Infusion Pump | SIMTEK - Infutek 405 | 3000139519 | Functional | Others
51922 | Gangori Hospital | Syringe Infusion Pump | SIMTEK - Infutek 405 | 3000139520 | Functional | Others
51923 | Gangori Hospital | Syringe Infusion Pump | SIMTEK - Infutek 405 | 3000139521 | Functional | Others
51924 | Gangori Hospital | Syringe Infusion Pump | SIMTEK - Infutek 405 | 3000139522 | Functional | Others
51925 | Gangori Hospital | Syringe Infusion Pump | SIMTEK - Infutek 405 | 3000139523 | Functional | Others
51926 | Gangori Hospital | Syringe Infusion Pump | SIMTEK - Infutek 405 | 3000139899 | Functional | Others
51927 | Gangori Hospital | Syringe Infusion Pump | SIMTEK - Infutek 405 | 3000139900 | Functional | Others
51928 | Gangori Hospital | Syringe Infusion Pump | SIMTEK - Infutek 405 | 3000139905 | Functional | Others
51929 | Gangori Hospital | Syringe Infusion Pump | SIMTEK - Infutek 405 | 3000139906 | Functional | Others
51930 | Gangori Hospital | Syringe Infusion Pump | SIMTEK - Infutek 405 | 3000139907 | Functional | Others
51931 | Principal And Controller S N Medical Collage Jodhpur | Syringe Needle Destroyer | MRK | 3000120436 | Functional | Others
51932 | Principal And Controller S N Medical Collage Jodhpur | Syringe Needle Destroyer | MRK | 3000120437 | Functional | Others
51933 | Principal And Controller S N Medical Collage Jodhpur | Syringe Needle Destroyer | MRK | 3000120438 | Functional | Others
51934 | Principal And Controller S N Medical Collage Jodhpur | Centrifuge Machine ( 16 Tube ) | Model not available | EHLC6227 | Functional | Others
51935 | Satellite Hospital Shahpura Bhilwara | Ice lined refrigerator | Model Not Available | 3000125254 | Functional | Others
51936 | Bardod Chc | Ice lined refrigerator | HBC-70 | 3000281236 | Functional | Others
51937 | Bardod Chc | Instrument Sterilizer | Model Not Available | 3000281239 | Functional | Others
51938 | Principal And Controller S N Medical Collage Jodhpur | Binocular Microscope | Excel Plus | 3000120438 | Functional | Others
51939 | Principal And Controller S N Medical Collage Jodhpur | Binocular Microscope | Excel Plus | 3000120439 | Functional | Others
51940 | Principal And Controller S N Medical Collage Jodhpur | Binocular Microscope | Excel Plus | 3000120440 | Functional | Others
51941 | Principal And Controller S N Medical Collage Jodhpur | Binocular Microscope | Excel Plus | 3000120441 | Functional | Others
51942 | Principal And Controller S N Medical Collage Jodhpur | Binocular Microscope | Excel Plus | 3000120442 | Functional | Others
51943 | Principal And Controller S N Medical Collage Jodhpur | Binocular Microscope | Excel Plus | 140872910 | Functional | Others
51944 | Principal And Controller S N Medical Collage Jodhpur | Binocular Microscope | Excel Plus | 66206 | Functional | Others
51945 | Principal And Controller S N Medical Collage Jodhpur | Binocular Microscope | Excel Plus | 66228 | Functional | Others
51946 | Principal And Controller S N Medical Collage Jodhpur | Binocular Microscope | Excel Plus | 37481 | Functional | Others
51947 | Principal And Controller S N Medical Collage Jodhpur | Binocular Microscope | Excel Plus | 37489 | Functional | Others
51948 | Bardod Chc | 100mA X-Ray Machine | Model not available | 3000281240 | Functional | Others
51949 | Bardod Chc | Baby Weighing Machine | Model Not Available | 3000281270 | Functional | Others
51950 | Satellite Hospital Shahpura Bhilwara | Pulse Oxymeter | Model Not Available | 3000125272 | Functional | Others
51951 | Satellite Hospital Shahpura Bhilwara | Instrument Sterilizer | Model Not Available | 3000125275 | Functional | Others
51952 | Hameerwas Phc | Freezes | MODEL NOT AVAILABLE | 3311 | Functional | Others
51953 | Hameerwas Phc | Freezes | MODEL NOT AVAILABLE | 3312 | Functional | Others
51954 | Hameerwas Phc | Freezes | MODEL NOT AVAILABLE | 3313 | Functional | Others
51955 | Bajuwala Phc Ganganager | SPHYGMOMANOMETER(BP APPRATUS) | MODEL NOT AVAILABLE | 3000041051 | Functional | Ambica Surgicare
51956 | Bajuwala Phc Ganganager | Labour Table | Model Not Available | 3000041052 | Functional | Anand Medicaids Pvt Ltd
51957 | Fiduser Chc | Ice lined refrigerator | HBD-116 | 28841060 | Functional | Others
51958 | Fiduser Chc | Ice lined refrigerator | SB 142 | 14921508 | Non Functional Repairable | Others
51959 | Fiduser Chc | Syringe Needle Destroyer | Microsil - ND350 | 7259 | Functional | Others
51960 | Fiduser Chc | Centrifuge Machine ( 8 Tube) | REMI - R 8C | EILC-3345 | Functional | Others
51961 | Fiduser Chc | Binocular Microscope | Labomed - Vision 2000 | 3741 | Functional | Others
51962 | Fiduser Chc | Syringe Needle Destroyer | Model not available | 725615 | Functional | Others
51963 | Fiduser Chc | Oxygen Concentrator | BPL - OG 4203 | AXTC196822 | Functional | Others
51964 | Fiduser Chc | Baby Weighing Machine | SUVARANA | 3000117668 | Functional | Others
51965 | Fiduser Chc | Radiant Heat Warmer | Tiana | 3000117669 | Functional | Others
51966 | Fiduser Chc | Baby Weighing Machine | SUVARANA | 3000117371 | Functional | Others
51967 | Nimbijodha Chc | Instrument Sterilizer | Model Not Available | 2000036682 | Functional | Others
51968 | Nimbijodha Chc | Instrument Sterilizer | Model Not Available | 2000036684 | Functional | Others
51969 | Nimbijodha Chc | Instrument Sterilizer | Model Not Available | 2000036693 | Functional | Others
51970 | Nimbijodha Chc | Instrument Sterilizer | Model Not Available | 20000366694 | Functional | Others
51971 | Nimbijodha Chc | Instrument Sterilizer | Model Not Available | 2000036712 | Functional | Others
51972 | Nimbijodha Chc | Instrument Sterilizer | Model Not Available | 2000036695 | Functional | Others
51973 | Nimbijodha Chc | Instrument Sterilizer | Model Not Available | 2000036705 | Functional | Others
51974 | Jln Central Store Medical College | Vitrectomy Machine | Model Not Available | 1101291701 | Functional | Others
51975 | Nimbijodha Chc | Sahlis HB Meter | Model not available | 2000036698 | Functional | Others
51976 | Nimbijodha Chc | Sahlis HB Meter | Model not available | 2000036699 | Functional | Others
51977 | Nimbijodha Chc | Sahlis HB Meter | Model not available | 2000036700 | Functional | Others
51978 | Nimbijodha Chc | Sahlis HB Meter | Model not available | 2000036701 | Functional | Others
51979 | Nimbijodha Chc | Sahlis HB Meter | Model not available | 2000036702 | Functional | Others
51980 | Nimbijodha Chc | Sahlis HB Meter | Model not available | 2000036691 | Functional | Others
51981 | Nimbijodha Chc | Sahlis HB Meter | Model not available | 2000036692 | Functional | Others
51982 | Nathdau Phc | Baby Weighing Machine | SUVARANA | 3000049787 | Functional | Others
51983 | Nimbijodha Chc | FOOT OPERATED SUCTION MACHINE | MODEL NOT AVAILABLE | 2000036713 | Functional | Others
51984 | Aamlda Phc | Syringe Needle Destroyer | Microsil ND 20 | 20-300 | Functional | Others
51985 | Jln Central Store Medical College | Suction Machine | Model Not Available | 3000047911 | Functional | Others
51986 | Jln Central Store Medical College | Multi-Para Monitor | Model not available | A10SE0261 | Functional | Others
51987 | Aamlda Phc | Ice lined refrigerator | MK - 142 | 24920665 | Functional | Others
51988 | Aamlda Phc | Ice lined refrigerator | MK - 142 | 44713056 | Functional | Others
51989 | Jln Central Store Medical College | Syringe Infusion Pump | Model not available | LPNO-158 | Functional | Others
51990 | Aamlda Phc | Freezes | MODEL NOT AVAILABLE | 3000209127 | Functional | Others
51991 | Jln Central Store Medical College | Syringe Infusion Pump | Model not available | 141174619 | Functional | Others
51992 | Jln Central Store Medical College | Monocular Microscope | Model not available | T250L250 | Functional | Others
51993 | Jln Central Store Medical College | Syringe Infusion Pump | Model not available | 20C145503 | Functional | Others
51994 | Jln Central Store Medical College | Syringe Infusion Pump | Model not available | 20C145529 | Functional | Others
51995 | Upreda Phc Bhilwara | Syringe Needle Destroyer | Model not available | 3000125655 | Functional | Others
51996 | Upreda Phc Bhilwara | Glucometer | Model not available | A1110H13FS0539 | Functional | Others
51997 | Daulatgarh Phc | Binocular Microscope | Microlux - 16 | 3000262361 | Functional | Others
51998 | Kaysha Phc | Autoclave | Model not available | 3000280684 | Non Functional Repairable | Others
51999 | Khanpur Phc | Glucometer | Model not available | 103A0259D5C | Functional | Others
52000 | Gudachanderji Chc | TRACTION SYSTEM | MODEL NOT AVAILABLE | 3000138913 | Functional | Others
52001 | Gudachanderji Chc | SPHYGMOMANOMETER(BP APPRATUS) | ELITE | 188933 | Functional | Others
52002 | Gudachanderji Chc | Syringe Needle Destroyer | Microsil - ND350 | 3000138915 | Functional | Others
52003 | Khanpur Phc | FOOT OPERATED SUCTION MACHINE | MODEL NOT AVAILABLE | 3000242246 | Functional | Others
52004 | Gudachanderji Chc | Freezes | MODEL NOT AVAILABLE | 3000138917 | Functional | Others
52005 | Khanpur Phc | Instrument Sterilizer | Model Not Available | 3000242244 | Non Functional Not Repairable | Others
52006 | Gudachanderji Chc | Autoclave | Model not available | 3000138918 | Functional | Others
52007 | Dablirathan Chc Hanumangarh | Micropipettes | MODEL NOT AVAILABLE | 14223338 | Functional | Others
52008 | Dablirathan Chc Hanumangarh | Instrument Sterilizer | Model Not Available | 3000044112 | Functional | Others
52009 | Gudachanderji Chc | Suction Machine | Model Not Available | 30001389921 | Functional | Others
52010 | Gudachanderji Chc | Suction Machine | Model Not Available | 3000138922 | Functional | Others
52011 | Govt Hospital Sojat Sdh | Weighing Machine | MODEL NOT AVAILABLE | 3000214803 | Functional | Others
52012 | Bagherikala Phc | Nebulizer | MODEL NOT AVAILABLE | 3000281672 | Functional | Others
52013 | Bagherikala Phc | Instrument Sterilizer | Model Not Available | 3000281673 | Functional | Others
52014 | Suin Phc | Nebulizer | MODEL NOT AVAILABLE | 3000045134 | Functional | Others
52015 | Suin Phc | Syringe Needle Destroyer | Microsil ND-60 | 3000045135 | Functional | Others
52016 | Bagherikala Phc | Stethoscope | Model Not Available | 3000280345 | Functional | India Optics And Scientific Works
52017 | Gangori Hospital | Centrifuge Machine ( 16 Tube ) | Model not available | 3000139483 | Functional | Others
52018 | Gangori Hospital | Centrifuge Machine ( 16 Tube ) | Model not available | 3000139494 | Functional | Others
52019 | Govt Hospital Sojat Sdh | Freezes | GL-195RL4 | 3000214833 | Functional | Lg
52020 | Bagherikala Phc | Stethoscope | Model Not Available | 3000281660 | Functional | Cmho Supply
52021 | Rauf Phc | Binocular Microscope | Model Not Available | 236766 | Functional | Others
52022 | Dulchasar Phc | Radiant Heat Warmer | Zeal - RHW 2101A | 2000035031 | Functional | Others
52023 | Gangori Hospital | Tube Sealer for Blood bags | Model Not Available | 3000139488 | Functional | Others
52024 | Gangori Hospital | Tube Sealer for Blood bags | Model Not Available | 3000139493 | Functional | Others
52025 | Reni Chc | Semi Automated Chemistry Analyzer | CPC - STAT FAX 3300 | 33006232 | Functional | Others
52026 | Rauf Phc | Syringe Needle Destroyer | Model not available | 236767 | Functional | Others
52027 | Govt Hospital Sojat Sdh | Instrument Sterilizer | Model Not Available | 3000214776 | Functional | Others
52028 | Bagherikala Phc | Radiant Heat Warmer | Zeal - RHW 2101A | RHW210A/091311784 | Functional | Others
52029 | Rauf Phc | Ice lined refrigerator | HBC-70 | 236769 | Functional | Others
52030 | Dulchasar Phc | Labour Table | Model Not Available | 2000035027 | Functional | Others
52031 | Dulchasar Phc | Labour Table | Model Not Available | 2000035028 | Functional | Others
52032 | Dulchasar Phc | Labour Table | Model Not Available | 2000035029 | Functional | Others
52033 | Dulchasar Phc | Labour Table | Model Not Available | 2000035030 | Functional | Others
52034 | Reni Chc | VDRL Rotator (Rotor and Shaker) | Model Not Available | 3000281321 | Functional | Others
52035 | Hurda Phc | Spot Light ( Portable ) | Model Not Available | 3000126075 | Functional | Others
52036 | Rauf Phc | Ice lined refrigerator | HBD-116 | 236770 | Functional | Others
52037 | Dulchasar Phc | Baby Weighing Machine | Model Not Available | 2000035026 | Functional | Others
52038 | Bajuwala Phc Ganganager | Suction Machine | Model Not Available | 3000041053 | Functional | Anand Medicaids Pvt Ltd
52039 | Principal And Controller S N Medical Collage Jodhpur | Hot Air Oven | Yorco - YSI - 431D | 3000120434 | Functional | Others
52040 | Bajuwala Phc Ganganager | Weighing Machine | MODEL NOT AVAILABLE | 3000041055 | Functional | Anand Medicaids Pvt Ltd
52041 | Aamlda Phc | Weighing Machine | Crown | 3000209128 | Functional | Others
52042 | Aamlda Phc | Baby Weighing Machine | Crown | 3000209129 | Functional | Others
52043 | Gola Ka Bas Phc | Blood Bank Refrigerator | Model not available | 20032005292 | Functional | Others
52044 | Jln Central Store Medical College | Syringe Infusion Pump | Model not available | 20C145536 | Functional | Others
52045 | Jln Central Store Medical College | Syringe Infusion Pump | Model not available | 20C145508 | Functional | Others
52046 | Gola Ka Bas Phc | Suction Machine | Model Not Available | 3000281358 | Functional | Others
52047 | Upreda Phc Bhilwara | Hemoglobin meter | Model Not Available | 3000125657 | Functional | Others
52048 | Gola Ka Bas Phc | Neubaurs Chamber | Model not available | 3000281365 | Functional | Others
52049 | Baytukalan Phc | Weighing Machine | MODEL NOT AVAILABLE | 3000280096 | Functional | Others
52050 | Gudachanderji Chc | VDRL Rotator (Rotor and Shaker) | Model Not Available | 3000138908 | Functional | Others
52051 | Kaysha Phc | Weighing Machine | MODEL NOT AVAILABLE | 3000280692 | Functional | Others
52052 | Kaysha Phc | SPHYGMOMANOMETER(BP APPRATUS) | MODEL NOT AVAILABLE | 603623-09 | Non Functional Repairable | Others
52053 | Himmatsar Phc | Glucometer | Model not available | 3000045192 | Functional | Others
52054 | Himmatsar Phc | Glucometer | Model not available | 3000045199 | Functional | Others
52055 | Himmatsar Phc | Glucometer | Model not available | 3000045200 | Functional | Others
52056 | Jindoli Phc | SPHYGMOMANOMETER(BP APPRATUS) | MODEL NOT AVAILABLE | 58660z-09 | Functional | Others
52057 | Himmatsar Phc | Syringe Needle Destroyer | Model not available | 300045207 | Functional | Others
52058 | Rayala Phc | Syringe Needle Destroyer | Nulife - Dots | MBSD0716289 | Functional | Others
52059 | Phagi Chc Jaipur2 | Syringe Needle Destroyer | Model not available | 3000222679 | Functional | Others
52060 | Phagi Chc Jaipur2 | Syringe Needle Destroyer | Model not available | 3000222689 | Functional | Others
52061 | Phagi Chc Jaipur2 | Syringe Needle Destroyer | Model not available | 3000222699 | Functional | Others
52062 | Phagi Chc Jaipur2 | Syringe Needle Destroyer | Model not available | 3000222664 | Functional | Others
52063 | Phagi Chc Jaipur2 | Syringe Needle Destroyer | Model not available | 3000222708 | Functional | Others
52064 | Phagi Chc Jaipur2 | Syringe Needle Destroyer | Model not available | 3000222709 | Functional | Others
52065 | Nimbijodha Chc | FOOT OPERATED SUCTION MACHINE | MODEL NOT AVAILABLE | 2000036714 | Functional | Others
52066 | Nimbijodha Chc | FOOT OPERATED SUCTION MACHINE | MODEL NOT AVAILABLE | 2000036715 | Functional | Others
52067 | Nimbijodha Chc | FOOT OPERATED SUCTION MACHINE | MODEL NOT AVAILABLE | 2000036716 | Functional | Others
52068 | Nimbijodha Chc | FOOT OPERATED SUCTION MACHINE | MODEL NOT AVAILABLE | 2000036717 | Functional | Others
52069 | Nimbijodha Chc | FOOT OPERATED SUCTION MACHINE | MODEL NOT AVAILABLE | 2000036718 | Functional | Others
52070 | Nimbijodha Chc | FOOT OPERATED SUCTION MACHINE | MODEL NOT AVAILABLE | 2000036719 | Functional | Others
52071 | Radawas Phc | Sahlis HB Meter | Model not available | 2000022671 | Functional | Others
52072 | Radawas Phc | Ice lined refrigerator | HBD-116 | BEO4GOE0100B28810276 | Functional | Others
52073 | Gangori Hospital | ECG Machine (Single Channel) | BPL - Cardiart 108T | 3000139882 | Functional | Others
52074 | Gangori Hospital | ECG Machine (Single Channel) | BPL - Cardiart 108T | 3000139881 | Functional | Others
52075 | Gangori Hospital | ECG Machine (Single Channel) | BPL - Cardiart 108T | 3000139674 | Functional | Others
52076 | Jaipuria Hospital Dh | Pulse Oxymeter | Model Not Available | 3000089020 | Functional | Clarity Medical Pvt Ltd
52077 | Jaipuria Hospital Dh | Pulse Oxymeter | Model Not Available | 3000089051 | Functional | Clarity Medical Pvt Ltd
52078 | Jaipuria Hospital Dh | Pulse Oxymeter | Model Not Available | 3000089052 | Functional | Clarity Medical Pvt Ltd
52079 | Jaipuria Hospital Dh | Pulse Oxymeter | Model Not Available | 3000089053 | Functional | Clarity Medical Pvt Ltd
52080 | Jaipuria Hospital Dh | Pulse Oxymeter | Model Not Available | 3000089054 | Functional | Clarity Medical Pvt Ltd
52081 | Jaipuria Hospital Dh | Pulse Oxymeter | Model Not Available | 3000089055 | Functional | Clarity Medical Pvt Ltd
52082 | Jaipuria Hospital Dh | Pulse Oxymeter | Model Not Available | 506090 | Non Functional Not Repairable | Clarity Medical Pvt Ltd
52083 | Jaipuria Hospital Dh | Pulse Oxymeter | Model Not Available | P5TOSN7499 | Functional | Clarity Medical Pvt Ltd
52084 | Jaipuria Hospital Dh | Pulse Oxymeter | Model Not Available | P5TOSG-TO44 | Functional | Clarity Medical Pvt Ltd
52085 | Jaipuria Hospital Dh | Pulse Oxymeter | Model Not Available | P5TOSGTO44 | Functional | Clarity Medical Pvt Ltd
52086 | Jaipuria Hospital Dh | Pulse Oxymeter | Model Not Available | P5-TOSNT496 | Functional | Clarity Medical Pvt Ltd
52087 | Govt Hospital Sojat Sdh | Suction Machine | Model Not Available | 3000214767 | Functional | Others
52088 | Govt Hospital Sojat Sdh | Syringe Needle Destroyer | Model not available | 3000214768 | Functional | Others
52089 | Satellite Hospital Shahpura Bhilwara | Freezes | MODEL NOT AVAILABLE | 3000125257 | Functional | Others
52090 | Satellite Hospital Shahpura Bhilwara | Ice lined refrigerator | Model Not Available | 3000125258 | Functional | Others
52091 | Guda Endla Phc | Autoclave | Model not available | 3000048704 | Functional | Anand Medicaids Pvt Ltd
52092 | Kaysha Phc | SPHYGMOMANOMETER(BP APPRATUS) | MODEL NOT AVAILABLE | 3000280680 | Non Functional Repairable | Others
52093 | Kaysha Phc | SPHYGMOMANOMETER(BP APPRATUS) | MODEL NOT AVAILABLE | 3000280679 | Non Functional Repairable | Others
52094 | Kaysha Phc | SPHYGMOMANOMETER(BP APPRATUS) | MODEL NOT AVAILABLE | 3000280678 | Non Functional Repairable | Others
52095 | Badhal Phc | Colorimeter | MODEL NOT AVAILABLE | 110939 | Functional | Others
52096 | Dablirathan Chc Hanumangarh | Instrument Sterilizer | Model Not Available | 3000044129 | Functional | Others
52097 | Jaipuria Hospital Dh | Weighing Machine | MODEL NOT AVAILABLE | 3000089021 | Functional | Others
52098 | Gudachanderji Chc | SPHYGMOMANOMETER(BP APPRATUS) | Pagoda | 920315 | Functional | Others
52099 | Jindoli Phc | SPHYGMOMANOMETER(BP APPRATUS) | MODEL NOT AVAILABLE | 5859992-09 | Functional | Others
52100 | Gudachanderji Chc | Nebulizer | MODEL NOT AVAILABLE | NB041A1107150456 | Functional | Others
52101 | Tapukara Chc | Binocular Microscope | Model Not Available | 3000281842 | Functional | Others
52102 | Jln Central Store Medical College | Centrifuge Machine ( 8 Tube) | Model Not Available | CHLC-1380 | Functional | Others
52103 | Jindoli Phc | SPHYGMOMANOMETER(BP APPRATUS) | MODEL NOT AVAILABLE | 605203-09 | Functional | Others
52104 | Jindoli Phc | SPHYGMOMANOMETER(BP APPRATUS) | MODEL NOT AVAILABLE | 60288309 | Functional | Others
52105 | Kemri Phc | Syringe Needle Destroyer | Model not available | 3000218964 | Functional | Others
52106 | Himmatsar Phc | Sahlis HB Meter | Model not available | 3000045193 | Functional | Others
52107 | Kemri Phc | Baby Weighing Machine | Model Not Available | 3000218965 | Functional | Others
52108 | Bansur Chc | Blood Cell Counter - 3 part | Horiba - ABX Micros ES 60 | 304E0H05447 | Functional | Others
52109 | Phagi Chc Jaipur2 | Instrument Sterilizer | Model Not Available | 3000222680 | Functional | Others
52110 | Kemri Phc | Radiant Heat Warmer | Meditrin - Heat Warmer | NRHM/WM09/09 | Functional | Others
52111 | Tapukara Chc | Infra Red Lamp | Model Not Available | 3000281828 | Functional | Others
52112 | Himmatsar Phc | Centrifuge Machine ( 4 Tube ) | Model not available | 3000045195 | Functional | Others
52113 | Himmatsar Phc | Centrifuge Machine ( 4 Tube ) | Model not available | 3000045201 | Functional | Others
52114 | Bansur Chc | Automated Urine Analyzer | Model not available | 33006154 | Functional | Others
52115 | Kemri Phc | SPHYGMOMANOMETER(BP APPRATUS) | MODEL NOT AVAILABLE | 3000218967 | Functional | Others
52116 | Jaitasar Phc | Freezes | MODEL NOT AVAILABLE | 3000041397 | Functional | Anand Medicaids Pvt Ltd
52117 | Jaitasar Phc | Glucometer | Model not available | 3000041398 | Functional | Alleid Medical Limited
52118 | Jaitasar Phc | Binocular Microscope | Model Not Available | 3000041401 | Functional | Accurex Biomedicals Pvt Ltd
52119 | Fiduser Chc | Semi Automated Chemistry Analyzer | 3300 | 7576 | Functional | Others
52120 | Fiduser Chc | X-Ray Viewer Box | Model Not Available | 3000117665 | Functional | Others
52121 | Jln Central Store Medical College | ECG Machine (Single Channel) | Model Not Available | V10113070001 | Functional | Others
52122 | Nathdau Phc | Ice lined refrigerator | MF - 144 | 20013900954 | Functional | Others
52123 | Nathdau Phc | Syringe Needle Destroyer | Model not available | NBSD0715242 | Functional | Others
52124 | Jln Central Store Medical College | ECG Machine (Single Channel) | Model Not Available | 2000033451 | Functional | Others
52125 | Nathdau Phc | SPHYGMOMANOMETER(BP APPRATUS) | MODEL NOT AVAILABLE | 300049788 | Functional | Others
52126 | Nimbijodha Chc | Radiant Heat Warmer | Model Not Available | 2000036703 | Functional | Others
52127 | Nimbijodha Chc | Radiant Heat Warmer | Model Not Available | 2000036704 | Functional | Others
52128 | Nimbijodha Chc | Radiant Heat Warmer | Model Not Available | 2000036711 | Functional | Others
52129 | Nimbijodha Chc | Radiant Heat Warmer | Model Not Available | 2000036706 | Functional | Others
52130 | Nimbijodha Chc | Radiant Heat Warmer | Model Not Available | 2000036707 | Functional | Others
52131 | Nimbijodha Chc | Radiant Heat Warmer | Model Not Available | 2000036708 | Functional | Others
52132 | Nimbijodha Chc | Radiant Heat Warmer | Model Not Available | 2000036709 | Functional | Others
52133 | Nimbijodha Chc | Radiant Heat Warmer | Model Not Available | 2000036720 | Functional | Others
52134 | Radawas Phc | Ice lined refrigerator | HBC-70 | BE07F4E0N00B2A6J0061 | Functional | Others
52135 | Merta Road Phc | Freezes | MODEL NOT AVAILABLE | 2000036074 | Functional | Others
52136 | Merta Road Phc | Freezes | MODEL NOT AVAILABLE | 2000036271 | Functional | Others
52137 | Radawas Phc | Nebulizer | MODEL NOT AVAILABLE | 2000022685 | Functional | Others
52138 | Merta Road Phc | Spot Light ( Portable ) | Model Not Available | 2000030035 | Functional | Others
52139 | Merta Road Phc | Spot Light ( Portable ) | Model Not Available | 2000030036 | Functional | Others
52140 | Merta Road Phc | Spot Light ( Portable ) | Model Not Available | 2000030037 | Functional | Others
52141 | Merta Road Phc | Spot Light ( Portable ) | Model Not Available | 2000030038 | Functional | Others
52142 | Merta Road Phc | Spot Light ( Portable ) | Model Not Available | 2000030039 | Functional | Others
52143 | Unchaida Phc | Blood Bank Refrigerator | Model not available | 2000030309 | Functional | Others
52144 | Unchaida Phc | Blood Bank Refrigerator | Model not available | 2000030310 | Functional | Others
52145 | Phagi Chc Jaipur2 | Syringe Needle Destroyer | Model not available | 3000222710 | Functional | Others
52146 | Rayala Phc | Ice lined refrigerator | HBD-116 | B2A5C0028 | Functional | Others
52147 | Principal And Controller S N Medical Collage Jodhpur | Intensive Care Bed | Model Not Available | 3000131442 | Functional | Others
52148 | Principal And Controller S N Medical Collage Jodhpur | Intensive Care Bed | Model Not Available | 3000131441 | Functional | Others
52149 | Principal And Controller S N Medical Collage Jodhpur | Intensive Care Bed | Model Not Available | 3000131440 | Functional | Others
52150 | Principal And Controller S N Medical Collage Jodhpur | Intensive Care Bed | Model Not Available | 3000131439 | Functional | Others
52151 | Jindoli Phc | Syringe Needle Destroyer | Model not available | 3000280165 | Functional | Others
52152 | Jaitasar Phc | Centrifuge Machine ( 4 Tube ) | Model not available | 3000041398 | Functional | Anand Medicaids Pvt Ltd
52153 | Bansur Chc | Syringe Needle Destroyer | Microsil ND 120 | 3000281007 | Functional | Others
52154 | Bansur Chc | Freezes | MODEL NOT AVAILABLE | 3000281008 | Functional | Others
52155 | Jaitasar Phc | Fetal Doppler | MODEL NOT AVAILABLE | 3000041406 | Functional | Others
52156 | Jaitasar Phc | Autoclave | Model not available | 3000041408 | Functional | Others
52157 | Jaitasar Phc | Labour Table | Model Not Available | 3000041409 | Functional | Others
52158 | Jangloo Phc | Glucometer | Model not available | 2000030982 | Functional | Others
52159 | Jaitasar Phc | SPHYGMOMANOMETER(BP APPRATUS) | MODEL NOT AVAILABLE | 3000041410 | Functional | Others
52160 | Jangloo Phc | Syringe Needle Destroyer | Nulife - Dots | 2000030983 | Functional | Others
52161 | Principal And Controller S N Medical Collage Jodhpur | Syringe Infusion Pump | SIMTEK - Infutek 405 | 3000131426 | Functional | Others
52162 | Principal And Controller S N Medical Collage Jodhpur | Syringe Infusion Pump | SIMTEK - Infutek 405 | 3000131425 | Functional | Others
52163 | Principal And Controller S N Medical Collage Jodhpur | Syringe Infusion Pump | SIMTEK - Infutek 405 | 3000131422 | Functional | Others
52164 | Principal And Controller S N Medical Collage Jodhpur | Syringe Infusion Pump | SIMTEK - Infutek 405 | 3000131421 | Functional | Others
52165 | Principal And Controller S N Medical Collage Jodhpur | Syringe Infusion Pump | SIMTEK - Infutek 405 | 3000131420 | Functional | Others
52166 | Principal And Controller S N Medical Collage Jodhpur | Syringe Infusion Pump | SIMTEK - Infutek 405 | 3000131419 | Functional | Others
52167 | Jaitasar Phc | Ice lined refrigerator | Model Not Available | 3000041414 | Functional | Others
52168 | Bansur Chc | Intensive Care Bed | Model Not Available | 3000281013 | Functional | Others
52169 | Bakhasar Phc | Centrifuge Machine ( 4 Tube ) | Model not available | 3000214427 | Functional | Others
52170 | Bansur Chc | Freezes | Kelvinator KGE 193 | 3000281017 | Functional | Others
52171 | Gomawali Phc | Baby Weighing Machine | Model Not Available | 3000041193 | Functional | Others
52172 | Principal And Controller S N Medical Collage Jodhpur | Monocular Microscope | RMH-4 | 37409 | Functional | Others
52173 | Principal And Controller S N Medical Collage Jodhpur | Monocular Microscope | RMH-4 | 37214 | Functional | Others
52174 | Principal And Controller S N Medical Collage Jodhpur | Monocular Microscope | RMH-4 | 36802 | Functional | Others
52175 | Principal And Controller S N Medical Collage Jodhpur | Monocular Microscope | RMH-4 | 37271 | Functional | Others
52176 | Principal And Controller S N Medical Collage Jodhpur | Monocular Microscope | RMH-4 | 36785 | Functional | Others
52177 | Principal And Controller S N Medical Collage Jodhpur | Monocular Microscope | RMH-4 | 37437 | Functional | Others
52178 | Principal And Controller S N Medical Collage Jodhpur | Monocular Microscope | RMH-4 | 37134 | Functional | Others
52179 | Principal And Controller S N Medical Collage Jodhpur | Monocular Microscope | RMH-4 | 37151 | Functional | Others
52180 | Principal And Controller S N Medical Collage Jodhpur | Monocular Microscope | RMH-4 | 37408 | Functional | Others
52181 | Principal And Controller S N Medical Collage Jodhpur | Monocular Microscope | RMH-4 | 30001122002 | Functional | Others
52182 | Principal And Controller S N Medical Collage Jodhpur | Monocular Microscope | RMH-4 | 37144 | Functional | Others
52183 | Principal And Controller S N Medical Collage Jodhpur | Monocular Microscope | RMH-4 | 37190 | Functional | Others
52184 | Principal And Controller S N Medical Collage Jodhpur | Monocular Microscope | RMH-4 | 37232 | Functional | Others
52185 | Principal And Controller S N Medical Collage Jodhpur | Monocular Microscope | RMH-4 | 3000131041 | Functional | Others
52186 | Principal And Controller S N Medical Collage Jodhpur | Monocular Microscope | RMH-4 | 37221 | Functional | Others
52187 | Principal And Controller S N Medical Collage Jodhpur | Monocular Microscope | RMH-4 | 3000131039 | Functional | Others
52188 | Principal And Controller S N Medical Collage Jodhpur | Monocular Microscope | RMH-4 | 3000131038 | Functional | Others
52189 | Principal And Controller S N Medical Collage Jodhpur | Monocular Microscope | RMH-4 | 3000131037 | Functional | Others
52190 | Principal And Controller S N Medical Collage Jodhpur | Monocular Microscope | RMH-4 | 3000131036 | Functional | Others
52191 | Principal And Controller S N Medical Collage Jodhpur | Monocular Microscope | RMH-4 | 3000131035 | Functional | Others
52192 | Principal And Controller S N Medical Collage Jodhpur | Monocular Microscope | RMH-4 | 3000122011 | Functional | Others
52193 | Principal And Controller S N Medical Collage Jodhpur | Monocular Microscope | RMH-4 | 3000122010 | Functional | Others
52194 | Principal And Controller S N Medical Collage Jodhpur | Monocular Microscope | RMH-4 | 3000122009 | Functional | Others
52195 | Principal And Controller S N Medical Collage Jodhpur | Monocular Microscope | RMH-4 | 3000122008 | Functional | Others
52196 | Principal And Controller S N Medical Collage Jodhpur | Monocular Microscope | RMH-4 | 3000122007 | Functional | Others
52197 | Principal And Controller S N Medical Collage Jodhpur | Monocular Microscope | RMH-4 | 3000122021 | Functional | Others
52198 | Daulatgarh Phc | Incubator | MODEL NOT AVAILABLE | 3000262362 | Functional | Others
52199 | Jln Central Store Medical College | ECG Machine (Three Channel ) | Medicaid - CardioFax 3R | H10930311 | Functional | Others
52200 | Daulatgarh Phc | Hemoglobin meter | Model Not Available | 3000262364 | Functional | Others
52201 | Hathwari Phc | Hemoglobin meter | Model Not Available | 3000242216 | Functional | Others
52202 | Bansur Chc | Freezes | Kelvinator KGE 193 | 3000281009 | Functional | Others
52203 | Jaitasar Phc | Hemoglobin Analyzer | Model not available | 3000041403 | Functional | A K Surgicals
52204 | Phagi Chc Jaipur2 | Fetal Doppler | MODEL NOT AVAILABLE | 3000222684 | Functional | Others
52205 | Hathwari Phc | Baby Weighing Machine | Model Not Available | 3000242221 | Functional | Others
52206 | Jangloo Phc | VDRL Rotator (Rotor and Shaker) | Model Not Available | 2000030980 | Functional | Others
52207 | Jindoli Phc | Ice lined refrigerator | Model Not Available | 25018640 | Functional | Others
52208 | Gomawali Phc | Centrifuge Machine ( 4 Tube ) | Model not available | 3000041190 | Functional | Others
52209 | Jaitasar Phc | Syringe Needle Destroyer | Model not available | 3000041412 | Functional | Others
52210 | Jangloo Phc | Blood Bank Refrigerator | Model not available | 2000030986 | Functional | Others
52211 | Phagi Chc Jaipur2 | Glucometer | Model not available | 3000222683 | Functional | Others
52212 | Phagi Chc Jaipur2 | Glucometer | Model not available | 21131 | Functional | Others
52213 | Bakhasar Phc | Binocular Microscope | Model Not Available | 3000214431 | Functional | Others
52214 | Bakhasar Phc | Binocular Microscope | Model Not Available | 3000214426 | Functional | Others
52215 | Phagi Chc Jaipur2 | Autoclave | Model not available | 3000222688 | Functional | Others
52216 | Jangloo Phc | Labour Table | Model Not Available | 2000030992 | Functional | Others
52217 | Soop Phc | Ice lined refrigerator | HBD-116 | BE07F4FONODB2A80019 | Functional | Haier Appliances India Pvt
52218 | Soop Phc | Ice lined refrigerator | HBD-116 | BE04G4F226032A8C0040 | Functional | Haier Appliances India Pvt
52219 | Soop Phc | Ice lined refrigerator | HBD-116 | BE04G4F22600B2A75003 | Functional | Haier Appliances India Pvt
52220 | Jln Central Store Medical College | Centrifuge Machine (36 Tubes) | Model Not Available | VCE-6890 | Functional | Others
52221 | Soop Phc | Syringe Needle Destroyer | Model not available | 3000218953 | Functional | Others
52222 | Soop Phc | Centrifuge Machine ( 8 Tube) | Model Not Available | 3000218954 | Functional | Others
52223 | Baroli Phc | Instrument Sterilizer | Model Not Available | 3000242290 | Non Functional Not Repairable | Others
52224 | City Dispensary Housing Board Colony | Binocular Microscope | Model Not Available | 3000124595 | Functional | Others
52225 | City Dispensary Housing Board Colony | Glucometer | Model not available | M20N0001721 | Functional | Others
52226 | Unchaida Phc | SPHYGMOMANOMETER(BP APPRATUS) | MODEL NOT AVAILABLE | 2000030311 | Functional | Others
52227 | Unchaida Phc | SPHYGMOMANOMETER(BP APPRATUS) | MODEL NOT AVAILABLE | 2000030312 | Functional | Others
52228 | City Dispensary Housing Board Colony | Centrifuge Machine ( 8 Tube) | Model Not Available | 3000124597 | Functional | Others
52229 | Unchaida Phc | Labour Table | Model Not Available | 2000030319 | Functional | Others
52230 | Unchaida Phc | Labour Table | Model Not Available | 2000030320 | Functional | Others
52231 | Unchaida Phc | Labour Table | Model Not Available | 2000030323 | Functional | Others
52232 | Unchaida Phc | Suction Machine | Model Not Available | 2000030324 | Functional | Others
52233 | Unchaida Phc | Suction Machine | Model Not Available | 2000030328 | Functional | Others
52234 | City Dispensary Housing Board Colony | Hemoglobin meter | Model Not Available | 3000124598 | Functional | Others
52235 | Reni Chc | Hemoglobin meter | Model Not Available | 1343313133 | Functional | Others
52236 | Hurda Phc | Intensive Care Bed | Model Not Available | 3000126078 | Functional | Others
52237 | Dulchasar Phc | Centrifuge Machine ( 4 Tube ) | Model not available | 2000035021 | Functional | Others
52238 | Dulchasar Phc | Centrifuge Machine ( 4 Tube ) | Model not available | 2000035022 | Functional | Others
52239 | Dulchasar Phc | Centrifuge Machine ( 4 Tube ) | Model not available | 2000035023 | Functional | Others
52240 | Dulchasar Phc | Centrifuge Machine ( 4 Tube ) | Model not available | 2000035024 | Functional | Others
52241 | Dulchasar Phc | Centrifuge Machine ( 4 Tube ) | Model not available | 2000035025 | Functional | Others
52242 | Govt Hospital Sojat Sdh | Nebulizer | Nuneb Pro | PCB102098 | Functional | Others
52243 | Hurda Phc | FOOT OPERATED SUCTION MACHINE | MODEL NOT AVAILABLE | 3000126079 | Functional | Others
52244 | Phaliya Phc Baran | Baby Weighing Machine | Crown | 3000199666 | Functional | Crown Digital Scales Inc
52245 | Reni Chc | 100mA X-Ray Machine | Medford - MXD 1000 | QK81013 | Functional | Others
52246 | Govt Hospital Sojat Sdh | Syringe Needle Destroyer | Model not available | 3000214852 | Functional | Others
52247 | Dulchasar Phc | Instrument Sterilizer | Model Not Available | 2000035037 | Functional | Others
52248 | Minda Phc | Syringe Needle Destroyer | Model not available | 2000028215 | Functional | Others
52249 | Minda Phc | Syringe Needle Destroyer | Model not available | 2000028216 | Functional | Others
52250 | Gomawali Phc | Baby Weighing Machine | Model Not Available | 3000041194 | Functional | Others
52251 | Phagi Chc Jaipur2 | SPHYGMOMANOMETER(BP APPRATUS) | MODEL NOT AVAILABLE | 3000222690 | Functional | Others
52252 | Phagi Chc Jaipur2 | SPHYGMOMANOMETER(BP APPRATUS) | MODEL NOT AVAILABLE | 3000222698 | Functional | Others
52253 | Bansur Chc | Weighing Machine | Crown | 3000281019 | Functional | Others
52254 | Rayala Phc | Spot Light ( Portable ) | Model Not Available | 3000125710 | Functional | Others
52255 | Ramsar Chc | Radiant Heat Warmer | Bilitron Sky 5006 | 3000122168 | Functional | Others
52256 | Phagi Chc Jaipur2 | Fiberoptic Laryngoscope | Model Not Available | 3000222682 | Functional | Others
52257 | Phagi Chc Jaipur2 | Fiberoptic Laryngoscope | Model Not Available | 3000222695 | Functional | Others
52258 | Phagi Chc Jaipur2 | Fiberoptic Laryngoscope | Model Not Available | 3000222701 | Functional | Others
52259 | Phagi Chc Jaipur2 | Fiberoptic Laryngoscope | Model Not Available | 3000222702 | Functional | Others
52260 | Phagi Chc Jaipur2 | Fiberoptic Laryngoscope | Model Not Available | 3000222696 | Functional | Others
52261 | Kishori Phc | Ice lined refrigerator | HBC-70 | BEO7F4EONOOB2A5U0056 | Functional | Haier Appliances India Pvt
52262 | Jhjharpur Phc | Centrifuge Machine ( 8 Tube) | Model Not Available | 3000280472 | Functional | Others
52263 | Badhnu Phc | Syringe Needle Destroyer | Model not available | 3000042304 | Functional | Others
52264 | Govindgarh Chc Alwar | Glucometer | Model not available | 3000281165 | Functional | Others
52265 | Rakhi Phc | Syringe Needle Destroyer | Model not available | 3000134330 | Functional | Others
52266 | Payalakalan Phc | Binocular Microscope | Model Not Available | 3000134712 | Functional | Others
52267 | Pbm Medical College And Hospital | O.T. Light Single Dome | MODEL NOT AVAILABLE | 300045638 | Functional | Others
52268 | Pbm Medical College And Hospital | O.T. Light Single Dome | MODEL NOT AVAILABLE | 3000045639 | Functional | Others
52269 | Mandal Chc | Hydraulic Operation Table | MODEL NOT AVAILABLE | 3000125362 | Functional | Others
52270 | Payalakalan Phc | Hemoglobin Analyzer | Model not available | 3000134714 | Functional | Others
52271 | Shivkar Phc | Centrifuge Machine ( 4 Tube ) | Model not available | 3000117649 | Functional | Others
52272 | Bhiwadi Chc | Blood Bank Refrigerator | Model not available | 3000281116 | Functional | Others
52273 | Bansur Chc | Instrument Sterilizer | Model Not Available | 9882090 | Functional | Atlas Surgical Company
52274 | Bansur Chc | SPHYGMOMANOMETER(BP APPRATUS) | MODEL NOT AVAILABLE | 10532 | Functional | Others
52275 | Shivkar Phc | Blood Bank Refrigerator | Model not available | 2003200114 | Functional | Others
52276 | Principal And Controller S N Medical Collage Jodhpur | Monocular Microscope | RMH-4 | 3000122020 | Functional | Others
52277 | Principal And Controller S N Medical Collage Jodhpur | Monocular Microscope | RMH-4 | 3000122019 | Functional | Others
52278 | Principal And Controller S N Medical Collage Jodhpur | Monocular Microscope | RMH-4 | 3000122018 | Functional | Others
52279 | Principal And Controller S N Medical Collage Jodhpur | Monocular Microscope | RMH-4 | 3000122017 | Functional | Others
52280 | Principal And Controller S N Medical Collage Jodhpur | Monocular Microscope | RMH-4 | 3000122016 | Functional | Others
52281 | Principal And Controller S N Medical Collage Jodhpur | Monocular Microscope | RMH-4 | 3000122015 | Functional | Others
52282 | Principal And Controller S N Medical Collage Jodhpur | Monocular Microscope | RMH-4 | 3000122014 | Functional | Others
52283 | Principal And Controller S N Medical Collage Jodhpur | Monocular Microscope | RMH-4 | 3000122013 | Functional | Others
52284 | Principal And Controller S N Medical Collage Jodhpur | Monocular Microscope | RMH-4 | 3000122012 | Functional | Others
52285 | Principal And Controller S N Medical Collage Jodhpur | Monocular Microscope | RMH-4 | 3000122026 | Functional | Others
52286 | Principal And Controller S N Medical Collage Jodhpur | Monocular Microscope | RMH-4 | 3000122025 | Functional | Others
52287 | Principal And Controller S N Medical Collage Jodhpur | Monocular Microscope | RMH-4 | 3000122024 | Functional | Others
52288 | Principal And Controller S N Medical Collage Jodhpur | Monocular Microscope | RMH-4 | 3000122023 | Functional | Others
52289 | Principal And Controller S N Medical Collage Jodhpur | Monocular Microscope | RMH-4 | 3000122022 | Functional | Others
52290 | Gopalpura Phc Churu | Baby Weighing Machine | Model Not Available | 1084 | Functional | Others
52291 | Gadiyala Phc | SPHYGMOMANOMETER(BP APPRATUS) | MODEL NOT AVAILABLE | 2000035052 | Not in use | Others
52292 | Gadiyala Phc | Suction Machine | Model Not Available | 2000035069 | Functional | Others
52293 | Ramsara Taal Phc | Syringe Needle Destroyer | Model not available | 3951 | Functional | Others
52294 | Gadiyala Phc | Binocular Microscope | Model Not Available | 2000035070 | Functional | Others
52295 | Gadiyala Phc | Glucometer | Model not available | 2000035074 | Functional | Others
52296 | Gadiyala Phc | Centrifuge Machine ( 4 Tube ) | Model not available | 2000035075 | Functional | Others
52297 | Bardod Chc | Semi Automated Chemistry Analyzer | Model not Available | 6740 | Functional | Others
52298 | Gulabewala Phc | Ice lined refrigerator | Model Not Available | 3000048710 | Functional | Anand Medicaids Pvt Ltd
52299 | Principal And Controller S N Medical Collage Jodhpur | Binocular Microscope | PZB 22 | 70896 | Functional | Others
52300 | Principal And Controller S N Medical Collage Jodhpur | Binocular Microscope | PZB 22 | 70938 | Functional | Others
52301 | Principal And Controller S N Medical Collage Jodhpur | Binocular Microscope | PZB 22 | 70893 | Functional | Others
52302 | Daulatgarh Phc | FOOT OPERATED SUCTION MACHINE | MODEL NOT AVAILABLE | 3000262368 | Functional | Others
52303 | Daulatgarh Phc | SPHYGMOMANOMETER(BP APPRATUS) | Pagoda | 3000262369 | Functional | Others
52304 | Baroli Phc | SPHYGMOMANOMETER(BP APPRATUS) | MODEL NOT AVAILABLE | 307007 | Functional | Others
52305 | Badhnu Phc | Instrument Sterilizer | Model Not Available | 3000042305 | Functional | Others
52306 | Gangapur Chc | STABILIZER | MODEL NOT AVAILABLE | 3000262078 | Functional | Others
52307 | Jln Central Store Medical College | Ventilator | Model Not Available | V10408017 | Functional | Others
52308 | Baroli Phc | Syringe Needle Destroyer | Model not available | 3000242294 | Functional | Others
52309 | Gangapur Chc | Radiant Heat Warmer | Zeal - RHW 2101A | 3000262082 | Functional | Others
52310 | Todabhim Chc | Centrifuge Machine ( 8 Tube) | Model Not Available | 3000138723 | Functional | Others
52311 | Baroli Phc | Centrifuge Machine ( 8 Tube) | Model Not Available | 3000242295 | Functional | Others
52312 | Gurla Phc | Freezes | MODEL NOT AVAILABLE | 3000125449 | Functional | Others
52313 | Jln Central Store Medical College | Suction Machine | Model Not Available | 2000033426 | Functional | Others
52314 | Gurla Phc | Nebulizer | MODEL NOT AVAILABLE | 3000125446 | Functional | Others
52315 | Baroli Phc | Glucometer | Model not available | GS02173234 | Functional | Others
52316 | Jln Central Store Medical College | Suction Machine | Model Not Available | 2000033425 | Functional | Others
52317 | Jhjharpur Phc | Hemoglobin meter | Model Not Available | 3000280466 | Functional | Others
52318 | Norangdesar Phc | Baby Weighing Machine | Crown | 3000042047 | Functional | Others
52319 | Baroli Phc | Hemoglobin meter | Model Not Available | 3000242298 | Functional | Others
52320 | Jasana Phc | Radiant Heat Warmer | Model Not Available | 3000043284 | Functional | Others
52321 | Jln Central Store Medical College | Nebulizer | MODEL NOT AVAILABLE | ALTASM3894 | Functional | Others
52322 | Todabhim Chc | Phototherepy Unit | MODEL NOT AVAILABLE | 3000138727 | Functional | Metro Traiding Corporation
52323 | Phagi Chc Jaipur2 | Centrifuge Machine ( 8 Tube) | Model Not Available | 3000222670 | Functional | Others
52324 | Todabhim Chc | Blood Cell Counter - 3 part | Model not available | 3000138728 | Functional | Others
52325 | Jln Central Store Medical College | Nebulizer | MODEL NOT AVAILABLE | PCB99008 | Functional | Others
52326 | Phagi Chc Jaipur2 | 150 mA X-Ray Machine | MARS 6R | 3000222674 | Functional | Others
52327 | Jhjharpur Phc | Syringe Needle Destroyer | Model not available | 3000280478 | Functional | Others
52328 | Jln Central Store Medical College | Ophthalmoscope | Model Not Available | 2000034029 | Functional | Others
52329 | Minda Phc | Syringe Needle Destroyer | Model not available | 2000028217 | Functional | Others
52330 | Minda Phc | Syringe Needle Destroyer | Model not available | 2000028219 | Functional | Others
52331 | Minda Phc | Syringe Needle Destroyer | Model not available | 2000028220 | Functional | Others
52332 | Minda Phc | Syringe Needle Destroyer | Model not available | 2000028221 | Functional | Others
52333 | Reni Chc | ECG Machine (Single Channel) | Medicaid - Cardio Fax | C613372 | Non Functional Repairable | Others
52334 | Gangori Hospital | Suction Machine | Model Not Available | 3000139823 | Functional | Others
52335 | Gangori Hospital | Suction Machine | Model Not Available | 3000139825 | Functional | Others
52336 | Minda Phc | Weighing Machine | MODEL NOT AVAILABLE | 2000028228 | Functional | Others
52337 | Minda Phc | Weighing Machine | MODEL NOT AVAILABLE | 2000028229 | Functional | Others
52338 | Minda Phc | Weighing Machine | MODEL NOT AVAILABLE | 2000028230 | Functional | Others
52339 | Minda Phc | Weighing Machine | MODEL NOT AVAILABLE | 2000028231 | Functional | Others
52340 | Minda Phc | Weighing Machine | MODEL NOT AVAILABLE | 2000028232 | Functional | Others
52341 | Minda Phc | Instrument Sterilizer | Model Not Available | 2000028233 | Functional | Others
52342 | Minda Phc | Instrument Sterilizer | Model Not Available | 2000028225 | Functional | Others
52343 | Musaliya Phc Pali | Radiant Heat Warmer | Meditrin - Heat Warmer | NRHM/WM09/03 | Functional | Others
52344 | Govt Hospital Sojat Sdh | Glucometer | Model not available | 110H1C1128 | Functional | Others
52345 | Musaliya Phc Pali | Radiant Heat Warmer | Meditrin - Heat Warmer | 3000202592 | Functional | Others
52346 | Gothan Chc | Centrifuge Machine ( 12 Tube ) | Model Not Available | 2000030079 | Functional | Others
52347 | Gothan Chc | Centrifuge Machine ( 12 Tube ) | Model Not Available | 2000030082 | Functional | Others
52348 | Gothan Chc | Centrifuge Machine ( 12 Tube ) | Model Not Available | 2000030083 | Functional | Others
52349 | Gothan Chc | Centrifuge Machine ( 12 Tube ) | Model Not Available | 2000030084 | Functional | Others
52350 | Jamsar Phc | Ice lined refrigerator | MK - 142 | 3000042023 | Functional | Others
52351 | Gangori Hospital | Hydraulic Operation Table | Surgicoin | 3000139860 | Functional | Others
52352 | Jamsar Phc | Syringe Needle Destroyer | Model not available | 3000042025 | Functional | Others
52353 | Jamsar Phc | Centrifuge Machine ( 8 Tube) | REMI - R303 | 3000042026 | Functional | Others
52354 | Reni Chc | Radiant Heat Warmer | Zeal - RHW 2101A | RHW2101A/0913/1848 | Functional | Cmho Supply
52355 | Nahrawali Phc | Baby Weighing Machine | Model Not Available | 3000041632 | Functional | Anand Medicaids Pvt Ltd
52356 | Beermana Phc | Nebulizer | MODEL NOT AVAILABLE | 3000041425 | Functional | Others
52357 | Dabla Phc | Baby Weighing Machine | Model Not Available | 3000125671 | Functional | Others
52358 | Ghdhi Sawairam Chc | Syringe Needle Destroyer | Model not available | 3000280046 | Functional | Others
52359 | Ghdhi Sawairam Chc | Syringe Needle Destroyer | Model not available | 3000280055 | Functional | Others
52360 | Nahrawali Phc | Fetal Doppler | MODEL NOT AVAILABLE | 3000041636 | Functional | Others
52361 | Pbm Medical College And Hospital | SPHYGMOMANOMETER(BP APPRATUS) | MODEL NOT AVAILABLE | 3000045683 | Functional | Others
52362 | Jln Central Store Medical College | A Scan Ultrasonic Biometer | Model Not Available | 0150-0907-1980 | Functional | Others
52363 | Pbm Medical College And Hospital | Autoclave | Model not available | 3000045678 | Functional | Others
52364 | Dabla Phc | Instrument Sterilizer | Model Not Available | 3000125673 | Functional | Others
52365 | Jln Central Store Medical College | A Scan Ultrasonic Biometer | Model Not Available | 310110 | Functional | Others
52366 | Simrakhiya Purohitan Phc Barmer | Weighing Machine | MODEL NOT AVAILABLE | 3000134511 | Functional | Others
52367 | Pbm Medical College And Hospital | Pulse Oxymeter | Model Not Available | 3000045615 | Functional | Others
52368 | Rampur Chc | Baby Weighing Machine | Model Not Available | 3000281052 | Functional | Others
52369 | Dispensary Partab Nagar Sec 6 City | Instrument Sterilizer | Model Not Available | 30000140833 | Functional | Others
52370 | Dabla Phc | Labour Table | Model Not Available | 3000125674 | Functional | Others
52371 | Simrakhiya Purohitan Phc Barmer | Sahlis HB Meter | Model not available | 3000134512 | Functional | Others
52372 | Dabla Phc | Syringe Needle Destroyer | Model not available | 3000125677 | Functional | Others
52373 | Pbm Medical College And Hospital | Syringe Needle Destroyer | Microsil ND 120 | 3000045623 | Functional | Others
52374 | Ghdhi Sawairam Chc | Hemoglobin meter | Mission Hb | 3000280053 | Functional | Others
52375 | Pbm Medical College And Hospital | Defibrillator with Cardiac Monitor | Model Not Available | 3000045624 | Functional | Others
52376 | Jat Bahror Phc | Binocular Microscope | Model Not Available | 3000280771 | Functional | Others
52377 | Dispensary Partab Nagar Sec 6 City | Binocular Microscope | Model Not Available | 2000024274 | Functional | Others
52378 | Gingla Chc | ECG Machine (Single Channel) | BPL - Cardiart 108T | CGML3C18569 | Functional | Bpl Medical Technologies
52379 | Jat Bahror Phc | Instrument Sterilizer | Model Not Available | 3000280772 | Functional | Others
52380 | Gingla Chc | SPHYGMOMANOMETER(BP APPRATUS) | MODEL NOT AVAILABLE | 3000198353 | Functional | Others
52381 | Pbm Medical College And Hospital | Anesthesia Machine | MODEL NOT AVAILABLE | 3000045616 | Functional | Others
52382 | Principal And Controller S N Medical Collage Jodhpur | Binocular Microscope | PZB 22 | 70961 | Functional | Others
52383 | Principal And Controller S N Medical Collage Jodhpur | Binocular Microscope | PZB 22 | 70895 | Functional | Others
52384 | Principal And Controller S N Medical Collage Jodhpur | Binocular Microscope | PZB 22 | 70894 | Functional | Others
52385 | Principal And Controller S N Medical Collage Jodhpur | Binocular Microscope | PZB 22 | 66213 | Functional | Others
52386 | Principal And Controller S N Medical Collage Jodhpur | Binocular Microscope | PZB 22 | 3000120448 | Functional | Others
52387 | Principal And Controller S N Medical Collage Jodhpur | Binocular Microscope | PZB 22 | 140570009 | Functional | Others
52388 | Principal And Controller S N Medical Collage Jodhpur | Binocular Microscope | PZB 22 | 37486 | Functional | Others
52389 | Principal And Controller S N Medical Collage Jodhpur | Binocular Microscope | PZB 22 | 37484 | Functional | Others
52390 | Principal And Controller S N Medical Collage Jodhpur | Binocular Microscope | PZB 22 | 37485 | Functional | Others
52391 | Principal And Controller S N Medical Collage Jodhpur | Binocular Microscope | PZB 22 | 50000 | Functional | Others
52392 | Principal And Controller S N Medical Collage Jodhpur | Binocular Microscope | PZB 22 | 140570020 | Functional | Others
52393 | Principal And Controller S N Medical Collage Jodhpur | Binocular Microscope | PZB 22 | 37487 | Functional | Others
52394 | Principal And Controller S N Medical Collage Jodhpur | Binocular Microscope | PZB 22 | 140569978 | Functional | Others
52395 | Principal And Controller S N Medical Collage Jodhpur | Binocular Microscope | PZB 22 | 814261 | Functional | Others
52396 | Principal And Controller S N Medical Collage Jodhpur | Binocular Microscope | PZB 22 | 140872913 | Functional | Others
52397 | Principal And Controller S N Medical Collage Jodhpur | Binocular Microscope | PZB 22 | 140570027 | Functional | Others
52398 | Principal And Controller S N Medical Collage Jodhpur | Binocular Microscope | PZB 22 | 140872902 | Functional | Others
52399 | Principal And Controller S N Medical Collage Jodhpur | Binocular Microscope | PZB 22 | 140872888 | Functional | Others
52400 | Principal And Controller S N Medical Collage Jodhpur | Binocular Microscope | PZB 22 | 37482 | Functional | Others
52401 | Principal And Controller S N Medical Collage Jodhpur | Binocular Microscope | PZB 22 | 37490 | Functional | Others
52402 | Principal And Controller S N Medical Collage Jodhpur | Binocular Microscope | PZB 22 | 37483 | Functional | Others
52403 | Principal And Controller S N Medical Collage Jodhpur | Binocular Microscope | PZB 22 | 66269 | Functional | Others
52404 | Principal And Controller S N Medical Collage Jodhpur | Binocular Microscope | PZB 22 | 37154 | Functional | Others
52405 | Principal And Controller S N Medical Collage Jodhpur | Binocular Microscope | PZB 22 | 70849 | Functional | Others
52406 | Principal And Controller S N Medical Collage Jodhpur | Binocular Microscope | PZB 22 | 70937 | Functional | Others
52407 | Principal And Controller S N Medical Collage Jodhpur | Binocular Microscope | PZB 22 | 70848 | Functional | Others
52408 | Gudachanderji Chc | FOOT OPERATED SUCTION MACHINE | MODEL NOT AVAILABLE | 3000138916 | Functional | Others
52409 | Gudachanderji Chc | Radiant Heat Warmer | Zeal - RHW 2101A | RHW2101A/0713774 | Non Functional Not Repairable | Others
52410 | Gudachanderji Chc | 300mA X-Ray Machine | Model not available | 2K130606263X/HF | Functional | Others
52411 | Jln Central Store Medical College | Hot Air Oven | Model not available | 1305120 | Functional | Others
52412 | Kemri Phc | Weighing Machine | MODEL NOT AVAILABLE | 3000218968 | Functional | Others
52413 | Soop Phc | Weighing Machine | MODEL NOT AVAILABLE | 3000218955 | Functional | Others
52414 | Baroli Phc | O.T. Light Single Dome | MODEL NOT AVAILABLE | 3000242289 | Functional | Others
52415 | Soop Phc | SPHYGMOMANOMETER(BP APPRATUS) | MODEL NOT AVAILABLE | 3000218959 | Non Functional Not Repairable | Others
52416 | Soop Phc | SPHYGMOMANOMETER(BP APPRATUS) | MODEL NOT AVAILABLE | 3000218960 | Non Functional Not Repairable | Others
52417 | Soop Phc | SPHYGMOMANOMETER(BP APPRATUS) | MODEL NOT AVAILABLE | 3000218961 | Functional | Others
52418 | Baroli Phc | Radiant Heat Warmer | Zeal - RHW 2101A | RHW210A/0713/753 | Functional | Others
52419 | Jln Central Store Medical College | Semi Automated Chemistry Analyzer | Model not Available | 593 | Functional | Others
52420 | Todabhim Chc | ECG Machine (Single Channel) | Model Not Available | 3000138762 | Functional | Others
52421 | Mundawar Chc | Centrifuge Machine ( 8 Tube) | REMI - R 8C | 3000281997 | Functional | Remi Electrotechnik Ltd
52422 | Palana Phc | Radiant Heat Warmer | Meditrin - Heat Warmer | 2000030793 | Functional | Others
52423 | Palana Phc | Radiant Heat Warmer | Meditrin - Heat Warmer | 2000030794 | Functional | Others
52424 | Palana Phc | Radiant Heat Warmer | Meditrin - Heat Warmer | 2000030795 | Functional | Others
52425 | Rattewala Phc | SPHYGMOMANOMETER(BP APPRATUS) | MODEL NOT AVAILABLE | 3000048758 | Functional | Others
52426 | Rattewala Phc | SPHYGMOMANOMETER(BP APPRATUS) | MODEL NOT AVAILABLE | 3000048760 | Functional | Others
52427 | Phagi Chc Jaipur2 | Ice lined refrigerator | MF - 144 | 91005093 | Functional | Others
52428 | Jhjharpur Phc | Weighing Machine | MODEL NOT AVAILABLE | 300280478 | Functional | Others
52429 | Palana Phc | FOOT OPERATED SUCTION MACHINE | MODEL NOT AVAILABLE | 2000030797 | Functional | Others
52430 | Palana Phc | FOOT OPERATED SUCTION MACHINE | MODEL NOT AVAILABLE | 2000030798 | Functional | Others
52431 | Jln Central Store Medical College | Ophthalmoscope | Model Not Available | 2000033064 | Functional | Others
52432 | Jasana Phc | Suction Machine | Model Not Available | 3000043286 | Functional | Others
52433 | Principal And Controller S N Medical Collage Jodhpur | SPHYGMOMANOMETER(BP APPRATUS) | Bhasin Sons | 3000131410 | Functional | Others
52434 | Jamsar Phc | Radiant Heat Warmer | Meditrin - Heat Warmer | 3000042032 | Functional | Others
52435 | Gangori Hospital | Radiant Heat Warmer | Meditrin - Heat Warmer | 3000139781 | Functional | Others
52436 | Musaliya Phc Pali | SPHYGMOMANOMETER(BP APPRATUS) | MODEL NOT AVAILABLE | 3000202595 | Functional | Others
52437 | Musaliya Phc Pali | Suction Machine | Model Not Available | 3000202596 | Functional | Others
52438 | Musaliya Phc Pali | SPHYGMOMANOMETER(BP APPRATUS) | Pagoda | 3000202617 | Functional | Others
52439 | Musaliya Phc Pali | Binocular Microscope | Microlux - 16 | 13-J-13199 | Functional | Others
52440 | Satellite Hospital Shahpura Bhilwara | Semi Automated Chemistry Analyzer | Model not Available | 3000125230 | Functional | Others
52441 | Gangori Hospital | O.T. Light Double Dome | MODEL NOT AVAILABLE | 3000139800 | Functional | Others
52442 | Gangori Hospital | O.T. Light Double Dome | MODEL NOT AVAILABLE | 30000139803 | Functional | Others
52443 | Reni Chc | Syringe Needle Destroyer | Model not available | 3000281328 | Functional | Cmho Supply
52444 | Musaliya Phc Pali | Glucometer | Model not available | GU04688614 | Functional | Others
52445 | Satellite Hospital Shahpura Bhilwara | Micropipettes | MODEL NOT AVAILABLE | 3000125231 | Functional | Others
52446 | Badakheda Phc | Hemoglobin meter | HB 301 | 236824 | Functional | Others
52447 | Musaliya Phc Pali | Radiant Heat Warmer | Zeal - RHW 2101A | RHW2101A/0813/1361 | Functional | Others
52448 | Sekhsar Phc | Spot Light ( Portable ) | Model Not Available | 2000030925 | Functional | Others
52449 | Badakheda Phc | Glucometer | Easy Touch ET-101 | Mo3D18AA7240 | Functional | Others
52450 | Sekhsar Phc | Syringe Needle Destroyer | Microsil ND-60 | 800-97 | Functional | Others
52451 | Gangori Hospital | O.T. Light Double Dome | MODEL NOT AVAILABLE | 3000139869 | Functional | Others
52452 | Gangori Hospital | O.T. Light Double Dome | MODEL NOT AVAILABLE | 3000139870 | Functional | Others
52453 | Satellite Hospital Shahpura Bhilwara | Micropipettes | MODEL NOT AVAILABLE | 3000125232 | Functional | Others
52454 | Satellite Hospital Shahpura Bhilwara | Micropipettes | MODEL NOT AVAILABLE | 3000125233 | Functional | Others
52455 | Musaliya Phc Pali | Suction Machine | Model Not Available | 11451 | Functional | Others
52456 | Govt Hospital Sojat Sdh | Radiant Heat Warmer | Meditrin - Heat Warmer | NRHM/WM09/016 | Functional | Meditrin Instruments
52457 | Gangori Hospital | Glucometer | Model not available | 3000139676 | Functional | Others
52458 | Musaliya Phc Pali | Weighing Machine | MODEL NOT AVAILABLE | 3000202611 | Functional | Others
52459 | Satellite Hospital Shahpura Bhilwara | VDRL Rotator (Rotor and Shaker) | Model Not Available | 3000125237 | Functional | Others
52460 | General Hospital Karauli Dh | MTP Suction apparatus electrically operated | MODEL NOT AVAILABLE | 3000138100 | Functional | Others
52461 | Sub District Hospital Gangapur City | FOOT OPERATED SUCTION MACHINE | MODEL NOT AVAILABLE | 3000084406 | Functional | Others
52462 | Gangdhar Phc | Ice lined refrigerator | MK - 142 | 25116480 | Functional | Others
52463 | Taraj Phc | Baby Weighing Machine | Model Not Available | 3000206349 | Functional | Others
52464 | Ranwasiya Phc | FOOT OPERATED SUCTION MACHINE | MODEL NOT AVAILABLE | 3000206139 | Functional | Others
52465 | Ranwasiya Phc | Baby Weighing Machine | Crown | 3000206140 | Functional | Crown Digital Scales Inc
52466 | Dudhwakhara Chc | Centrifuge Machine ( 4 Tube ) | Model not available | 3000053671 | Functional | Others
52467 | Dudhwakhara Chc | Syringe Needle Destroyer | Model not available | 3000053674 | Functional | Others
52468 | Kanuta Chc Churu | Freezes | MODEL NOT AVAILABLE | 3000129260 | Functional | Others
52469 | Dudhwakhara Chc | Glucometer | Model not available | 3000053658 | Functional | Others
52470 | Dudhwakhara Chc | Glucometer | Model not available | 3000053659 | Functional | Others
52471 | Dudhwakhara Chc | Autoclave | Model not available | 3000053664 | Functional | Others
52472 | Dudhwakhara Chc | Autoclave | Model not available | 3000053665 | Functional | Others
52473 | Dudhwakhara Chc | Autoclave | Model not available | 3000053666 | Functional | Others
52474 | Dudhwakhara Chc | Suction Machine | Model Not Available | 3000053668 | Functional | Others
52475 | Dudhwakhara Chc | Suction Machine | Model Not Available | 3000053670 | Functional | Others
52476 | Dudhwakhara Chc | Syringe Needle Destroyer | Model not available | 3000053649 | Functional | Others
52477 | Kadlu Phc | SPHYGMOMANOMETER(BP APPRATUS) | MODEL NOT AVAILABLE | KDJNHHDF | Functional | Others
52478 | Rajaldesar Chc | O.T. Light Single Dome | MODEL NOT AVAILABLE | 3000116015 | Functional | Others
52479 | Rajaldesar Chc | Monocular Microscope | Model not available | 3000116028 | Functional | Others
52480 | Rajaldesar Chc | Monocular Microscope | Model not available | 3000116029 | Functional | Others
52481 | Salasar Chc | ECG Machine (Three Channel ) | Model Not Available | 3000116110 | Functional | Others
52482 | Taranagar Chc | Radiant Heat Warmer | Model Not Available | 3000053129 | Functional | Others
52483 | Taranagar Chc | Radiant Heat Warmer | Model Not Available | 3000053130 | Functional | Others
52484 | Taranagar Chc | Radiant Heat Warmer | Model Not Available | 3000053131 | Functional | Others
52485 | Taranagar Chc | Radiant Heat Warmer | Model Not Available | 3000053132 | Functional | Others
52486 | Taranagar Chc | Radiant Heat Warmer | Model Not Available | 3000053133 | Functional | Others
52487 | Rajaldesar Chc | Semi Automated Chemistry Analyzer | Model not Available | 3000116032 | Functional | Others
52488 | Asind Chc | Blood Cell Counter - 3 part | Horiba - ABX Micros ES 60 | 3000209175 | Functional | Others
52489 | Asind Chc | Semi Automated Chemistry Analyzer | 3300 | 33006788 | Functional | Others
52490 | Asind Chc | Freezes | MODEL NOT AVAILABLE | 3000209178 | Functional | Others
52491 | Asind Chc | Blood Bank Refrigerator | JAR -31 | R0903715 | Functional | Others
52492 | Asind Chc | Radiant Heat Warmer | Zeal - RHW 2101A | RHW2101A/1013/2193 | Functional | Others
52493 | Asind Chc | Suction Machine | Model Not Available | 3000209189 | Functional | Others
52494 | Asind Chc | Spot Light ( Portable ) | Model Not Available | 3000209190 | Functional | Others
52495 | Asind Chc | SPHYGMOMANOMETER(BP APPRATUS) | MODEL NOT AVAILABLE | 98135359 | Functional | Others
52496 | Asind Chc | Fetal Doppler | MODEL NOT AVAILABLE | 3000209192 | Functional | Others
52497 | Asind Chc | Labour Table | Model Not Available | 3000209193 | Functional | Others
52498 | Asind Chc | Syringe Needle Destroyer | Model not available | 3000209194 | Functional | Others
52499 | Asind Chc | Hydraulic Operation Table | MODEL NOT AVAILABLE | 3000209196 | Functional | Others
52500 | Asind Chc | Instrument Sterilizer | Model Not Available | 3000209195 | Functional | Others
52501 | Asind Chc | 100mA X-Ray Machine | Model not available | 9802390 | Functional | Others
52502 | City Dispensary Pali | Binocular Microscope | Model Not Available | 3000124845 | Functional | Others
52503 | City Dispensary Pali | Glucometer | Model not available | LBNL17AM20N0017 | Functional | Others
52504 | City Dispensary Pali | Freezes | GL-185 | SR130403 | Functional | Others
52505 | City Dispensary Pali | Syringe Needle Destroyer | Model not available | 3000124848 | Functional | Others
52506 | City Dispensary Pali | Centrifuge Machine ( 6 Tube ) | Model Not Available | 3000124849 | Functional | Others
52507 | Jln Central Store Medical College | Ice lined refrigerator | Model Not Available | 0277-248502-PE | Functional | Others
52508 | Jln Central Store Medical College | Freezes | MODEL NOT AVAILABLE | 2000034331 | Functional | Others
52509 | Jln Central Store Medical College | Freezes | MODEL NOT AVAILABLE | 55992-295 | Functional | Others
52510 | Khanpura Mewan Phc | Stethoscope | Model Not Available | 3000281302 | Functional | Others
52511 | Intali Kheda Phc | Binocular Microscope | Model Not Available | 3000052849 | Functional | Ajay Optical India
52512 | Thanwla Phc | Instrument Sterilizer | Model Not Available | 2000030262 | Functional | Others
52513 | Thanwla Phc | Instrument Sterilizer | Model Not Available | 2000030263 | Functional | Others
52514 | Hindumalkot Phc | SPHYGMOMANOMETER(BP APPRATUS) | MODEL NOT AVAILABLE | 3000048083 | Functional | Others
52515 | Hindumalkot Phc | SPHYGMOMANOMETER(BP APPRATUS) | MODEL NOT AVAILABLE | 3000048084 | Functional | Others
52516 | Hindumalkot Phc | SPHYGMOMANOMETER(BP APPRATUS) | MODEL NOT AVAILABLE | 3000048090 | Functional | Others
52517 | Sheo Chc | Centrifuge Machine ( 4 Tube ) | Remi 4C | 3000214604 | Functional | Others
52518 | Sheo Chc | Centrifuge Machine ( 4 Tube ) | Remi 4C | 3000214624 | Functional | Others
52519 | Sheo Chc | Centrifuge Machine ( 4 Tube ) | Remi 4C | 3000214625 | Functional | Others
52520 | Sonadi Phc | Monocular Microscope | Model not available | 6741 | Functional | Others
52521 | Sonadi Phc | Monocular Microscope | Model not available | 3000134842 | Functional | Others
52522 | Hindumalkot Phc | Radiant Heat Warmer | Meditrin - Heat Warmer | 3000048085 | Functional | Others
52523 | Hindumalkot Phc | Radiant Heat Warmer | Meditrin - Heat Warmer | 3000048086 | Functional | Others
52524 | Sonadi Phc | SPHYGMOMANOMETER(BP APPRATUS) | MODEL NOT AVAILABLE | 3000134840 | Functional | Others
52525 | Hindumalkot Phc | Labour Table | Model Not Available | 3000048091 | Functional | Others
52526 | Kankrala Phc Barmer | Centrifuge Machine ( 8 Tube) | Model Not Available | 3000134553 | Functional | Others
52527 | Sheo Chc | Syringe Needle Destroyer | MRK | 27505 | Functional | Others
52528 | Sheo Chc | Syringe Needle Destroyer | MRK | 1106445 | Functional | Others
52529 | Sheo Chc | Syringe Needle Destroyer | MRK | 1106443 | Functional | Others
52530 | Sheo Chc | Syringe Needle Destroyer | MRK | 27892 | Functional | Others
52531 | Sheo Chc | Syringe Needle Destroyer | MRK | 1106487 | Functional | Others
52532 | Kankrala Phc Barmer | Colorimeter | MODEL NOT AVAILABLE | 3000134554 | Functional | Others
52533 | 61 F Phc Ganganagar | Instrument Sterilizer | Model Not Available | 3000048730 | Functional | Others
52534 | Sheo Chc | Colorimeter | MODEL NOT AVAILABLE | 8330 | Functional | Others
52535 | Todaraisingh Chc | Suction Machine | Model Not Available | 06K01 | Functional | Others
52536 | Sheo Chc | Baby Weighing Machine | Crown | 30002143637 | Functional | Others
52537 | Sheo Chc | Baby Weighing Machine | Crown | 3000214638 | Functional | Others
52538 | Todaraisingh Chc | ECG Machine (Six Channel ) | Model Not Available | J4L7223 | Functional | Others
52539 | Sheo Chc | Suction Machine | Surgicoin | 3000214613 | Functional | Others
52540 | Sheo Chc | Suction Machine | Surgicoin | 3000214639 | Functional | Others
52541 | Partapgarh Phc | Baby Weighing Machine | Model Not Available | 3000281745 | Functional | Others
52542 | Utradabas Phc | Hemoglobin meter | Model Not Available | 2000037894 | Functional | Others
52543 | Partapgarh Phc | Syringe Needle Destroyer | Model not available | 3000281747 | Functional | Others
52544 | Jk Lone Hospital Jaipur | 100mA X-Ray Machine | Model not available | SM-13475100A | Functional | Others
52545 | Degana Chc | ECG Machine (Three Channel ) | Model Not Available | 2000028771 | Functional | Others
52546 | Utradabas Phc | Neubaurs Chamber | Model not available | 2000037895 | Functional | Others
52547 | Partapgarh Phc | SPHYGMOMANOMETER(BP APPRATUS) | MODEL NOT AVAILABLE | 98134606 | Functional | Others
52548 | Utradabas Phc | Baby Weighing Machine | Model Not Available | 2000037899 | Functional | Others
52549 | Shahjapur Chc | Autoclave | Model not available | 3000083033 | Functional | Others
52550 | Partapgarh Phc | Suction Machine | Model Not Available | 3000281741 | Functional | Others
52551 | Etera Phc | Ice lined refrigerator | MF - 144 | 91010316 | Functional | Others
52552 | Bharni Phc | Syringe Needle Destroyer | Model not available | 3000080159 | Functional | Others
52553 | Nahata Hospital Balotara Sdh | Ice lined refrigerator | Model Not Available | 3000134442 | Functional | Others
52554 | Nahata Hospital Balotara Sdh | Ice lined refrigerator | Model Not Available | 3000134441 | Functional | Others
52555 | Jk Lone Hospital Jaipur | Ultra Sonography (USG) & Colour Dopler Machine | Model not available | KE19397305 | Functional | Others
52556 | Maniya Chc | Spot Light ( Portable ) | Model Not Available | 3000259034 | Functional | Others
52557 | Barundani Phc | Labour Table | Model Not Available | 3000262061 | Functional | Others
52558 | Barundani Phc | Suction Machine | Model Not Available | 3000262064 | Functional | Others
52559 | Utradabas Phc | Fetal Doppler | MODEL NOT AVAILABLE | 2000037905 | Functional | Others
52560 | Panchwa Phc | Sahlis HB Meter | Model not available | 2000028299 | Functional | Others
52561 | Barundani Phc | Blood Bank Refrigerator | Model not available | 3000262066 | Functional | Others
52562 | City Dispensary Krishi Upaj Mandi | Glucometer | Model not available | 3000043739 | Functional | Others
52563 | City Dispensary Krishi Upaj Mandi | Glucometer | Model not available | 3000043740 | Functional | Others
52564 | Singoli Phc | Labour Table | Model Not Available | 3000262056 | Functional | Others
52565 | Todaraisingh Chc | Fetal Monitor | MODEL NOT AVAILABLE | 3000080239 | Functional | Others
52566 | Todaraisingh Chc | Fetal Monitor | MODEL NOT AVAILABLE | 3000080240 | Functional | Others
52567 | Singoli Phc | STABILIZER | MODEL NOT AVAILABLE | 3000262057 | Functional | Others
52568 | Antoli Phc | Binocular Microscope | Microlux - 16 | 3000262312 | Functional | Others
52569 | Antoli Phc | Glucometer | Model not available | 3000262314 | Functional | Others
52570 | Antoli Phc | Binocular Microscope | Model Not Available | 3000262315 | Functional | Others
52571 | Antoli Phc | Ice lined refrigerator | MF - 144 | 85001160 | Functional | Others
52572 | Antoli Phc | SPHYGMOMANOMETER(BP APPRATUS) | MODEL NOT AVAILABLE | 3000262318 | Functional | Others
52573 | Riyan Badi Chc | Binocular Microscope | Model Not Available | 2000030187 | Functional | Others
52574 | Riyan Badi Chc | Binocular Microscope | Model Not Available | 2000030188 | Functional | Others
52575 | Riyan Badi Chc | Binocular Microscope | Model Not Available | 2000030189 | Functional | Others
52576 | Riyan Badi Chc | Binocular Microscope | Model Not Available | 2000030190 | Functional | Others
52577 | Riyan Badi Chc | Binocular Microscope | Model Not Available | 2000030191 | Functional | Others
52578 | Riyan Badi Chc | Binocular Microscope | Model Not Available | 2000030192 | Functional | Others
52579 | Riyan Badi Chc | Binocular Microscope | Model Not Available | 2000030193 | Functional | Others
52580 | Riyan Badi Chc | Binocular Microscope | Model Not Available | 2000030194 | Functional | Others
52581 | Antoli Phc | Freezes | MODEL NOT AVAILABLE | 3000262319 | Functional | Others
52582 | Antoli Phc | Radiant Heat Warmer | Zeal - RHW 2101A | RHW2101A/1013/2178 | Functional | Others
52583 | Antoli Phc | FOOT OPERATED SUCTION MACHINE | MODEL NOT AVAILABLE | 3000262321 | Functional | Others
52584 | Jurhera Chc | Glucometer | Model not available | 3000236845 | Functional | Others
52585 | Bhadsiya Phc | Ice lined refrigerator | Model Not Available | 2000028726 | Functional | Others
52586 | Bhadsiya Phc | Ice lined refrigerator | Model Not Available | 2000028727 | Functional | Others
52587 | Bhadsiya Phc | Ice lined refrigerator | Model Not Available | 2000028728 | Functional | Others
52588 | Bhadsiya Phc | Ice lined refrigerator | Model Not Available | 2000036156 | Functional | Others
52589 | Bhadsiya Phc | Ice lined refrigerator | Model Not Available | 2000036157 | Functional | Others
52590 | Bhadsiya Phc | Ice lined refrigerator | Model Not Available | 2000036158 | Functional | Others
52591 | Asind Chc | ECG Machine (Six Channel ) | Model Not Available | CG13213 | Functional | Others
52592 | Jln Central Store Medical College | Freezes | VEE 184 | 168 | Functional | Others
52593 | Jln Central Store Medical College | Freezes | MODEL NOT AVAILABLE | INCI-318308-76 | Functional | Others
52594 | Intali Kheda Phc | Freezes | MODEL NOT AVAILABLE | 10931911 | Functional | Others
52595 | Khanpura Mewan Phc | Syringe Needle Destroyer | Model not available | 3000281304 | Functional | Others
52596 | Jk Lone Hospital Jaipur | Binocular Microscope | Model Not Available | 12M12255 | Functional | Ajay Optical India
52597 | Sub District Hospital Gangapur City | Autoclave | Model not available | 3000084419 | Non Functional Not Repairable | Others
52598 | Dispensary Jawahar Nagar City | Syringe Needle Destroyer | Model not available | 3000086987 | Functional | Others
52599 | Dispensary Jawahar Nagar City | Glucometer | Model not available | 3000086988 | Functional | Others
52600 | Chomehla Chc | 100mA X-Ray Machine | Allengers - MARS-6R | 3000206751 | Functional | Others
52601 | Thanwla Phc | Autoclave | Model not available | 4756 | Functional | Others
52602 | Jobner Phc | SPHYGMOMANOMETER(BP APPRATUS) | MODEL NOT AVAILABLE | 134529 | Functional | Others
52603 | Aalniyawas Phc | Binocular Microscope | Excel Plus | 2000030235 | Functional | Others
52604 | Aalniyawas Phc | Glucometer | Model not available | 2000030238 | Functional | Others
52605 | Salumber Satellite Hospital | Dental Chair Unit | Model Not Available | 3000052953 | Non Functional Repairable | Others
52606 | Gahenkar Chc | Ice lined refrigerator | Model Not Available | 3000281855 | Functional | Others
52607 | Gahenkar Chc | Binocular Microscope | Model Not Available | 3000281857 | Functional | Others
52608 | District Hospital Nagaur Dh | Incubator | MODEL NOT AVAILABLE | 300020084 | Functional | Others
52609 | Jobner Phc | Weighing Machine | MODEL NOT AVAILABLE | 3000140735 | Functional | Others
52610 | Gangdhar Phc | Hemoglobin meter | Model Not Available | 3000206733 | Functional | Others
52611 | Sub District Hospital Gangapur City | Suction Machine | Model Not Available | 3000140015 | Functional | Others
52612 | Sub District Hospital Gangapur City | Suction Machine | Model Not Available | 3000140016 | Functional | Others
52613 | District Hospital Nagaur Dh | Suction Machine | Model Not Available | 3000200123 | Functional | Others
52614 | Gahenkar Chc | Blood Cell Counter - 3 part | Model not available | 3000281858 | Functional | Others
52615 | Ismilepur Phc | Hemoglobin meter | Model Not Available | 3000281281 | Functional | Others
52616 | District Hospital Nagaur Dh | ELECTRIC OT TABLE | MODEL NOT AVAILABLE | 3000200124 | Functional | Others
52617 | District Hospital Nagaur Dh | ELECTRIC OT TABLE | MODEL NOT AVAILABLE | 3000200125 | Functional | Others
52618 | Gangdhar Phc | Baby Weighing Machine | Crown | 3000206735 | Functional | Others
52619 | Ismilepur Phc | Syringe Needle Destroyer | Model not available | 3000281283 | Functional | Others
52620 | Ismilepur Phc | Monocular Microscope | Model not available | 3000281284 | Functional | Others
52621 | Sahjipura Phc | Ice lined refrigerator | Model Not Available | 3000044439 | Functional | Others
52622 | Araba Chouhan Phc | Syringe Needle Destroyer | Model not available | 3000134451 | Functional | Others
52623 | Nayla Chc | Sahlis HB Meter | Model not available | 1342813112 | Functional | Others
52624 | Jln Central Store Medical College | Ventilator | HAMILTON-C2 | 6647 | Functional | Others
52625 | Araba Chouhan Phc | Blood Bank Refrigerator | Model not available | 3000134454 | Functional | Others
52626 | Etera Phc | SPHYGMOMANOMETER(BP APPRATUS) | MODEL NOT AVAILABLE | 59448-09 | Functional | Others
52627 | Nahata Hospital Balotara Sdh | BLOOD DONOR COUCH | MODEL NOT AVAILABLE | 4730 | Functional | Others
52628 | Nahata Hospital Balotara Sdh | BLOOD DONOR COUCH | MODEL NOT AVAILABLE | 1102 | Functional | Others
52629 | Sahjipura Phc | Syringe Needle Destroyer | Model not available | 3000044443 | Functional | Others
52630 | Nayla Chc | Syringe Needle Destroyer | Microsil - ND350 | 3000140582 | Functional | Others
52631 | Nayla Chc | Syringe Needle Destroyer | Microsil - ND350 | 3000140605 | Functional | Others
52632 | Nayla Chc | Syringe Needle Destroyer | Microsil - ND350 | 3000140597 | Functional | Others
52633 | Jln Central Store Medical College | Ventilator | HAMILTON-C2 | 6640 | Functional | Others
52634 | Etera Phc | Monocular Microscope | Model not available | 3000280084 | Functional | Others
52635 | Sheo Chc | Spot Light ( Portable ) | Model Not Available | 3000214626 | Functional | Others
52636 | Sheo Chc | Spot Light ( Portable ) | Model Not Available | 3000214627 | Functional | Others
52637 | Nahata Hospital Balotara Sdh | ELISA Washer | Model not available | 3000134419 | Functional | Others
52638 | Nahata Hospital Balotara Sdh | ELISA Washer | Model not available | 3000134420 | Functional | Others
52639 | Nahata Hospital Balotara Sdh | ELISA Washer | Model not available | 3000134421 | Functional | Others
52640 | Nahata Hospital Balotara Sdh | ELISA Washer | Model not available | 3000134409 | Functional | Others
52641 | Sheo Chc | Radiant Heat Warmer | Meditrin - Heat Warmer | 3000214610 | Functional | Others
52642 | Etera Phc | Syringe Needle Destroyer | Model not available | 3000280086 | Functional | Others
52643 | Sahjipura Phc | SPHYGMOMANOMETER(BP APPRATUS) | MODEL NOT AVAILABLE | 3000044452 | Functional | Others
52644 | Shahjapur Chc | SPHYGMOMANOMETER(BP APPRATUS) | MODEL NOT AVAILABLE | 3000280945 | Functional | Others
52645 | Nayla Chc | Freezes | HRD-2055CMDGCC | 3000140584 | Functional | Others
52646 | Nayla Chc | Freezes | HRD-2055CMDGCC | 3000140604 | Functional | Others
52647 | Sahjipura Phc | Suction Machine | Model Not Available | 3000044444 | Functional | Others
52648 | Singoli Phc | SPHYGMOMANOMETER(BP APPRATUS) | MODEL NOT AVAILABLE | 3000262058 | Functional | Others
52649 | Maniya Chc | Ice lined refrigerator | Model Not Available | 3000259038 | Functional | Others
52650 | Chindhaliya Phc | Hemoglobin meter | Model Not Available | 2000028655 | Functional | Others
52651 | Chindhaliya Phc | Hemoglobin meter | Model Not Available | 2000028656 | Functional | Others
52652 | Chindhaliya Phc | Hemoglobin meter | Model Not Available | 2000028657 | Functional | Others
52653 | Todaraisingh Chc | Nebulizer | MODEL NOT AVAILABLE | 2014432010002710 | Functional | Others
52654 | Todaraisingh Chc | Nebulizer | MODEL NOT AVAILABLE | PCB63934 | Functional | Others
52655 | Maniya Chc | Instrument Sterilizer | Model Not Available | 3000259039 | Functional | Others
52656 | Todaraisingh Chc | Pulse Oxymeter | Model Not Available | EAO7C00682 | Functional | Others
52657 | Utradabas Phc | SPHYGMOMANOMETER(BP APPRATUS) | MODEL NOT AVAILABLE | 2000037909 | Functional | Others
52658 | Mandali Phc | Syringe Needle Destroyer | Model not available | 3000134490 | Functional | Others
52659 | Hindumalkot Phc | Glucometer | Model not available | 3000048075 | Functional | Others
52660 | Mandali Phc | Instrument Sterilizer | Model Not Available | 1368 | Functional | Others
52661 | Jk Lone Hospital Jaipur | Endoscope | MODEL NOT AVAILABLE | 7448937 | Functional | Olympus Diagnostic Systems
52662 | Kareda Chc | Freezes | MODEL NOT AVAILABLE | 3000125740 | Functional | Others
52663 | Kareda Chc | Micropipettes | MODEL NOT AVAILABLE | 3000125741 | Functional | Others
52664 | Jk Lone Hospital Jaipur | Fiberoptic Laryngoscope | Model Not Available | 3000230456 | Functional | Others
52665 | Sheo Chc | Freezes | MODEL NOT AVAILABLE | 3000214600 | Functional | Others
52666 | Sheo Chc | Freezes | MODEL NOT AVAILABLE | 3000214615 | Functional | Others
52667 | Sheo Chc | Freezes | MODEL NOT AVAILABLE | 3000214640 | Functional | Others
52668 | Sheo Chc | Freezes | MODEL NOT AVAILABLE | 3000214641 | Functional | Others
52669 | Sheo Chc | Freezes | MODEL NOT AVAILABLE | 3000214642 | Functional | Others
52670 | Kareda Chc | Micropipettes | MODEL NOT AVAILABLE | 3000125742 | Functional | Others
52671 | Kareda Chc | Micropipettes | MODEL NOT AVAILABLE | 3000125743 | Functional | Others
52672 | Kareda Chc | Micropipettes | MODEL NOT AVAILABLE | 3000125744 | Functional | Others
52673 | Kareda Chc | Micropipettes | MODEL NOT AVAILABLE | 3000125745 | Functional | Others
52674 | Khjuri Phc | Nebulizer | MODEL NOT AVAILABLE | 3000209096 | Functional | Others
52675 | Khjuri Phc | Syringe Needle Destroyer | Model not available | 3000209097 | Functional | Others
52676 | Jurhera Chc | Monocular Microscope | Model not available | 3000236831 | Functional | Others
52677 | Napsar Chc | 100mA X-Ray Machine | Model not available | 3000042002 | Functional | Others
52678 | Napsar Chc | 100mA X-Ray Machine | Model not available | 3000042008 | Functional | Others
52679 | Napsar Chc | ELECTRIC OT TABLE | MODEL NOT AVAILABLE | 2000030695 | Functional | Others
52680 | Napsar Chc | ELECTRIC OT TABLE | MODEL NOT AVAILABLE | 3000042017 | Functional | Others
52681 | Loonkaransar Chc | Micropipettes | MODEL NOT AVAILABLE | 3000042003 | Functional | Others
52682 | Loonkaransar Chc | Micropipettes | MODEL NOT AVAILABLE | 3000042004 | Functional | Others
52683 | Loonkaransar Chc | Micropipettes | MODEL NOT AVAILABLE | 3000042007 | Functional | Others
52684 | Seruna Phc | Glucometer | Model not available | 3000042214 | Functional | Others
52685 | Seruna Phc | Sahlis HB Meter | Model not available | 3000042215 | Functional | Others
52686 | Jurhera Chc | Blood Cell Counter - 3 part | Horiba - ABX Micros ES 60 | 306ESOH05957 | Functional | Cmho Supply
52687 | Lakhasar Phc | Blood Bank Refrigerator | Model not available | 3000042206 | Functional | Others
52688 | Lakhasar Phc | Blood Bank Refrigerator | Model not available | 3000042187 | Functional | Others
52689 | Jurhera Chc | Hemoglobin meter | Model Not Available | 3000236844 | Functional | Others
52690 | Soarai Phc Alwar | Stethoscope | Model Not Available | 280904 | Non Functional Not Repairable | Others
52691 | Soarai Phc Alwar | Hemoglobin meter | HB 301 | 280903 | Functional | Others
52692 | Soarai Phc Alwar | Glucometer | Accu Chek Performa | 6502134837 | Functional | Others
52693 | Deshnok Chc | Blood Bank Refrigerator | Model not available | 2000030767 | Functional | Others
52694 | Deshnok Chc | Blood Bank Refrigerator | Model not available | 2000030779 | Functional | Others
52695 | Deshnok Chc | Blood Bank Refrigerator | Model not available | 16690 | Functional | Others
52696 | Jln Central Store Medical College | Centrifuge Machine ( 8 Tube) | Model Not Available | BBLC-434 | Functional | Others
52697 | Jln Central Store Medical College | Blood Bank Refrigerator | Model not available | BDT-014 | Functional | Others
52698 | Jln Central Store Medical College | Freezes | MODEL NOT AVAILABLE | CR107/0509-125 | Functional | Others
52699 | Jln Central Store Medical College | Freezes | Kelvinator KGE 193 | 859393-295 | Functional | Others
52700 | Dangawas Phc | SPHYGMOMANOMETER(BP APPRATUS) | MODEL NOT AVAILABLE | 2000030169 | Functional | Others
52701 | Gahenkar Chc | Glucometer | Model not available | 3000281856 | Functional | Others
52702 | Harsana Phc | Binocular Microscope | Model Not Available | 3000280664 | Functional | Others
52703 | Aama Phc | Spot Light ( Portable ) | Model Not Available | 3000042945 | Functional | Others
52704 | Sub District Hospital Gangapur City | Monocular Microscope | Model not available | 19364 | Functional | Others
52705 | Setellite Sethi Colony Satellite | ELISA Washer | Model not available | 46130095BC | Functional | Others
52706 | Dabala Phc | Fetal Doppler | MODEL NOT AVAILABLE | 3000041064 | Functional | Others
52707 | Dabala Phc | Fetal Doppler | MODEL NOT AVAILABLE | 3000041075 | Functional | Others
52708 | Sub District Hospital Gangapur City | Spot Light ( Portable ) | Model Not Available | 3000140026 | Functional | Others
52709 | Bhukhredi Phc | Blood Bank Refrigerator | Model not available | 6076 | Functional | Others
52710 | Sub District Hospital Gangapur City | SPHYGMOMANOMETER(BP APPRATUS) | MODEL NOT AVAILABLE | 61830 | Non Functional Not Repairable | Others
52711 | Sub District Hospital Gangapur City | Multi-Para Monitor | Model not available | C10608524 | Functional | Others
52712 | Bhukhredi Phc | Ice lined refrigerator | Model Not Available | 6077 | Functional | Others
52713 | Gadra Road Chc | SPHYGMOMANOMETER(BP APPRATUS) | MODEL NOT AVAILABLE | 3000214100 | Functional | Others
52714 | Dabala Phc | Binocular Microscope | Model Not Available | 3000041074 | Functional | Others
52715 | Sub District Hospital Gangapur City | Syringe Needle Destroyer | Model not available | 9372 | Functional | Others
52716 | Dabala Phc | Binocular Microscope | Model Not Available | 3000041071 | Functional | Others
52717 | Setellite Sethi Colony Satellite | Binocular Microscope | Model Not Available | 3475 | Functional | Others
52718 | Zanana Hospital Jaipur | Syringe Infusion Pump | SIMTEK - Infutek 405 | 3000140129 | Functional | Others
52719 | Zanana Hospital Jaipur | Syringe Infusion Pump | SIMTEK - Infutek 405 | 3000140130 | Functional | Others
52720 | Zanana Hospital Jaipur | Syringe Infusion Pump | SIMTEK - Infutek 405 | 3000140131 | Functional | Others
52721 | Zanana Hospital Jaipur | Syringe Infusion Pump | SIMTEK - Infutek 405 | 3000140132 | Functional | Others
52722 | Zanana Hospital Jaipur | Syringe Infusion Pump | SIMTEK - Infutek 405 | 3000140133 | Functional | Others
52723 | Zanana Hospital Jaipur | Syringe Infusion Pump | SIMTEK - Infutek 405 | 3000140134 | Functional | Others
52724 | Zanana Hospital Jaipur | Syringe Infusion Pump | SIMTEK - Infutek 405 | 3000140135 | Functional | Others
52725 | Zanana Hospital Jaipur | Syringe Infusion Pump | SIMTEK - Infutek 405 | 3000140136 | Functional | Others
52726 | Zanana Hospital Jaipur | Syringe Infusion Pump | SIMTEK - Infutek 405 | 3000140137 | Functional | Others
52727 | Uddsar Phc | Baby Weighing Machine | Model Not Available | 3000041081 | Functional | Others
52728 | Uddsar Phc | Baby Weighing Machine | Model Not Available | 3000041092 | Functional | Others
52729 | Jawad Phc | Fetal Doppler | MODEL NOT AVAILABLE | 2012FQ394 | Functional | Others
52730 | Banwali Phc Ganganagar | Autoclave | Model not available | 3000048534 | Functional | Others
52731 | Nayla Chc | Monocular Microscope | Model not available | 3000140613 | Functional | Others
52732 | Jln Central Store Medical College | Pulse Oxymeter | Model Not Available | 70004 | Functional | Others
52733 | Shahjapur Chc | ECG Machine (Single Channel) | Model Not Available | 3000280917 | Functional | Others
52734 | Nayla Chc | Sahlis HB Meter | Model not available | 12023919E | Functional | Others
52735 | Nayla Chc | SPHYGMOMANOMETER(BP APPRATUS) | MODEL NOT AVAILABLE | 98134519 | Functional | Others
52736 | Nayla Chc | 100mA X-Ray Machine | Allengers - MARS-6R | 3000140618 | Functional | Others
52737 | Chandesra Phc | SPHYGMOMANOMETER(BP APPRATUS) | MODEL NOT AVAILABLE | 3000205168 | Functional | Suprime Enterprises
52738 | Molaksar Phc | Ice lined refrigerator | HBC-70 | 3000134361 | Functional | Others
52739 | Molaksar Phc | FOGGING MACHINE | MODEL NOT AVAILABLE | 3000134352 | Functional | Others
52740 | Uddsar Phc | Radiant Heat Warmer | Model Not Available | 3000041090 | Functional | Others
52741 | Uddsar Phc | Radiant Heat Warmer | Model Not Available | 3000041091 | Functional | Others
52742 | Nahata Hospital Balotara Sdh | Semi Automated Chemistry Analyzer | CPC - STAT FAX 3300 | 6900 | Functional | Others
52743 | Nahata Hospital Balotara Sdh | Semi Automated Chemistry Analyzer | CPC - STAT FAX 3300 | 3000134536 | Functional | Others
52744 | Nahata Hospital Balotara Sdh | Semi Automated Chemistry Analyzer | CPC - STAT FAX 3300 | 3000134537 | Functional | Others
52745 | Nahata Hospital Balotara Sdh | Semi Automated Chemistry Analyzer | CPC - STAT FAX 3300 | 3000134539 | Functional | Others
52746 | Nahata Hospital Balotara Sdh | Semi Automated Chemistry Analyzer | CPC - STAT FAX 3300 | 3000134541 | Functional | Others
52747 | Makkasar Phc | O.T. Light Single Dome | MODEL NOT AVAILABLE | 3000044143 | Functional | Others
52748 | Uddsar Phc | Centrifuge Machine ( 4 Tube ) | Model not available | 3000041083 | Functional | Others
52749 | Makkasar Phc | Autoclave | Model not available | 3000044144 | Functional | Others
52750 | Panarwa Phc | Syringe Needle Destroyer | Microsil ND 20 | 3000205533 | Functional | Others
52751 | Panarwa Phc | Syringe Needle Destroyer | Microsil ND 20 | 3000205536 | Functional | Others
52752 | Panarwa Phc | Syringe Needle Destroyer | Microsil ND 20 | 3000205543 | Functional | Others
52753 | Hindumalkot Phc | Blood Bank Refrigerator | Model not available | 3000048081 | Functional | Others
52754 | Sheo Chc | Binocular Microscope | MLW Lab | 940405 | Functional | Others
52755 | Sheo Chc | Binocular Microscope | MLW Lab | 3000214606 | Functional | Others
52756 | Sheo Chc | Binocular Microscope | MLW Lab | 6264 | Functional | Others
52757 | Sheo Chc | Binocular Microscope | MLW Lab | 6274 | Functional | Others
52758 | 61 F Phc Ganganagar | Binocular Microscope | Model Not Available | 3000048731 | Functional | Others
52759 | Sheo Chc | Baby Weighing Machine | Model Not Available | 3000214611 | Functional | Others
52760 | Sheo Chc | Baby Weighing Machine | Model Not Available | 3000214630 | Functional | Others
52761 | Sheo Chc | Baby Weighing Machine | Model Not Available | 3000214631 | Functional | Others
52762 | Sheo Chc | Baby Weighing Machine | Model Not Available | 3000214632 | Functional | Others
52763 | Hindumalkot Phc | Baby Weighing Machine | Model Not Available | 3000048088 | Functional | Others
52764 | 61 F Phc Ganganagar | SPHYGMOMANOMETER(BP APPRATUS) | MODEL NOT AVAILABLE | 438250 | Functional | Others
52765 | Kankrala Phc Barmer | Binocular Microscope | Model Not Available | 3000134552 | Functional | Others
52766 | Hemda Phc | Ice lined refrigerator | MK - 142 | 25117406 | Functional | Others
52767 | Khara Mahechan Phc Barmer | Suction Machine | Model Not Available | 3000134716 | Functional | Others
52768 | Utradabas Phc | Hemoglobin meter | Model Not Available | 2000037889 | Functional | Others
52769 | Khara Mahechan Phc Barmer | Monocular Microscope | Model not available | 3000134715 | Functional | Others
52770 | Kareda Chc | Glucometer | Model not available | 3000125755 | Functional | Others
52771 | Kareda Chc | Glucometer | Model not available | 3000125756 | Functional | Others
52772 | Kareda Chc | Radiant Heat Warmer | Model Not Available | 3000125757 | Functional | Others
52773 | Kareda Chc | Baby Weighing Machine | Model Not Available | 3000125758 | Functional | Others
52774 | Sahjipura Phc | SPHYGMOMANOMETER(BP APPRATUS) | MODEL NOT AVAILABLE | 3000044438 | Functional | Others
52775 | Nahata Hospital Balotara Sdh | Incubator | MODEL NOT AVAILABLE | 3000134416 | Functional | Others
52776 | Nahata Hospital Balotara Sdh | Incubator | MODEL NOT AVAILABLE | 3000134408 | Functional | Others
52777 | Shahjapur Chc | Blood Cell Counter - 3 part | Model not available | 3000083013 | Functional | Others
52778 | Sahjipura Phc | Syringe Needle Destroyer | Model not available | 3000044442 | Functional | Others
52779 | Jahazpur Chc | SPHYGMOMANOMETER(BP APPRATUS) | MODEL NOT AVAILABLE | 3000125847 | Functional | Others
52780 | Dangawas Phc | SPHYGMOMANOMETER(BP APPRATUS) | MODEL NOT AVAILABLE | 2000030170 | Functional | Others
52781 | Dangawas Phc | SPHYGMOMANOMETER(BP APPRATUS) | MODEL NOT AVAILABLE | 2000030171 | Functional | Others
52782 | Dangawas Phc | SPHYGMOMANOMETER(BP APPRATUS) | MODEL NOT AVAILABLE | 2000030172 | Functional | Others
52783 | Dangawas Phc | SPHYGMOMANOMETER(BP APPRATUS) | MODEL NOT AVAILABLE | 2000030173 | Functional | Others
52784 | Dangawas Phc | SPHYGMOMANOMETER(BP APPRATUS) | MODEL NOT AVAILABLE | 2000036176 | Functional | Others
52785 | Dangawas Phc | SPHYGMOMANOMETER(BP APPRATUS) | MODEL NOT AVAILABLE | 2000030179 | Functional | Others
52786 | Chomehla Chc | Suction Machine | Model Not Available | 3000206755 | Functional | Others
52787 | Khanpura Mewan Phc | Glucometer | Model not available | 3000281300 | Functional | Others
52788 | Chomehla Chc | Syringe Needle Destroyer | Nulife - Dots | NBSU0716467 | Functional | Others
52789 | Chomehla Chc | Ice lined refrigerator | SB 142 | 3000206758 | Functional | Others
52790 | Jk Lone Hospital Jaipur | Fiberoptic Laryngoscope | Model Not Available | 3000222224 | Functional | Others
52791 | Jobner Phc | Autoclave | Model not available | 3000140718 | Functional | Others
52792 | Aalniyawas Phc | FOOT OPERATED SUCTION MACHINE | MODEL NOT AVAILABLE | 2000030242 | Functional | Others
52793 | Salumber Satellite Hospital | SPHYGMOMANOMETER(BP APPRATUS) | MODEL NOT AVAILABLE | 3000052952 | Functional | Others
52794 | Salumber Satellite Hospital | Dental X-ray unit | Model Not Available | AERB/13/545 | Functional | Others
52795 | Jk Lone Hospital Jaipur | Weighing Machine | MODEL NOT AVAILABLE | 3000222219 | Functional | Others
52796 | Jobner Phc | Centrifuge Machine ( 8 Tube) | Model Not Available | 3000140729 | Functional | Others
52797 | Setellite Sethi Colony Satellite | ELISA Reader | Model not available | 451526029E | Functional | Others
52798 | District Hospital Nagaur Dh | Boyles Apparatus | JUPITER | 3000200122 | Functional | Others
52799 | Sub District Hospital Gangapur City | O.T. Light Single Dome | MODEL NOT AVAILABLE | 3000140057 | Functional | Others
52800 | City Dispensary Jagdish Chowk | Neubaurs Chamber | Model not available | 3000040114 | Functional | Others
52801 | City Dispensary Jagdish Chowk | Ice lined refrigerator | HBD-116 | BE040OE0100BQ87M0784 | Functional | Haier Appliances India Pvt
52802 | Gahenkar Chc | Weighing Machine | MODEL NOT AVAILABLE | 3000281862 | Functional | Others
52803 | Jk Lone Hospital Jaipur | Weighing Machine | MODEL NOT AVAILABLE | 3000222194 | Functional | Others
52804 | Jk Lone Hospital Jaipur | Weighing Machine | MODEL NOT AVAILABLE | 3000222189 | Functional | Others
52805 | Jln Central Store Medical College | Syringe Infusion Pump | Model not available | 21124272 | Functional | Others
52806 | Zanana Hospital Jaipur | Syringe Infusion Pump | SIMTEK - Infutek 405 | 3000140138 | Functional | Others
52807 | Zanana Hospital Jaipur | Syringe Infusion Pump | SIMTEK - Infutek 405 | 3000140139 | Functional | Others
52808 | Zanana Hospital Jaipur | Syringe Infusion Pump | SIMTEK - Infutek 405 | 3000140140 | Functional | Others
52809 | Zanana Hospital Jaipur | Syringe Infusion Pump | SIMTEK - Infutek 405 | 3000140141 | Functional | Others
52810 | Zanana Hospital Jaipur | Syringe Infusion Pump | SIMTEK - Infutek 405 | 3000140142 | Functional | Others
52811 | Zanana Hospital Jaipur | Syringe Infusion Pump | SIMTEK - Infutek 405 | 3000140143 | Functional | Others
52812 | Zanana Hospital Jaipur | Syringe Infusion Pump | SIMTEK - Infutek 405 | 3000140144 | Functional | Others
52813 | Zanana Hospital Jaipur | Syringe Infusion Pump | SIMTEK - Infutek 405 | 3000140145 | Functional | Others
52814 | Zanana Hospital Jaipur | Syringe Infusion Pump | SIMTEK - Infutek 405 | 3000140146 | Functional | Others
52815 | Zanana Hospital Jaipur | Syringe Infusion Pump | SIMTEK - Infutek 405 | 3000140147 | Functional | Others
52816 | Zanana Hospital Jaipur | Syringe Infusion Pump | SIMTEK - Infutek 405 | 3000140148 | Functional | Others
52817 | Zanana Hospital Jaipur | Syringe Infusion Pump | SIMTEK - Infutek 405 | 3000140149 | Functional | Others
52818 | Zanana Hospital Jaipur | Syringe Infusion Pump | SIMTEK - Infutek 405 | 3000140150 | Functional | Others
52819 | Zanana Hospital Jaipur | Syringe Infusion Pump | SIMTEK - Infutek 405 | 3000140151 | Functional | Others
52820 | Zanana Hospital Jaipur | Syringe Infusion Pump | SIMTEK - Infutek 405 | 3000140152 | Functional | Others
52821 | Zanana Hospital Jaipur | Syringe Infusion Pump | SIMTEK - Infutek 405 | 3000140153 | Functional | Others
52822 | Zanana Hospital Jaipur | Syringe Infusion Pump | SIMTEK - Infutek 405 | 3000140154 | Functional | Others
52823 | Zanana Hospital Jaipur | Syringe Infusion Pump | SIMTEK - Infutek 405 | 3000140155 | Functional | Others
52824 | Zanana Hospital Jaipur | Syringe Infusion Pump | SIMTEK - Infutek 405 | 3000140156 | Functional | Others
52825 | Zanana Hospital Jaipur | Syringe Infusion Pump | SIMTEK - Infutek 405 | 3000140157 | Functional | Others
52826 | Zanana Hospital Jaipur | Syringe Infusion Pump | SIMTEK - Infutek 405 | 3000140158 | Functional | Others
52827 | Zanana Hospital Jaipur | Syringe Infusion Pump | SIMTEK - Infutek 405 | 3000140159 | Functional | Others
52828 | Zanana Hospital Jaipur | Syringe Infusion Pump | SIMTEK - Infutek 405 | 3000140160 | Functional | Others
52829 | Zanana Hospital Jaipur | Syringe Infusion Pump | SIMTEK - Infutek 405 | 3000140208 | Functional | Others
52830 | Zanana Hospital Jaipur | Syringe Infusion Pump | SIMTEK - Infutek 405 | 3000140209 | Functional | Others
52831 | Zanana Hospital Jaipur | Syringe Infusion Pump | SIMTEK - Infutek 405 | 3000140210 | Functional | Others
52832 | Jln Central Store Medical College | Syringe Infusion Pump | Model not available | 608373 | Functional | Others
52833 | Sirpoi Phc | Spot Light ( Portable ) | Model Not Available | 3000206688 | Functional | Mrk Healthcare Pvt Ltd Delhi
52834 | Parbatsar Chc | Glucometer | Model not available | 2000028568 | Functional | Others
52835 | Narena Phc | Centrifuge Machine ( 4 Tube ) | Model not available | 3000222569 | Functional | Others
52836 | Bhagana Phc Alwar | SPHYGMOMANOMETER(BP APPRATUS) | MODEL NOT AVAILABLE | 2000023175 | Functional | Ajay Optical India
52837 | Narena Phc | Radiant Heat Warmer | Meditrin - Heat Warmer | 3000222570 | Functional | Others
52838 | Parbatsar Chc | Radiant Heat Warmer | Meditrin - Heat Warmer | 2000036043 | Functional | Others
52839 | Parbatsar Chc | Radiant Heat Warmer | Meditrin - Heat Warmer | 2000036044 | Functional | Others
52840 | Narena Phc | Fetal Doppler | MODEL NOT AVAILABLE | 3000222573 | Functional | Others
52841 | Narena Phc | Instrument Sterilizer | Model Not Available | 3000222574 | Functional | Others
52842 | Kurabad Chc | Syringe Needle Destroyer | Model not available | 3000204178 | Functional | Others
52843 | Basni Chc | Autoclave | Model not available | 5305 | Functional | Others
52844 | Nahata Hospital Balotara Sdh | Ventilator | Model Not Available | 3000134609 | Functional | Others
52845 | Zanana Hospital Jaipur | Autoclave | Atlas | 3000265081 | Functional | Others
52846 | Zanana Hospital Jaipur | Autoclave | Atlas | 3000265082 | Functional | Others
52847 | Zanana Hospital Jaipur | Autoclave | Atlas | 3000265083 | Functional | Others
52848 | Basni Chc | Suction Machine | Model Not Available | 2000030527 | Functional | Others
52849 | Mirjewala Phc | Glucometer | Model not available | EA12102430 | Functional | Others
52850 | Padrada Phc | Spot Light ( Portable ) | Model Not Available | 3000198070 | Functional | Concept Integration
52851 | Narena Phc | Weighing Machine | MODEL NOT AVAILABLE | 3000222585 | Functional | Others
52852 | Narena Phc | SPHYGMOMANOMETER(BP APPRATUS) | MODEL NOT AVAILABLE | 3000222594 | Functional | Others
52853 | Shankhana Phc | FOOT OPERATED SUCTION MACHINE | MODEL NOT AVAILABLE | 3000080147 | Functional | Others
52854 | Rasgan Phc Alwar | Binocular Microscope | Model Not Available | 3000281874 | Functional | Others
52855 | Degana Chc | Defibrillator | MODEL NOT AVAILABLE | 2000028781 | Functional | Others
52856 | Degana Chc | Pulse Oxymeter | Model Not Available | 2000028782 | Functional | Others
52857 | Degana Chc | FOOT OPERATED SUCTION MACHINE | MODEL NOT AVAILABLE | 2000036179 | Functional | Others
52858 | Shahjapur Chc | Suction Machine | Model Not Available | 3000083036 | Functional | Others
52859 | Jahazpur Chc | SPHYGMOMANOMETER(BP APPRATUS) | MODEL NOT AVAILABLE | 3000125855 | Functional | Others
52860 | Uddsar Phc | SPHYGMOMANOMETER(BP APPRATUS) | MODEL NOT AVAILABLE | 3000041080 | Functional | Others
52861 | Harnawada Gaja Phc | Instrument Sterilizer | Model Not Available | 42 | Functional | Others
52862 | Jahazpur Chc | Hydraulic Operation Table | MODEL NOT AVAILABLE | 3000125851 | Functional | Others
52863 | Sheo Chc | SPHYGMOMANOMETER(BP APPRATUS) | MODEL NOT AVAILABLE | 98154575 | Functional | Others
52864 | Sheo Chc | SPHYGMOMANOMETER(BP APPRATUS) | MODEL NOT AVAILABLE | 2013908407CGI | Functional | Others
52865 | City Dispensary Ajaynagar | Glucometer | Model not available | 3000222882 | Functional | Others
52866 | Etera Phc | Digital Photo Calorimeter | Model not available | M01E03AA6050 | Functional | Others
52867 | Jahazpur Chc | Hot Air Oven | Model not available | 3000125856 | Functional | Others
52868 | Jahazpur Chc | Binocular Microscope | Model Not Available | 3000125857 | Functional | Others
52869 | Shahjapur Chc | Instrument Sterilizer | Model Not Available | 3000280943 | Functional | Others
52870 | Sahjipura Phc | Glucometer | Model not available | 3000044448 | Functional | Others
52871 | Jawad Phc | Freezes | MODEL NOT AVAILABLE | S583733 | Functional | Others
52872 | Nayla Chc | Binocular Microscope | MLW Lab | 330007980714 | Functional | Others
52873 | Nayla Chc | Binocular Microscope | MLW Lab | 1475wc | Functional | Others
52874 | Etera Phc | Radiant Heat Warmer | Zeal - RHW 2101A | 3000280088 | Functional | Others
52875 | Sahjipura Phc | Fetal Doppler | MODEL NOT AVAILABLE | 3000044450 | Functional | Others
52876 | Etera Phc | Autoclave | Model not available | 3000280089 | Functional | Others
52877 | Uddsar Phc | Freezes | MODEL NOT AVAILABLE | 3000041082 | Functional | Others
52878 | Uddsar Phc | Freezes | MODEL NOT AVAILABLE | 3000041096 | Functional | Others
52879 | Uddsar Phc | Freezes | MODEL NOT AVAILABLE | 3000041095 | Functional | Others
52880 | Uddsar Phc | Freezes | MODEL NOT AVAILABLE | 3000041098 | Functional | Others
52881 | City Dispensary Ajaynagar | ESR Stand | Model not available | 3000222883 | Functional | Others
52882 | Jahazpur Chc | Semi Automated Chemistry Analyzer | Model not Available | 1213046 | Functional | Others
52883 | Barana Phc Baran | Weighing Machine | MODEL NOT AVAILABLE | 199733 | Functional | Others
52884 | Banwali Phc Ganganagar | Hemoglobin Analyzer | Model not available | 3000048541 | Functional | Others
52885 | Jairoli Phc | SPHYGMOMANOMETER(BP APPRATUS) | MODEL NOT AVAILABLE | 3000280149 | Functional | Others
52886 | Dabala Phc | Syringe Needle Destroyer | Model not available | 9570 | Functional | Others
52887 | Dabala Phc | Syringe Needle Destroyer | Model not available | 9500 | Functional | Others
52888 | Dabala Phc | Syringe Needle Destroyer | Model not available | 9606 | Functional | Others
52889 | General Hospital Karauli Dh | O.T. Light Double Dome | SCLH-4 DUO | 3000138103 | Functional | Others
52890 | Sub District Hospital Gangapur City | SPHYGMOMANOMETER(BP APPRATUS) | MODEL NOT AVAILABLE | 3000084411 | Non Functional Not Repairable | Others
52891 | Sub District Hospital Gangapur City | SPHYGMOMANOMETER(BP APPRATUS) | MODEL NOT AVAILABLE | 226753 | Non Functional Not Repairable | Others
52892 | Sub District Hospital Gangapur City | SPHYGMOMANOMETER(BP APPRATUS) | MODEL NOT AVAILABLE | 61820 | Non Functional Not Repairable | Others
52893 | Sub District Hospital Gangapur City | SPHYGMOMANOMETER(BP APPRATUS) | MODEL NOT AVAILABLE | 98130623 | Non Functional Not Repairable | Others
52894 | Sub District Hospital Gangapur City | SPHYGMOMANOMETER(BP APPRATUS) | MODEL NOT AVAILABLE | 8095 | Non Functional Not Repairable | Others
52895 | Sub District Hospital Gangapur City | SPHYGMOMANOMETER(BP APPRATUS) | MODEL NOT AVAILABLE | 7805 | Non Functional Not Repairable | Others
52896 | Sub District Hospital Gangapur City | SPHYGMOMANOMETER(BP APPRATUS) | MODEL NOT AVAILABLE | 3000084427 | Non Functional Not Repairable | Others
52897 | Sub District Hospital Gangapur City | SPHYGMOMANOMETER(BP APPRATUS) | MODEL NOT AVAILABLE | 61821 | Non Functional Not Repairable | Others
52898 | Sub District Hospital Gangapur City | SPHYGMOMANOMETER(BP APPRATUS) | MODEL NOT AVAILABLE | 4100385 | Non Functional Not Repairable | Others
52899 | Gangdhar Phc | Ice lined refrigerator | SB 142 | 24121714 | Functional | Others
52900 | Chimanpura Phc | Baby Weighing Machine | Model Not Available | 3000085740 | Functional | Others
52901 | Ismilepur Phc | Ice lined refrigerator | Model Not Available | 20013705834 | Functional | Others
52902 | Shahjapur Chc | Weighing Machine | MODEL NOT AVAILABLE | 3000280930 | Functional | Others
52903 | Dabala Phc | Nebulizer | Aero | 3000041078 | Functional | Others
52904 | Sub District Hospital Gangapur City | Binocular Microscope | Model Not Available | 3000084454 | Functional | Others
52905 | Sub District Hospital Gangapur City | Binocular Microscope | Model Not Available | 3000084455 | Functional | Others
52906 | Shahjapur Chc | Hydraulic Operation Table | MODEL NOT AVAILABLE | 3000280931 | Functional | Others
52907 | Hire Ki Dhani Phc | SPHYGMOMANOMETER(BP APPRATUS) | MODEL NOT AVAILABLE | 98134535 | Functional | Others
52908 | Amarwasi Phc | Glucometer | Model not available | 2149175 | Functional | Others
52909 | District Hospital Nagaur Dh | ECG Machine (Single Channel) | Model Not Available | 3000200130 | Functional | Others
52910 | District Hospital Nagaur Dh | ECG Machine (Single Channel) | Model Not Available | 3000200062 | Functional | Others
52911 | District Hospital Nagaur Dh | ECG Machine (Single Channel) | Model Not Available | 3000200071 | Functional | Others
52912 | Zanana Hospital Jaipur | Syringe Infusion Pump | SIMTEK - Infutek 405 | 3000140211 | Functional | Others
52913 | Zanana Hospital Jaipur | Syringe Infusion Pump | SIMTEK - Infutek 405 | 3000140212 | Functional | Others
52914 | Zanana Hospital Jaipur | Syringe Infusion Pump | SIMTEK - Infutek 405 | 3000140213 | Functional | Others
52915 | Zanana Hospital Jaipur | Syringe Infusion Pump | SIMTEK - Infutek 405 | 3000140214 | Functional | Others
52916 | Zanana Hospital Jaipur | Syringe Infusion Pump | SIMTEK - Infutek 405 | 3000140215 | Functional | Others
52917 | Zanana Hospital Jaipur | Syringe Infusion Pump | SIMTEK - Infutek 405 | 3000140216 | Functional | Others
52918 | Zanana Hospital Jaipur | Syringe Infusion Pump | SIMTEK - Infutek 405 | 3000140217 | Functional | Others
52919 | Zanana Hospital Jaipur | Syringe Infusion Pump | SIMTEK - Infutek 405 | 3000140218 | Functional | Others
52920 | Zanana Hospital Jaipur | Syringe Infusion Pump | SIMTEK - Infutek 405 | 3000140219 | Functional | Others
52921 | Zanana Hospital Jaipur | Syringe Infusion Pump | SIMTEK - Infutek 405 | 3000140220 | Functional | Others
52922 | Zanana Hospital Jaipur | Syringe Infusion Pump | SIMTEK - Infutek 405 | 3000140221 | Functional | Others
52923 | Zanana Hospital Jaipur | Syringe Infusion Pump | SIMTEK - Infutek 405 | 3000140222 | Functional | Others
52924 | Zanana Hospital Jaipur | Syringe Infusion Pump | SIMTEK - Infutek 405 | 3000140223 | Functional | Others
52925 | Zanana Hospital Jaipur | Syringe Infusion Pump | SIMTEK - Infutek 405 | 3000140224 | Functional | Others
52926 | Zanana Hospital Jaipur | Syringe Infusion Pump | SIMTEK - Infutek 405 | 3000140225 | Functional | Others
52927 | Zanana Hospital Jaipur | Syringe Infusion Pump | SIMTEK - Infutek 405 | 3000140226 | Functional | Others
52928 | Zanana Hospital Jaipur | Syringe Infusion Pump | SIMTEK - Infutek 405 | 3000140227 | Functional | Others
52929 | Zanana Hospital Jaipur | Syringe Infusion Pump | SIMTEK - Infutek 405 | 3000140228 | Functional | Others
52930 | Zanana Hospital Jaipur | Syringe Infusion Pump | SIMTEK - Infutek 405 | 3000140229 | Functional | Others
52931 | Zanana Hospital Jaipur | Syringe Infusion Pump | SIMTEK - Infutek 405 | 3000140230 | Functional | Others
52932 | Zanana Hospital Jaipur | Syringe Infusion Pump | SIMTEK - Infutek 405 | 3000140231 | Functional | Others
52933 | Zanana Hospital Jaipur | Syringe Infusion Pump | SIMTEK - Infutek 405 | 3000140232 | Functional | Others
52934 | Zanana Hospital Jaipur | Syringe Infusion Pump | SIMTEK - Infutek 405 | 3000140233 | Functional | Others
52935 | Zanana Hospital Jaipur | Syringe Infusion Pump | SIMTEK - Infutek 405 | 3000140234 | Functional | Others
52936 | Zanana Hospital Jaipur | Syringe Infusion Pump | SIMTEK - Infutek 405 | 3000140235 | Functional | Others
52937 | Zanana Hospital Jaipur | Syringe Infusion Pump | SIMTEK - Infutek 405 | 3000140236 | Functional | Others
52938 | Maalbambori Phc Baran | SPHYGMOMANOMETER(BP APPRATUS) | Pagoda | 3000208625 | Functional | Elite Scientific Corporation
52939 | Kilchu Phc | Blood Bank Refrigerator | Model not available | 2000030818 | Functional | Others
52940 | Kilchu Phc | Blood Bank Refrigerator | Model not available | 2000030817 | Functional | Others
52941 | Gangapur Chc | Centrifuge Machine ( 4 Tube ) | Remi 4C | 3000262075 | Functional | Others
52942 | Kilchu Phc | Autoclave | Model not available | 3155 | Functional | Others
52943 | Gangapur Chc | Suction Machine | Model Not Available | 3000262083 | Functional | Others
52944 | Bigga Phc | Suction Machine | Model Not Available | 2000030864 | Functional | Others
52945 | Bigga Phc | Centrifuge Machine ( 8 Tube) | Model Not Available | 2000030866 | Functional | Others
52946 | Kilchu Phc | Sahlis HB Meter | Model not available | 2000030824 | Functional | Others
52947 | Gangapur Chc | Ice lined refrigerator | MK-144 | 24000899 | Functional | Others
52948 | Machri Phc | Baby Weighing Machine | Model Not Available | 3000280007 | Functional | Others
52949 | Machri Phc | Autoclave | Model not available | 2416 | Functional | Others
52950 | Kilchu Phc | Blood Bank Refrigerator | Model not available | 2000030816 | Functional | Others
52951 | Domroli Phc Alwar | Stethoscope | Model Not Available | 280580 | Functional | Others
52952 | Machri Phc | Syringe Needle Destroyer | Microsil - ND350 | 7004 | Functional | Others
52953 | Gangapur Chc | Water Bath | Model not available | 3000262071 | Functional | Others
52954 | Jk Lone Hospital Jaipur | Pulse Oxymeter | Comet - P (L and T) | C10P1945 | Functional | Larsen And Tourbo Ltd
52955 | Jk Lone Hospital Jaipur | Pulse Oxymeter | Comet - P (L and T) | C09P0205 | Functional | Larsen And Tourbo Ltd
52956 | Sareri Phc | SPHYGMOMANOMETER(BP APPRATUS) | MODEL NOT AVAILABLE | 8137260 | Functional | Others
52957 | Sareri Phc | Weighing Machine | MODEL NOT AVAILABLE | 3000125679 | Functional | Others
52958 | Khjuri Phc | Ice lined refrigerator | Model Not Available | 3000209110 | Functional | Others
52959 | Jk Lone Hospital Jaipur | Pulse Oxymeter | Comet - P (L and T) | C09P0212 | Functional | Larsen And Tourbo Ltd
52960 | Jk Lone Hospital Jaipur | Pulse Oxymeter | Comet - P (L and T) | C10P1951 | Functional | Larsen And Tourbo Ltd
52961 | Batwada Phc Baran | SPHYGMOMANOMETER(BP APPRATUS-Digital) | Model Not Available | 3000203642 | Functional | Others
52962 | Khjuri Phc | Spot Light ( Portable ) | Model Not Available | 3000209111 | Functional | Others
52963 | Sareri Phc | Labour Table | Model Not Available | 3000125682 | Functional | Others
52964 | Khjuri Phc | Weighing Machine | MODEL NOT AVAILABLE | 3000209112 | Functional | Others
52965 | Uddsar Phc | Sahlis HB Meter | Model not available | 3000041085 | Functional | Others
52966 | Uddsar Phc | Sahlis HB Meter | Model not available | 3000041086 | Functional | Others
52967 | Shahjapur Chc | FOGGING MACHINE | MODEL NOT AVAILABLE | 3000280933 | Functional | Others
52968 | Molaksar Phc | Fetal Doppler | MODEL NOT AVAILABLE | 3000134348 | Functional | Others
52969 | Badnagar Phc | Blood Bank Refrigerator | Model not available | 3000134502 | Functional | Others
52970 | Badnagar Phc | Blood Bank Refrigerator | Model not available | 3000134503 | Functional | Others
52971 | Chandesra Phc | Binocular Microscope | Model Not Available | 3000205164 | Functional | Others
52972 | Jln Central Store Medical College | Spot Light ( Portable ) | Model Not Available | 2000033353 | Functional | Others
52973 | Molaksar Phc | Blood Cell Counter - 3 part | Model not available | 3000134356 | Functional | Others
52974 | Molaksar Phc | Centrifuge Machine ( 8 Tube) | Model Not Available | 3000134359 | Functional | Others
52975 | Chandesra Phc | Spot Light ( Portable ) | Model Not Available | 3000205172 | Functional | Cognate India
52976 | Uddsar Phc | Glucometer | Model not available | 3000041087 | Functional | Others
52977 | Badnawa Jagir Phc Barmer | SPHYGMOMANOMETER(BP APPRATUS) | MODEL NOT AVAILABLE | 3000134499 | Functional | Others
52978 | Molaksar Phc | Blood Mixer ( Roller Mixer ) | Model not available | 3000134358 | Functional | Others
52979 | Jairoli Phc | Hemoglobin meter | Model Not Available | 3000280151 | Functional | Others
52980 | Molaksar Phc | Blood Bank Refrigerator | Model not available | 3000134360 | Functional | Others
52981 | Chandesra Phc | FOOT OPERATED SUCTION MACHINE | MODEL NOT AVAILABLE | 3000205176 | Functional | Surgicoin Medequip Pvt Ltd
52982 | Badnawa Jagir Phc Barmer | Syringe Needle Destroyer | Nulife - Dots | 3000134500 | Functional | Others
52983 | Jk Lone Hospital Jaipur | Radiant Heat Warmer | Model Not Available | rwsuni/907/53 | Non Functional Not Repairable | Others
52984 | Jk Lone Hospital Jaipur | Radiant Heat Warmer | Model Not Available | RWSUNI/907/61 | Non Functional Not Repairable | Others
52985 | Jk Lone Hospital Jaipur | Radiant Heat Warmer | Model Not Available | RWSUNI/907/55 | Non Functional Not Repairable | Others
52986 | Jk Lone Hospital Jaipur | Radiant Heat Warmer | Model Not Available | RWSUNI/907/54 | Non Functional Not Repairable | Others
52987 | Jk Lone Hospital Jaipur | Radiant Heat Warmer | Model Not Available | RWSUNI/907/60 | Non Functional Not Repairable | Others
52988 | Jk Lone Hospital Jaipur | Radiant Heat Warmer | Model Not Available | 3000222239 | Non Functional Not Repairable | Others
52989 | Molaksar Phc | Ice lined refrigerator | Model Not Available | 3000134351 | Functional | Others
52990 | Uddsar Phc | Syringe Needle Destroyer | Model not available | 1572 | Functional | Others
52991 | Makkasar Phc | Binocular Microscope | Model Not Available | 3000044135 | Functional | Others
52992 | Harsoli Phc Jaipur-2 | SPHYGMOMANOMETER(BP APPRATUS) | MODEL NOT AVAILABLE | 98137243 | Functional | Others
52993 | Harsoli Phc Jaipur-2 | SPHYGMOMANOMETER(BP APPRATUS) | MODEL NOT AVAILABLE | 32299 | Functional | Others
52994 | Amarwasi Phc | Hydraulic Operation Table | MODEL NOT AVAILABLE | 3000209047 | Functional | Others
52995 | Sub District Hospital Gangapur City | Syringe Needle Destroyer | Microsil - ND350 | 10605 | Functional | Others
52996 | Sub District Hospital Gangapur City | Syringe Needle Destroyer | Microsil - ND350 | 10589 | Functional | Others
52997 | Sub District Hospital Gangapur City | Syringe Needle Destroyer | Microsil - ND350 | 3000084458 | Functional | Others
52998 | Amarwasi Phc | Instrument Sterilizer | Model Not Available | 3000209050 | Functional | Others
52999 | Shahjapur Chc | Suction Machine | Model Not Available | 3000083026 | Functional | Others
53000 | Shahjapur Chc | Syringe Needle Destroyer | Model not available | 300083027 | Functional | Others
53001 | Taranagar Chc | Radiant Heat Warmer | Model Not Available | 3000053134 | Functional | Others
53002 | Taranagar Chc | Radiant Heat Warmer | Model Not Available | 3000053135 | Functional | Others
53003 | Taranagar Chc | Radiant Heat Warmer | Model Not Available | 3000053136 | Functional | Others
53004 | Taranagar Chc | Radiant Heat Warmer | Model Not Available | 3000053137 | Functional | Others
53005 | Taranagar Chc | Radiant Heat Warmer | Model Not Available | 3000053138 | Functional | Others
53006 | Taranagar Chc | Blood Bank Refrigerator | Model not available | 3000053139 | Functional | Others
53007 | Taranagar Chc | Blood Bank Refrigerator | Model not available | 3000053140 | Functional | Others
53008 | Taranagar Chc | Blood Bank Refrigerator | Model not available | 3000053141 | Functional | Others
53009 | Taranagar Chc | Blood Bank Refrigerator | Model not available | 3000053142 | Functional | Others
53010 | Rajaldesar Chc | ECG Machine (Single Channel) | Model Not Available | 3000116027 | Functional | Others
53011 | Bodhwa Phc | SPHYGMOMANOMETER(BP APPRATUS) | MODEL NOT AVAILABLE | 77393 | Functional | Others
53012 | Bodhwa Phc | Syringe Needle Destroyer | Model not available | 2000036549 | Functional | Others
53013 | Bodhwa Phc | Weighing Machine | Victoria DX | 2000036548 | Functional | Others
53014 | Bodhwa Phc | Hemoglobin meter | Model Not Available | 2000036547 | Functional | Others
53015 | Bodhwa Phc | Pulse Oxymeter | Model Not Available | 2000036546 | Functional | Others
53016 | Rajaldesar Chc | Sahlis HB Meter | Model not available | 2000031149 | Functional | Others
53017 | Rajaldesar Chc | SPHYGMOMANOMETER(BP APPRATUS) | MODEL NOT AVAILABLE | 2000031165 | Functional | Others
53018 | Dhadhar Phc | Baby Weighing Machine | Model Not Available | 3000053633 | Functional | Others
53019 | Zanana Hospital Jaipur | Syringe Infusion Pump | SIMTEK - Infutek 405 | 3000140237 | Functional | Others
53020 | Zanana Hospital Jaipur | Syringe Infusion Pump | SIMTEK - Infutek 405 | 3000140238 | Functional | Others
53021 | Zanana Hospital Jaipur | Syringe Infusion Pump | SIMTEK - Infutek 405 | 3000140239 | Functional | Others
53022 | Zanana Hospital Jaipur | Syringe Infusion Pump | SIMTEK - Infutek 405 | 3000140240 | Functional | Others
53023 | Zanana Hospital Jaipur | Syringe Infusion Pump | SIMTEK - Infutek 405 | 3000140241 | Functional | Others
53024 | Zanana Hospital Jaipur | Syringe Infusion Pump | SIMTEK - Infutek 405 | 3000140242 | Functional | Others
53025 | Zanana Hospital Jaipur | Syringe Infusion Pump | SIMTEK - Infutek 405 | 3000140243 | Functional | Others
53026 | Rasgan Phc Alwar | SPHYGMOMANOMETER(BP APPRATUS) | MODEL NOT AVAILABLE | 3000281869 | Functional | Others
53027 | Ismilepur Phc | Blood Bank Refrigerator | Model not available | 3000281293 | Functional | Others
53028 | Sub District Hospital Gangapur City | Semi Automated Chemistry Analyzer | Model not Available | 61033 | Functional | Others
53029 | Gadra Road Chc | Fetal Doppler | MODEL NOT AVAILABLE | 3000214087 | Functional | Others
53030 | Gadra Road Chc | Blood Cell Counter - 3 part | Horiba - ABX Micros ES 60 | 3000214109 | Functional | Others
53031 | District Hospital Nagaur Dh | Tube Sealer for Blood bags | Model Not Available | 3000200009 | Functional | Others
53032 | District Hospital Nagaur Dh | Tube Sealer for Blood bags | Model Not Available | 3000200023 | Functional | Others
53033 | Zanana Hospital Jaipur | Radiant Heat Warmer | Meditrin - Heat Warmer | 3000140089 | Functional | Others
53034 | Zanana Hospital Jaipur | Radiant Heat Warmer | Meditrin - Heat Warmer | 3000140090 | Functional | Others
53035 | Zanana Hospital Jaipur | Radiant Heat Warmer | Meditrin - Heat Warmer | 3000140091 | Functional | Others
53036 | Zanana Hospital Jaipur | Radiant Heat Warmer | Meditrin - Heat Warmer | 3000140094 | Functional | Others
53037 | Zanana Hospital Jaipur | Radiant Heat Warmer | Meditrin - Heat Warmer | 3000140095 | Functional | Others
53038 | Zanana Hospital Jaipur | Radiant Heat Warmer | Meditrin - Heat Warmer | 3000140096 | Functional | Others
53039 | Zanana Hospital Jaipur | Radiant Heat Warmer | Meditrin - Heat Warmer | 3000140097 | Functional | Others
53040 | Zanana Hospital Jaipur | Radiant Heat Warmer | Meditrin - Heat Warmer | 3000140098 | Functional | Others
53041 | Zanana Hospital Jaipur | Radiant Heat Warmer | Meditrin - Heat Warmer | 3000140112 | Functional | Others
53042 | Zanana Hospital Jaipur | Radiant Heat Warmer | Meditrin - Heat Warmer | 3000140113 | Functional | Others
53043 | Zanana Hospital Jaipur | Radiant Heat Warmer | Meditrin - Heat Warmer | 3000140114 | Functional | Others
53044 | Zanana Hospital Jaipur | Radiant Heat Warmer | Meditrin - Heat Warmer | 3000140115 | Functional | Others
53045 | Sareri Phc | Blood Bank Refrigerator | Model not available | 3000125683 | Functional | Others
53046 | Sareri Phc | Syringe Needle Destroyer | Model not available | 3000125684 | Functional | Others
53047 | Baghor Phc | SPHYGMOMANOMETER(BP APPRATUS-Digital) | Model Not Available | 281526 | Functional | Others
53048 | Pachaar Phc | Autoclave | Model not available | 2000031458 | Functional | Others
53049 | Bajwas Chc | Labour Table | Model Not Available | 2000036145 | Functional | Others
53050 | Jk Lone Hospital Jaipur | Syringe Infusion Pump | Allied - Syrn 200 | 3000222160 | Functional | Alleid Medical Limited
53051 | Jk Lone Hospital Jaipur | Syringe Infusion Pump | Allied - Syrn 200 | 3000222161 | Functional | Alleid Medical Limited
53052 | Jk Lone Hospital Jaipur | Syringe Infusion Pump | Allied - Syrn 200 | 3000222162 | Functional | Alleid Medical Limited
53053 | Jk Lone Hospital Jaipur | Syringe Infusion Pump | Allied - Syrn 200 | 3000222163 | Functional | Alleid Medical Limited
53054 | Pachaar Phc | Instrument Sterilizer | Model Not Available | 2000031452 | Functional | Others
53055 | Jk Lone Hospital Jaipur | Ventilator | Model Not Available | 1402/115/081AIV | Functional | Others
53056 | Jk Lone Hospital Jaipur | Ventilator | Model Not Available | BBV03204 | Functional | Others
53057 | Jk Lone Hospital Jaipur | Ventilator | Model Not Available | BBV3235 | Functional | Others
53058 | Jk Lone Hospital Jaipur | Ventilator | Model Not Available | BBV03733 | Functional | Others
53059 | Sareri Phc | Hemoglobin meter | Model Not Available | 3000125695 | Functional | Others
53060 | Kishanpur Utrada Phc | Syringe Needle Destroyer | Model not available | 3000044037 | Functional | Others
53061 | Jk Lone Hospital Jaipur | Baby Weighing Machine | Model Not Available | 3000222172 | Functional | Others
53062 | Kishanpur Utrada Phc | Autoclave | Model not available | 3000044046 | Functional | Others
53063 | Kishanpur Utrada Phc | Spot Light ( Portable ) | Model Not Available | 3000044032 | Functional | Others
53064 | Sareri Phc | Glucometer | Model not available | 3000125696 | Functional | Others
53065 | Pada Phc Alwar | SPHYGMOMANOMETER(BP APPRATUS) | MODEL NOT AVAILABLE | 60838-09 | Functional | Others
53066 | Jk Lone Hospital Jaipur | Nebulizer | MODEL NOT AVAILABLE | 10A38/0595 | Functional | Others
53067 | Kishanpur Utrada Phc | Phototherepy Unit | MODEL NOT AVAILABLE | 3000044033 | Functional | Others
53068 | Sareri Phc | Glucometer | Model not available | 3000125697 | Functional | Others
53069 | Kolira Phc | Instrument Sterilizer | Model Not Available | 3000265021 | Functional | Others
53070 | Jk Lone Hospital Jaipur | Nebulizer | MODEL NOT AVAILABLE | 10A3810611 | Functional | Others
53071 | Harnawada Gaja Phc | Fetal Doppler | MODEL NOT AVAILABLE | 3000206643 | Functional | Others
53072 | Molaksar Phc | Freezes | MODEL NOT AVAILABLE | 3000134353 | Functional | Others
53073 | Nahata Hospital Balotara Sdh | Blood Cell Counter - 3 part | Horiba - ABX Micros ES 60 | 5962 | Functional | Others
53074 | Molaksar Phc | Freezes | Kelvinator KGE 193 | 3000134354 | Functional | Others
53075 | Makkasar Phc | Monocular Microscope | Model not available | 3000044136 | Functional | Others
53076 | Jahazpur Chc | Glucometer | Model not available | 3000125872 | Functional | Others
53077 | Molaksar Phc | SPHYGMOMANOMETER(BP APPRATUS) | MODEL NOT AVAILABLE | 3000134355 | Functional | Others
53078 | Jhadol Phc | Hydraulic Operation Table | MODEL NOT AVAILABLE | 3000262149 | Functional | Others
53079 | Jahazpur Chc | Dental X-Ray Machine | Model Not Available | 1 | Functional | Others
53080 | Makkasar Phc | Spot Light ( Portable ) | Model Not Available | 3000044142 | Functional | Others
53081 | Jairoli Phc | Centrifuge Machine ( 8 Tube) | Model Not Available | 3000280154 | Functional | Others
53082 | Nahata Hospital Balotara Sdh | Centrifuge Machine ( 4 Tube ) | Model not available | 3695 | Functional | Others
53083 | Palit Phc | SPHYGMOMANOMETER(BP APPRATUS) | MODEL NOT AVAILABLE | N/A1 | Functional | Others
53084 | Palit Phc | SPHYGMOMANOMETER(BP APPRATUS) | MODEL NOT AVAILABLE | N/A2 | Functional | Others
53085 | Palit Phc | SPHYGMOMANOMETER(BP APPRATUS) | MODEL NOT AVAILABLE | N/A3 | Functional | Others
53086 | Makkasar Phc | Instrument Sterilizer | Model Not Available | 3000044146 | Functional | Others
53087 | Palit Phc | Weighing Machine | MODEL NOT AVAILABLE | N/A4 | Functional | Others
53088 | Nayla Chc | Spot Light ( Portable ) | Model Not Available | 3000140600 | Functional | Others
53089 | Jln Central Store Medical College | ECG Machine (Single Channel) | Model Not Available | 21543 | Functional | Others
53090 | Jk Lone Hospital Jaipur | Phototherepy Unit | Meditrin - Digital Bilitimer Phototherapy | NRHMPT09/60 | Non Functional Repairable | Meditrin Instruments
53091 | Jk Lone Hospital Jaipur | Phototherepy Unit | Meditrin - Digital Bilitimer Phototherapy | NRHMPT09/05 | Non Functional Repairable | Meditrin Instruments
53092 | Jk Lone Hospital Jaipur | Phototherepy Unit | Meditrin - Digital Bilitimer Phototherapy | NRHMPT09/100 | Non Functional Repairable | Meditrin Instruments
53093 | Panarwa Phc | Fetal Doppler | MODEL NOT AVAILABLE | FQ288 | Functional | Others
53094 | Nadauti Chc | Centrifuge Machine ( 8 Tube) | Model Not Available | 3000138971 | Functional | Others
53095 | Nadauti Chc | Centrifuge Machine ( 8 Tube) | Model Not Available | 3000138972 | Functional | Others
53096 | Makkasar Phc | Fetal Doppler | MODEL NOT AVAILABLE | 3000044145 | Functional | Others
53097 | Palit Phc | Baby Weighing Machine | Model Not Available | N/A5 | Functional | Others
53098 | Rajaldesar Chc | Semi Automated Chemistry Analyzer | Model not Available | 3000116033 | Functional | Others
53099 | General Hospital Karauli Dh | Autoclave | Reico | 2FA89 | Functional | Others
53100 | Satellite Hospital Mandor, Jodhpur | Binocular Microscope | M L W Intermed | 300049467 | Functional | Mlw Intermed
53101 | General Hospital Karauli Dh | Autoclave | Model not available | 3000138110 | Functional | Others
53102 | General Hospital Karauli Dh | Freezes | MODEL NOT AVAILABLE | 3000138121 | Functional | Others
53103 | General Hospital Karauli Dh | Suction Machine | Surgivac | C-29002 | Functional | Others
53104 | General Hospital Karauli Dh | Spot Light ( Portable ) | Model Not Available | CO/501/13 | Functional | Others
53105 | Agar Phc Alwar | Digital Photo Calorimeter | Model not available | 20119083 | Functional | Garg Opticals
53106 | General Hospital Karauli Dh | Pulse Oxymeter | MEDITEC P201 | 101920200273 | Functional | Others
53107 | General Hospital Karauli Dh | SPHYGMOMANOMETER(BP APPRATUS) | MODEL NOT AVAILABLE | 3000018152 | Functional | Others
53108 | General Hospital Karauli Dh | ECG Machine (Single Channel) | BPL - Cardiart 108T | U2K3597 | Functional | Others
53109 | General Hospital Karauli Dh | ECG Machine (Single Channel) | Model Not Available | DETCOE1276 | Functional | Others
53110 | Satellite Hospital Mandor, Jodhpur | D R Systems | Model not available | 300049463 | Functional | Others
53111 | 1 Lsm Phc Ganganagar | Centrifuge Machine ( 4 Tube ) | REMI - C852 | IELC.9445 | Functional | Garg Opticals
53112 | Satellite Chb Jodhpur | Dental X-Ray Machine | Model Not Available | 3000049175 | Functional | Others
53113 | Satellite Chb Jodhpur | Dental Chair Unit | Model Not Available | 3000049176 | Functional | Others
53114 | Satellite Hospital Mandor, Jodhpur | Phototherepy Unit | Fenam, Bilitron Sky 5006 | iijak440135 | Functional | Neonatal Innovations
53115 | Agar Phc Alwar | Binocular Microscope | Excel Plus | 3000222890 | Functional | Garg Opticals
53116 | Satellite Chb Jodhpur | Dental Chair Unit | Model Not Available | 3000040176 | Functional | Others
53117 | Agar Phc Alwar | Centrifuge Machine ( 4 Tube ) | REMI - C852 | 3000222889 | Functional | Garg Opticals
53118 | Satellite Chb Jodhpur | ECG Machine (Six Channel ) | Model Not Available | C613266 | Functional | Others
53119 | Satellite Chb Jodhpur | Ice lined refrigerator | MK-144 | 3000049178 | Functional | Others
53120 | Agar Phc Alwar | Syringe Needle Destroyer | Model not available | 3000222891 | Functional | Others
53121 | Satellite Chb Jodhpur | Ice lined refrigerator | Model Not Available | 3000049179 | Functional | Others
53122 | Satellite Chb Jodhpur | Binocular Microscope | Model Not Available | 3000049542 | Functional | Others
53123 | Agar Phc Alwar | Monocular Microscope | Olympus | 3000222892 | Functional | Others
53124 | Agar Phc Alwar | Ice lined refrigerator | HBD-116 | 3000222893 | Functional | Cmho Supply
53125 | Zanana Hospital Jaipur | Radiant Heat Warmer | Meditrin - Heat Warmer | 3000140116 | Functional | Others
53126 | Zanana Hospital Jaipur | Radiant Heat Warmer | Meditrin - Heat Warmer | 3000140117 | Functional | Others
53127 | Zanana Hospital Jaipur | Radiant Heat Warmer | Meditrin - Heat Warmer | 3000140118 | Functional | Others
53128 | Zanana Hospital Jaipur | Radiant Heat Warmer | Meditrin - Heat Warmer | 3000140119 | Functional | Others
53129 | Zanana Hospital Jaipur | Radiant Heat Warmer | Meditrin - Heat Warmer | 3000140120 | Functional | Others
53130 | Zanana Hospital Jaipur | Radiant Heat Warmer | Meditrin - Heat Warmer | 3000140121 | Functional | Others
53131 | Zanana Hospital Jaipur | Radiant Heat Warmer | Meditrin - Heat Warmer | 3000140122 | Functional | Others
53132 | Zanana Hospital Jaipur | Radiant Heat Warmer | Meditrin - Heat Warmer | 3000140123 | Functional | Others
53133 | Zanana Hospital Jaipur | Radiant Heat Warmer | Meditrin - Heat Warmer | 3000140124 | Functional | Others
53134 | Zanana Hospital Jaipur | Radiant Heat Warmer | Meditrin - Heat Warmer | 3000140125 | Functional | Others
53135 | Gadra Road Chc | Radiant Heat Warmer | Meditrin - Heat Warmer | 1012 | Functional | Others
53136 | Zanana Hospital Jaipur | SPHYGMOMANOMETER(BP APPRATUS) | Pagoda | 3000140426 | Functional | Others
53137 | Zanana Hospital Jaipur | SPHYGMOMANOMETER(BP APPRATUS) | Pagoda | 3000140475 | Functional | Others
53138 | Zanana Hospital Jaipur | SPHYGMOMANOMETER(BP APPRATUS) | Pagoda | 3000140476 | Functional | Others
53139 | Zanana Hospital Jaipur | SPHYGMOMANOMETER(BP APPRATUS) | Pagoda | 3000140477 | Functional | Others
53140 | Zanana Hospital Jaipur | SPHYGMOMANOMETER(BP APPRATUS) | Pagoda | 3000140478 | Functional | Others
53141 | Zanana Hospital Jaipur | SPHYGMOMANOMETER(BP APPRATUS) | Pagoda | 3000140479 | Functional | Others
53142 | Zanana Hospital Jaipur | SPHYGMOMANOMETER(BP APPRATUS) | Pagoda | 3000140480 | Functional | Others
53143 | Zanana Hospital Jaipur | SPHYGMOMANOMETER(BP APPRATUS) | Pagoda | 3000140529 | Functional | Others
53144 | Zanana Hospital Jaipur | SPHYGMOMANOMETER(BP APPRATUS) | Pagoda | 3000140424 | Functional | Others
53145 | Zanana Hospital Jaipur | SPHYGMOMANOMETER(BP APPRATUS) | Pagoda | 3000140409 | Functional | Others
53146 | Zanana Hospital Jaipur | SPHYGMOMANOMETER(BP APPRATUS) | Pagoda | 3000140410 | Functional | Others
53147 | Zanana Hospital Jaipur | SPHYGMOMANOMETER(BP APPRATUS) | Pagoda | 3000140468 | Functional | Others
53148 | Zanana Hospital Jaipur | SPHYGMOMANOMETER(BP APPRATUS) | Pagoda | 3000140495 | Functional | Others
53149 | Zanana Hospital Jaipur | SPHYGMOMANOMETER(BP APPRATUS) | Pagoda | 5294 | Functional | Others
53150 | Zanana Hospital Jaipur | SPHYGMOMANOMETER(BP APPRATUS) | Pagoda | 112255 | Functional | Others
53151 | Zanana Hospital Jaipur | SPHYGMOMANOMETER(BP APPRATUS) | Pagoda | 5283 | Functional | Others
53152 | Kolira Phc | Suction Machine | Model Not Available | 3000256024 | Non Functional Not Repairable | Others
53153 | Jk Lone Hospital Jaipur | Mobile ( Portable ) X-Ray Machine | Model not available | 90301 | Functional | Others
53154 | Pahari Chc Alwar | Stethoscope | Model Not Available | 3000281256 | Functional | Others
53155 | Kishanpur Utrada Phc | Pulse Oxymeter | Model Not Available | 3000044048 | Functional | Others
53156 | Kishanpur Utrada Phc | Syringe Needle Destroyer | Model not available | 3000044050 | Functional | Others
53157 | Pahari Chc Alwar | SPHYGMOMANOMETER(BP APPRATUS) | MODEL NOT AVAILABLE | 59497309 | Functional | Others
53158 | Bhudoli Phc | Centrifuge Machine ( 8 Tube) | REMI - R 8C | 2000031346 | Functional | Remi Electrotechnik Ltd
53159 | Bhudoli Phc | Centrifuge Machine ( 8 Tube) | REMI - R 8C | 2000031360 | Functional | Remi Electrotechnik Ltd
53160 | Ropa Phc | Syringe Needle Destroyer | Model not available | 3000125947 | Functional | Others
53161 | Kolira Phc | Baby Weighing Machine | Model Not Available | 3000265027 | Functional | Others
53162 | Ropa Phc | Binocular Microscope | Model Not Available | 3000125948 | Functional | Others
53163 | Ropa Phc | Monocular Microscope | Model not available | 3000125949 | Functional | Others
53164 | Kolira Phc | Syringe Needle Destroyer | Model not available | 3000256029 | Functional | Others
53165 | Kolira Phc | Weighing Machine | MODEL NOT AVAILABLE | 3000256011 | Functional | Others
53166 | Bhudoli Phc | Syringe Needle Destroyer | Model not available | 2000031351 | Functional | Linco Scientific Instruments And Chemicals (P) Ltd
53167 | Bhudoli Phc | Ice lined refrigerator | Model Not Available | BE07F4E0N00B2A6BO08 | Functional | Haier Appliances India Pvt
53168 | Ropa Phc | Glucometer | Model not available | 3000125951 | Functional | Others
53169 | Kolira Phc | Binocular Microscope | PZB 22 | 3000256012 | Functional | Others
53170 | Ropa Phc | Hemoglobin meter | Model Not Available | 3000125952 | Functional | Others
53171 | Ropa Phc | Ice lined refrigerator | HBC-70 | 3000125953 | Functional | Others
53172 | Ropa Phc | Blood Bank Refrigerator | Model not available | 3000125954 | Functional | Others
53173 | Kolira Phc | Syringe Needle Destroyer | Model not available | 3000256013 | Functional | Others
53174 | Bhudoli Phc | Glucometer | Model not available | 2229637 | Non Functional Not Repairable | Others
53175 | Kolira Phc | Blood Cell Counter - 3 part | Model not available | 3000265015 | Functional | Others
53176 | Kolira Phc | Ice lined refrigerator | HBD-116 | 3000265019 | Functional | Others
53177 | Jhabra Phc Jaisalmer | Weighing Machine | Victoria DX | DX-144 | Functional | Others
53178 | Kolira Phc | Ice lined refrigerator | HBC-70 | 3000265020 | Functional | Others
53179 | Palit Phc | Baby Weighing Machine | Model Not Available | N/A6 | Functional | Others
53180 | Jln Central Store Medical College | ECG Machine (Single Channel) | Model Not Available | 51 | Functional | Others
53181 | Panarwa Phc | Radiant Heat Warmer | Model Not Available | 3000205539 | Functional | Others
53182 | Makkasar Phc | Ice lined refrigerator | Model Not Available | 3000044150 | Functional | Others
53183 | Makkasar Phc | Ice lined refrigerator | Model Not Available | 3000044151 | Functional | Others
53184 | Jhadol Phc | Glucometer | Model not available | GGLC-8618 | Functional | Others
53185 | Palit Phc | Glucometer | Model not available | N/A9 | Functional | Others
53186 | Jk Lone Hospital Jaipur | Phototherepy Unit | Fenam, Bilitron Sky 5006 | I-IAAL450069 | Functional | Fanem
53187 | Jk Lone Hospital Jaipur | Phototherepy Unit | Fenam, Bilitron Sky 5006 | I-IAAL450072 | Functional | Fanem
53188 | Nadauti Chc | Blood Cell Counter - 3 part | Horiba - ABX Micros ES 60 | 3000138976 | Functional | Others
53189 | Jln Central Store Medical College | ECG Machine (Single Channel) | Model Not Available | 52 | Functional | Others
53190 | Panarwa Phc | Binocular Microscope | PZB 22 | 55251 | Functional | Others
53191 | Makkasar Phc | SPHYGMOMANOMETER(BP APPRATUS) | MODEL NOT AVAILABLE | 3000044152 | Functional | Others
53192 | Nadauti Chc | ECG Machine (Single Channel) | Medicaid - Cardio Fax | C7b534 | Functional | Others
53193 | Nayla Chc | Nebulizer | Nuneb Pro | 3000140603 | Functional | Others
53194 | Jln Central Store Medical College | Multi-Para Monitor | Model not available | 33001.0-2114 | Functional | Others
53195 | Panarwa Phc | Centrifuge Machine ( 8 Tube) | Model Not Available | 3000205542 | Functional | Others
53196 | Nadauti Chc | Incubator | MODEL NOT AVAILABLE | 3000138980 | Functional | Others
53197 | Nayla Chc | Baby Weighing Machine | Model Not Available | 3000140594 | Functional | Others
53198 | Chila Chond Phc Dholpur | Hemoglobin meter | Model Not Available | 3000242284 | Functional | Others
53199 | Panarwa Phc | Glucometer | Model not available | GC15601489 | Functional | Others
53200 | Macha Phc Alwar | Binocular Microscope | PZB 22 | 3000281312 | Functional | Others
53201 | Nayla Chc | Radiant Heat Warmer | Zeal - RHW 2101A | 3000140595 | Functional | Others
53202 | Jk Lone Hospital Jaipur | Phototherepy Unit | MODEL NOT AVAILABLE | BM/LED190/03/203 | Functional | Others
53203 | Nadauti Chc | Hemoglobin meter | Model Not Available | 3000138981 | Functional | Others
53204 | Nayla Chc | FOOT OPERATED SUCTION MACHINE | MODEL NOT AVAILABLE | 3000140596 | Functional | Others
53205 | Satellite Chb Jodhpur | Centrifuge Machine ( 8 Tube) | REMI - R303 | FGLC-7710 | Functional | Others
53206 | Agar Phc Alwar | Ice lined refrigerator | HBC-70 | 3000222894 | Functional | Cmho Supply
53207 | Satellite Chb Jodhpur | Syringe Needle Destroyer | Model not available | 3000049540 | Functional | Others
53208 | Agar Phc Alwar | Suction Machine | Model Not Available | 3000222895 | Functional | Garg Opticals
53209 | Rajaldesar Chc | 100mA X-Ray Machine | GME - GMHF-6 | 2000031159 | Functional | Others
53210 | Satellite Chb Jodhpur | Hemoglobin meter | HB 301 | 1342813010 | Functional | Others
53211 | Rajaldesar Chc | Syringe Needle Destroyer | Model not available | 2000031163 | Functional | Others
53212 | Agar Phc Alwar | Syringe Needle Destroyer | Nulife - Dots | 3000222896 | Functional | Cmho Supply
53213 | Rajaldesar Chc | Baby Weighing Machine | Model Not Available | 2000031164 | Functional | Others
53214 | Rajaldesar Chc | Baby Weighing Machine | Model Not Available | 2000031167 | Functional | Others
53215 | Principal And Controller Sms Mc Jaipur | Microplate Reader | RT-2100c | 3000265058 | Functional | Others
53216 | Principal And Controller Sms Mc Jaipur | Microplate Reader | RT-2100c | 3000265060 | Functional | Others
53217 | Principal And Controller Sms Mc Jaipur | Microplate Reader | RT-2100c | 3000265040 | Functional | Others
53218 | Principal And Controller Sms Mc Jaipur | Microplate Reader | RT-2100c | 3000265038 | Functional | Others
53219 | Principal And Controller Sms Mc Jaipur | Microplate Reader | RT-2100c | 3000265036 | Functional | Others
53220 | Principal And Controller Sms Mc Jaipur | Microplate Reader | RT-2100c | 3000085877 | Functional | Others
53221 | Principal And Controller Sms Mc Jaipur | Microplate Reader | RT-2100c | 3000265113 | Functional | Others
53222 | Principal And Controller Sms Mc Jaipur | Microplate Reader | RT-2100c | 3000265142 | Functional | Others
53223 | Principal And Controller Sms Mc Jaipur | Microplate Reader | RT-2100c | 3000265141 | Functional | Others
53224 | Principal And Controller Sms Mc Jaipur | Microplate Reader | RT-2100c | 3000265119 | Functional | Others
53225 | Rajaldesar Chc | Nebulizer | MODEL NOT AVAILABLE | 161417 | Functional | Others
53226 | Rajaldesar Chc | Nebulizer | MODEL NOT AVAILABLE | 2000031169 | Functional | Others
53227 | Agar Phc Alwar | Instrument Sterilizer | Model Not Available | 3000222897 | Functional | Cmho Supply
53228 | Rajaldesar Chc | Suction Machine | Model Not Available | 2000031166 | Functional | Others
53229 | Satellite Chb Jodhpur | Freezes | VKE204 | 3000049152 | Functional | Others
53230 | Dhadhar Phc | SPHYGMOMANOMETER(BP APPRATUS-Digital) | Model Not Available | 3000053634 | Functional | Others
53231 | Rajaldesar Chc | Pulse Oxymeter | Model Not Available | 2000031170 | Functional | Others
53232 | Dhadhar Phc | Syringe Needle Destroyer | Microsil - ND350 | 3000053635 | Functional | Others
53233 | Zanana Hospital Jaipur | SPHYGMOMANOMETER(BP APPRATUS) | Pagoda | 35133 | Functional | Others
53234 | Zanana Hospital Jaipur | SPHYGMOMANOMETER(BP APPRATUS) | Pagoda | 5290 | Functional | Others
53235 | Zanana Hospital Jaipur | SPHYGMOMANOMETER(BP APPRATUS) | Pagoda | 5272 | Functional | Others
53236 | Zanana Hospital Jaipur | SPHYGMOMANOMETER(BP APPRATUS) | Pagoda | 3000140481 | Functional | Others
53237 | Zanana Hospital Jaipur | SPHYGMOMANOMETER(BP APPRATUS) | Pagoda | 35121 | Functional | Others
53238 | Zanana Hospital Jaipur | SPHYGMOMANOMETER(BP APPRATUS) | Pagoda | 35122 | Functional | Others
53239 | Zanana Hospital Jaipur | SPHYGMOMANOMETER(BP APPRATUS) | Pagoda | 35140 | Functional | Others
53240 | Zanana Hospital Jaipur | SPHYGMOMANOMETER(BP APPRATUS) | Pagoda | 35125 | Functional | Others
53241 | Zanana Hospital Jaipur | SPHYGMOMANOMETER(BP APPRATUS) | Pagoda | CO7848409 | Functional | Others
53242 | Zanana Hospital Jaipur | SPHYGMOMANOMETER(BP APPRATUS) | Pagoda | 1502007070019 | Functional | Others
53243 | Zanana Hospital Jaipur | SPHYGMOMANOMETER(BP APPRATUS) | Pagoda | 286380 | Functional | Others
53244 | Zanana Hospital Jaipur | SPHYGMOMANOMETER(BP APPRATUS) | Pagoda | 3000140348 | Functional | Others
53245 | Zanana Hospital Jaipur | SPHYGMOMANOMETER(BP APPRATUS) | Pagoda | 3000140351 | Functional | Others
53246 | Zanana Hospital Jaipur | SPHYGMOMANOMETER(BP APPRATUS) | Pagoda | 3000140350 | Functional | Others
53247 | Zanana Hospital Jaipur | SPHYGMOMANOMETER(BP APPRATUS) | Pagoda | 61655 | Functional | Others
53248 | Zanana Hospital Jaipur | SPHYGMOMANOMETER(BP APPRATUS) | Pagoda | 170585 | Functional | Others
53249 | Zanana Hospital Jaipur | SPHYGMOMANOMETER(BP APPRATUS) | Pagoda | 284315 | Functional | Others
53250 | Zanana Hospital Jaipur | SPHYGMOMANOMETER(BP APPRATUS) | Pagoda | 3000140504 | Functional | Others
53251 | Zanana Hospital Jaipur | SPHYGMOMANOMETER(BP APPRATUS) | Pagoda | 3000140505 | Functional | Others
53252 | Zanana Hospital Jaipur | SPHYGMOMANOMETER(BP APPRATUS) | Pagoda | 3000140506 | Functional | Others
53253 | Zanana Hospital Jaipur | SPHYGMOMANOMETER(BP APPRATUS) | Pagoda | 3000140507 | Functional | Others
53254 | Zanana Hospital Jaipur | SPHYGMOMANOMETER(BP APPRATUS) | Pagoda | 3000140522 | Functional | Others
53255 | Zanana Hospital Jaipur | SPHYGMOMANOMETER(BP APPRATUS) | Pagoda | 3000140519 | Functional | Others
53256 | Zanana Hospital Jaipur | SPHYGMOMANOMETER(BP APPRATUS) | Pagoda | 3000140512 | Functional | Others
53257 | Zanana Hospital Jaipur | SPHYGMOMANOMETER(BP APPRATUS) | Pagoda | 3000140514 | Functional | Others
53258 | Zanana Hospital Jaipur | SPHYGMOMANOMETER(BP APPRATUS) | Pagoda | 3000140499 | Functional | Others
53259 | Zanana Hospital Jaipur | SPHYGMOMANOMETER(BP APPRATUS) | Pagoda | 3000140501 | Functional | Others
53260 | Jhabra Phc Jaisalmer | Weighing Machine | Victoria DX | DX-1445 | Functional | Others
53261 | Jhabra Phc Jaisalmer | Suction Machine | Model Not Available | 300056660 | Functional | Others
53262 | Kolira Phc | Ice lined refrigerator | MK-144 | 3000265001 | Functional | Others
53263 | Kolira Phc | Ice lined refrigerator | Model Not Available | 3000265002 | Functional | Others
53264 | Jhak Phc Jdh | SPHYGMOMANOMETER(BP APPRATUS) | MODEL NOT AVAILABLE | RK0000168 | Functional | Others
53265 | Kolira Phc | Centrifuge Machine ( 8 Tube) | Model Not Available | 3000265003 | Functional | Others
53266 | Kolira Phc | Semi Automated Chemistry Analyzer | Model not Available | 3000265004 | Functional | Others
53267 | Jhak Phc Jdh | Monocular Microscope | Model not available | 950633 | Functional | Others
53268 | Jhak Phc Jdh | Binocular Microscope | L1-BM-523 | 28098 | Functional | Falco India
53269 | Jhak Phc Jdh | Binocular Microscope | Model Not Available | 3000054164 | Functional | Others
53270 | Jk Lone Hospital Jaipur | Instrument Sterilizer | Model Not Available | 3000222128 | Functional | Others
53271 | Jk Lone Hospital Jaipur | Instrument Sterilizer | Model Not Available | 3000222201 | Functional | Others
53272 | Jk Lone Hospital Jaipur | Weighing Machine | Victoria DX | 3000222125 | Functional | Others
53273 | Manaka Phc Alwar | Syringe Needle Destroyer | Microsil - ND350 | 7610 | Functional | Others
53274 | Manaka Phc Alwar | Syringe Needle Destroyer | Model not available | 3000280235 | Functional | Others
53275 | Jk Lone Hospital Jaipur | Syringe Infusion Pump | Allied - Syrn 200 | AS-SYRN2014020073 | Functional | Alleid Medical Limited
53276 | Jk Lone Hospital Jaipur | Syringe Needle Destroyer | Microsil ND 20 | BHILWARA/226-300 | Functional | Others
53277 | Jk Lone Hospital Jaipur | Syringe Needle Destroyer | Microsil ND 20 | BHILWARA/257-300 | Functional | Others
53278 | Jk Lone Hospital Jaipur | Syringe Needle Destroyer | Microsil ND 20 | 3000222195 | Functional | Others
53279 | Jk Lone Hospital Jaipur | Syringe Needle Destroyer | Microsil ND 20 | 3000222190 | Functional | Others
53280 | Jk Lone Hospital Jaipur | Instrument Sterilizer | Model Not Available | 3000222214 | Functional | Others
53281 | Jk Lone Hospital Jaipur | SPHYGMOMANOMETER(BP APPRATUS) | Pagoda | 484876 | Functional | Others
53282 | Jk Lone Hospital Jaipur | SPHYGMOMANOMETER(BP APPRATUS) | Pagoda | 484890 | Functional | Others
53283 | Intali Kheda Phc | Baby Weighing Machine | Model Not Available | 3000052845 | Functional | Others
53284 | Khanpura Mewan Phc | Centrifuge Machine ( 4 Tube ) | Model not available | 3000281299 | Functional | Others
53285 | Intali Kheda Phc | Glucometer | Model not available | 3000052850 | Functional | Others
53286 | Jln Central Store Medical College | Multi-Para Monitor | Model not available | 3300102104 | Functional | Others
53287 | Nayla Chc | Autoclave | Model not available | 3000140598 | Functional | Others
53288 | Jhadol Phc | Ice lined refrigerator | HBC-70 | A880114 | Functional | Others
53289 | Nayla Chc | Weighing Machine | MODEL NOT AVAILABLE | 3000140599 | Functional | Others
53290 | Nadauti Chc | Hemoglobin meter | Model Not Available | 3000138985 | Functional | Others
53291 | Jln Central Store Medical College | Syringe Infusion Pump | Model not available | 187191 | Functional | Others
53292 | Haroti Chc | Syringe Needle Destroyer | NSD100 | 3000137135 | Functional | Scot Refrigeration Pvt Ltd
53293 | Haroti Chc | Syringe Needle Destroyer | NSD100 | 15c1192 | Functional | Scot Refrigeration Pvt Ltd
53294 | Haroti Chc | Syringe Needle Destroyer | NSD100 | 3000137103 | Functional | Scot Refrigeration Pvt Ltd
53295 | Haroti Chc | Syringe Needle Destroyer | NSD100 | 3000137128 | Functional | Scot Refrigeration Pvt Ltd
53296 | Haroti Chc | Syringe Needle Destroyer | NSD100 | 3000137108 | Functional | Scot Refrigeration Pvt Ltd
53297 | Jhadol Phc | Ice lined refrigerator | MF - 144 | 20031808954 | Functional | Others
53298 | Chila Chond Phc Dholpur | SPHYGMOMANOMETER(BP APPRATUS) | MODEL NOT AVAILABLE | 9813476 | Functional | Others
53299 | Jln Central Store Medical College | Syringe Infusion Pump | Model not available | 187369 | Functional | Others
53300 | Akola Phc | Syringe Needle Destroyer | Nulife - Dots | 25249 | Functional | Others
53301 | Nadauti Chc | Radiant Heat Warmer | Zeal - RHW 2101A | RHW2101A0713/785 | Functional | Others
53302 | Chila Chond Phc Dholpur | Baby Weighing Machine | Model Not Available | 3000242287 | Functional | Others
53303 | Akola Phc | Labour Table | Model Not Available | 3000042911 | Functional | Others
53304 | Jln Central Store Medical College | Pulse Oxymeter | Model Not Available | SO4P22625 | Functional | Others
53305 | Akola Phc | Hemoglobin meter | Model Not Available | 3000042913 | Functional | Others
53306 | Jk Lone Hospital Jaipur | Pulse Oxymeter | Model Not Available | FCC07480071SA | Non Functional Not Repairable | Others
53307 | Jk Lone Hospital Jaipur | Pulse Oxymeter | Model Not Available | FCCO7490045SA | Non Functional Not Repairable | Others
53308 | Jk Lone Hospital Jaipur | Pulse Oxymeter | Model Not Available | FCC074800539A | Non Functional Not Repairable | Others
53309 | Nadauti Chc | Baby Weighing Machine | Crown | 3000138989 | Functional | Others
53310 | Pakkasaran Phc | Binocular Microscope | Model Not Available | 3000044236 | Functional | Others
53311 | Akola Phc | Binocular Microscope | Model Not Available | 3000042916 | Functional | Others
53312 | Harsana Phc | Centrifuge Machine ( 12 Tube ) | Model Not Available | 3000280668 | Functional | Others
53313 | Ismilepur Phc | ESR Stand | Model not available | 3000281288 | Functional | Others
53314 | Gadra Road Chc | Ultra Sonography (USG) & Colour Dopler Machine | Model not available | g5073 | Functional | Others
53315 | Sub District Hospital Gangapur City | Automated Urine Analyzer | Model not available | BT3304B226 | Functional | Others
53316 | Fakirwali Phc | Weighing Machine | MODEL NOT AVAILABLE | 3000048980 | Functional | Others
53317 | Fakirwali Phc | Weighing Machine | MODEL NOT AVAILABLE | 3000048987 | Functional | Others
53318 | District Hospital Nagaur Dh | ELISA READR WITH WASHER | RT 2100C AND RT 2600C | 3000200015 | Functional | Others
53319 | Bhaleri Phc | Binocular Microscope | Model Not Available | 3012 | Functional | Others
53320 | Jln Central Store Medical College | Syringe Infusion Pump | JAZ-1800C | 13050820Z | Functional | Others
53321 | Harsawa Bara Phc Sikar | Binocular Microscope | Model Not Available | 2000031526 | Functional | Others
53322 | Shahjapur Chc | SPHYGMOMANOMETER(BP APPRATUS) | MODEL NOT AVAILABLE | 3000083002 | Functional | Others
53323 | Rajaldesar Chc | Glucometer | Model not available | 3000116037 | Functional | Others
53324 | Rajaldesar Chc | Glucometer | Model not available | 3000116038 | Functional | Others
53325 | Rajaldesar Chc | Blood Cell Counter - 3 part | Model not available | 3000116030 | Functional | Others
53326 | Rajaldesar Chc | Blood Cell Counter - 3 part | Model not available | 3000116031 | Functional | Others
53327 | Rajaldesar Chc | Centrifuge Machine ( 4 Tube ) | Model not available | 3000116034 | Functional | Others
53328 | Rajaldesar Chc | Autoclave | Model not available | 2000031179 | Functional | Others
53329 | Rajaldesar Chc | Autoclave | Model not available | 2000031180 | Functional | Others
53330 | Rajaldesar Chc | Autoclave | Model not available | 2000031176 | Functional | Others
53331 | Rajaldesar Chc | Autoclave | Model not available | 2000031177 | Functional | Others
53332 | Rajaldesar Chc | Autoclave | Model not available | 2000031178 | Functional | Others
53333 | Rajaldesar Chc | Autoclave | Model not available | 2000031156 | Functional | Others
53334 | Rajaldesar Chc | Blood Bank Refrigerator | Model not available | 2000031161 | Functional | Others
53335 | Rajaldesar Chc | Blood Bank Refrigerator | Model not available | 2000031162 | Functional | Others
53336 | Rajaldesar Chc | Blood Bank Refrigerator | Model not available | 2000031160 | Functional | Others
53337 | Rajaldesar Chc | Centrifuge Machine ( 4 Tube ) | Model not available | 2000031148 | Functional | Others
53338 | Rajaldesar Chc | Cardioscope | MODEL NOT AVAILABLE | 2000031157 | Functional | Others
53339 | Agar Phc Alwar | Incubator | Elite - Incubator | 3000222870 | Functional | Garg Opticals
53340 | Zanana Hospital Jaipur | SPHYGMOMANOMETER(BP APPRATUS) | Pagoda | 3000140433 | Functional | Others
53341 | Khonagoriyan | Baby Weighing Machine | Crown | 2000025267 | Functional | Others
53342 | Pur Phc | Centrifuge Machine ( 12 Tube ) | Model Not Available | 3000280205 | Functional | Others
53343 | Hire Ki Dhani Phc | Syringe Needle Destroyer | Model not available | 3000117939 | Functional | Others
53344 | Zanana Hospital Jaipur | Labour Table | Model Not Available | 3000140482 | Functional | Others
53345 | Zanana Hospital Jaipur | Labour Table | Model Not Available | 3000140483 | Functional | Others
53346 | Zanana Hospital Jaipur | Labour Table | Model Not Available | 3000140484 | Functional | Others
53347 | Zanana Hospital Jaipur | Labour Table | Model Not Available | 3000140485 | Functional | Others
53348 | Zanana Hospital Jaipur | Labour Table | Model Not Available | 3000140486 | Functional | Others
53349 | District Hospital Nagaur Dh | Ultra Sonography (USG) & Colour Dopler Machine | Model not available | 3000200131 | Functional | Others
53350 | Harsoli Phc Jaipur-2 | Weighing Machine | MODEL NOT AVAILABLE | 3000089062 | Functional | Others
53351 | District Hospital Nagaur Dh | Semi Automated Chemistry Analyzer | CPC - STAT FAX 3300 | 3000200087 | Functional | Others
53352 | District Hospital Nagaur Dh | Semi Automated Chemistry Analyzer | CPC - STAT FAX 3300 | 3000200091 | Functional | Others
53353 | District Hospital Nagaur Dh | Semi Automated Chemistry Analyzer | CPC - STAT FAX 3300 | 3000200092 | Functional | Others
53354 | District Hospital Nagaur Dh | Semi Automated Chemistry Analyzer | CPC - STAT FAX 3300 | 3000200095 | Functional | Others
53355 | District Hospital Nagaur Dh | Semi Automated Chemistry Analyzer | CPC - STAT FAX 3300 | 3000200096 | Functional | Others
53356 | District Hospital Nagaur Dh | Semi Automated Chemistry Analyzer | CPC - STAT FAX 3300 | 3000200097 | Functional | Others
53357 | Nahata Hospital Balotara Sdh | Nebulizer | MODEL NOT AVAILABLE | 3000134593 | Functional | Others
53358 | Nahata Hospital Balotara Sdh | Nebulizer | MODEL NOT AVAILABLE | 3000134569 | Functional | Others
53359 | Haldpura Phc | SPHYGMOMANOMETER(BP APPRATUS) | MODEL NOT AVAILABLE | 3000085699 | Functional | Others
53360 | Haldpura Phc | Baby Weighing Machine | Model Not Available | 3000085703 | Functional | Others
53361 | Jln Central Store Medical College | Phototherepy Unit | MODEL NOT AVAILABLE | 52D | Functional | Others
53362 | Jln Central Store Medical College | Ventilator | HAMILTON-C2 | 6642 | Functional | Others
53363 | Gawardi Phc | Binocular Microscope | Model Not Available | 2000036348 | Functional | Others
53364 | Togara Kalan Phc | Centrifuge Machine ( 4 Tube ) | Remi 4C | 141156 | Functional | Others
53365 | Gawardi Phc | Radiant Heat Warmer | Model Not Available | 2000036361 | Not in use | Others
53366 | Intali Kheda Phc | Syringe Needle Destroyer | Model not available | 3000052851 | Functional | Others
53367 | Intali Kheda Phc | Syringe Needle Destroyer | Model not available | 3000052852 | Functional | Others
53368 | Thanwla Phc | Hemoglobin meter | Model Not Available | 2000036448 | Functional | Others
53369 | Intali Kheda Phc | SPHYGMOMANOMETER(BP APPRATUS) | MODEL NOT AVAILABLE | 3000052854 | Functional | Cmho Supply
53370 | Intali Kheda Phc | Pulse Oxymeter | Model Not Available | 3000052855 | Functional | Others
53371 | Thanwla Phc | Baby Weighing Machine | Model Not Available | 2000036456 | Functional | Others
53372 | Khanpura Mewan Phc | Hemoglobin Analyzer | Model not available | 3000281305 | Functional | Others
53373 | Dispensary Jawahar Nagar City | SPHYGMOMANOMETER(BP APPRATUS) | MODEL NOT AVAILABLE | 3000086980 | Functional | Others
53374 | Khanpura Mewan Phc | SPHYGMOMANOMETER(BP APPRATUS-Digital) | Model Not Available | 3000281307 | Functional | Others
53375 | Khanpura Mewan Phc | Stethoscope | Model Not Available | 3000281308 | Functional | Others
53376 | Thanwla Phc | Instrument Sterilizer | Model Not Available | 137 | Functional | Others
53377 | Thanwla Phc | Instrument Sterilizer | Model Not Available | 138 | Functional | Others
53378 | Aalniyawas Phc | Sahlis HB Meter | Model not available | 2000030237 | Functional | Others
53379 | Aalniyawas Phc | Labour Table | Model Not Available | 2000030239 | Functional | Others
53380 | Aalniyawas Phc | Radiant Heat Warmer | Model Not Available | 2000030240 | Functional | Others
53381 | Harsana Phc | Blood Bank Refrigerator | Model not available | 30000280660 | Functional | Others
53382 | Jobner Phc | Baby Weighing Machine | Model Not Available | 3000140721 | Functional | Others
53383 | Jobner Phc | Freezes | MODEL NOT AVAILABLE | 110533546 | Functional | Others
53384 | Gahenkar Chc | Hemoglobin meter | Model Not Available | 3000281854 | Functional | Others
53385 | Jobner Phc | Spot Light ( Portable ) | Model Not Available | 3000140723 | Functional | Others
53386 | Jobner Phc | Spot Light ( Portable ) | Model Not Available | 3000140737 | Functional | Others
53387 | Jobner Phc | Freezes | HRD-2055CMDGCC | 3000140725 | Functional | Others
53388 | Harsana Phc | Weighing Machine | MODEL NOT AVAILABLE | 3000280673 | Functional | Others
53389 | Jobner Phc | Binocular Microscope | Labomed - Vision 2000 | 3000140726 | Functional | Others
53390 | Jobner Phc | Binocular Microscope | Labomed - Vision 2000 | 3000140727 | Functional | Others
53391 | Shahjapur Chc | 300mA X-Ray Machine | Model not available | 3000280918 | Functional | Others
53392 | Gahenkar Chc | Stethoscope | Model Not Available | 3000281859 | Functional | Others
53393 | Akola Phc | Syringe Needle Destroyer | Nulife - Dots | 27946 | Functional | Others
53394 | Nadauti Chc | Syringe Needle Destroyer | Microsil - ND350 | 3000138992 | Functional | Others
53395 | Nadauti Chc | Radiant Heat Warmer | Meditrin - Heat Warmer | NRHM/WMII/08 | Functional | Others
53396 | Nadauti Chc | Radiant Heat Warmer | Meditrin - Heat Warmer | RHW/2101A/0713984 | Functional | Others
53397 | Dispensary Moti Katla City | Freezes | HRD-2055CMDGCC | 3000086763 | Functional | Others
53398 | Machla Magara Urban Phc | Binocular Microscope | Microlux - 16 | 3000040097 | Functional | Cmho Supply
53399 | Pakkasaran Phc | Glucometer | Model not available | 3000044239 | Functional | Others
53400 | Pakkasaran Phc | Radiant Heat Warmer | Model Not Available | 3000044245 | Functional | Others
53401 | Akola Phc | Freezes | MODEL NOT AVAILABLE | 3000042921 | Functional | Others
53402 | Haroti Chc | Glucometer | Accu Chek Performa | ACP17C00262 | Functional | Roche Digital Pvt Ltd
53403 | Haroti Chc | Glucometer | Accu Chek Performa | 4255113200006240 | Functional | Roche Digital Pvt Ltd
53404 | Jk Lone Hospital Jaipur | Multi-Para Monitor | Star 50 ( L and T ) | A10SE0293 | Functional | Larsen And Tourbo Ltd
53405 | Jk Lone Hospital Jaipur | Multi-Para Monitor | Star 50 ( L and T ) | A10SE0299 | Functional | Larsen And Tourbo Ltd
53406 | Jk Lone Hospital Jaipur | Multi-Para Monitor | Star 50 ( L and T ) | A10SE0287 | Functional | Larsen And Tourbo Ltd
53407 | Dispensary Moti Katla City | SPHYGMOMANOMETER(BP APPRATUS) | MODEL NOT AVAILABLE | 3000086765 | Functional | Others
53408 | Dispensary Moti Katla City | SPHYGMOMANOMETER(BP APPRATUS) | MODEL NOT AVAILABLE | 3000086766 | Functional | Others
53409 | Macha Phc Alwar | Weighing Machine | MODEL NOT AVAILABLE | 3000281321 | Functional | Others
53410 | Katawar Phc Baran | SPHYGMOMANOMETER(BP APPRATUS) | Pagoda | 203793 | Functional | Others
53411 | Machla Magara Urban Phc | Glucometer | Model not available | 3000040101 | Non Functional Repairable | Others
53412 | Dispensary Moti Katla City | Ice lined refrigerator | MK - 142 | 3000086769 | Functional | Others
53413 | Dispensary Moti Katla City | Ice lined refrigerator | MK - 142 | 3000086768 | Functional | Others
53414 | Baseri Chc | Hemoglobin meter | HB 301 | 1342813223 | Functional | Others
53415 | Pakkasaran Phc | O.T. Light Single Dome | MODEL NOT AVAILABLE | 3000044247 | Functional | Others
53416 | Haroti Chc | Centrifuge Machine ( 8 Tube) | Model Not Available | 3000137127 | Functional | Others
53417 | Machla Magara Urban Phc | Neubaurs Chamber | Model not available | 3000040103 | Functional | Others
53418 | Pakkasaran Phc | Baby Weighing Machine | Model Not Available | 3000044248 | Functional | Others
53419 | Macha Phc Alwar | SPHYGMOMANOMETER(BP APPRATUS) | MODEL NOT AVAILABLE | 3000281314 | Functional | Others
53420 | Shahjapur Chc | Freezes | MODEL NOT AVAILABLE | 3000083001 | Functional | Others
53421 | Gadra Road Chc | Freezes | Kelvinator KGE 193 | 3000214105 | Functional | Others
53422 | Fakirwali Phc | Freezes | MODEL NOT AVAILABLE | 3000048986 | Functional | Others
53423 | Sub District Hospital Gangapur City | Centrifuge Machine ( 8 Tube) | Model Not Available | 10LC-7741 | Functional | Others
53424 | Pur Phc | Ice lined refrigerator | Model Not Available | 3000280203 | Functional | Others
53425 | Pur Phc | Weighing Machine | MODEL NOT AVAILABLE | 3000280204 | Functional | Others
53426 | Mathura Das Mathur Hospital Jdh | Syringe Infusion Pump | SIMTEK - Infutek 405 | 45SS30 | Functional | Others
53427 | Mathura Das Mathur Hospital Jdh | Syringe Infusion Pump | Model not available | 14030776 | Functional | Others
53428 | District Hospital Nagaur Dh | 500mA X-Ray Machine | Allengers - AMS 525 | 3000200129 | Functional | Others
53429 | Utradabas Phc | Glucometer | Model not available | 2000037892 | Functional | Others
53430 | Gudha Natha Watan Phc Bundi | Baby Weighing Machine | Crown | 3000046480 | Functional | Ramon Surgical Company
53431 | Gudha Natha Watan Phc Bundi | Baby Weighing Machine | Crown | 3000046488 | Functional | Ramon Surgical Company
53432 | Haldpura Phc | Spot Light ( Portable ) | Model Not Available | 3000085700 | Functional | Others
53433 | Badu Phc | Micropipettes | MODEL NOT AVAILABLE | 2000028681 | Functional | Others
53434 | Badu Phc | Micropipettes | MODEL NOT AVAILABLE | 2000028682 | Functional | Others
53435 | City Dispensary Pratapnagar | Dental X-ray unit | DENTAL X RAY | D27353 | Functional | Olympus Diagnostic Systems
53436 | Zanana Hospital Jaipur | Radiant Heat Warmer | Meditrin - Heat Warmer | 3000140288 | Functional | Others
53437 | Zanana Hospital Jaipur | Radiant Heat Warmer | Meditrin - Heat Warmer | 3000140249 | Functional | Others
53438 | Zanana Hospital Jaipur | Radiant Heat Warmer | Meditrin - Heat Warmer | 3000140251 | Functional | Others
53439 | Zanana Hospital Jaipur | Radiant Heat Warmer | Meditrin - Heat Warmer | 3000140253 | Functional | Others
53440 | Zanana Hospital Jaipur | Radiant Heat Warmer | Meditrin - Heat Warmer | 3000140255 | Functional | Others
53441 | Shahjapur Chc | Freezes | MODEL NOT AVAILABLE | 300083017 | Functional | Others
53442 | Mirjewala Phc | Micropipettes | MODEL NOT AVAILABLE | 3000048385 | Functional | Others
53443 | Mirjewala Phc | Micropipettes | MODEL NOT AVAILABLE | 3000048386 | Functional | Others
53444 | Basni Chc | Glucometer | Model not available | 2000030530 | Functional | Others
53445 | Basni Chc | Pulse Oxymeter | Model Not Available | 2000030524 | Functional | Others
53446 | Basni Chc | Pulse Oxymeter | Model Not Available | 2000030525 | Functional | Others
53447 | Gudha Natha Watan Phc Bundi | Instrument Sterilizer | Model Not Available | 3000046481 | Functional | Others
53448 | Togara Kalan Phc | Hemoglobin meter | HB 301 | 141157 | Functional | Others
53449 | City Dispensary Pratapnagar | Dental Chair Unit | Model Not Available | 3000044655 | Functional | Others
53450 | Garinda Phc Sikar | SPHYGMOMANOMETER(BP APPRATUS) | MODEL NOT AVAILABLE | 278114 | Functional | Others
53451 | Garinda Phc Sikar | Weighing Machine | MODEL NOT AVAILABLE | 2000031554 | Installation Pending | Others
53452 | City Dispensary Pratapnagar | Syringe Needle Destroyer | Model not available | 3000044657 | Functional | Mrk Healthcare Pvt Ltd Delhi
53453 | City Dispensary Pratapnagar | Nebulizer | MODEL NOT AVAILABLE | 120 | Functional | Others
53454 | Shahjapur Chc | Syringe Needle Destroyer | Model not available | 3000280936 | Functional | Others
53455 | Togara Kalan Phc | Syringe Needle Destroyer | Microsil - ND350 | 9295 | Functional | Others
53456 | Hameerpura Phc | Freezes | MODEL NOT AVAILABLE | 3000080193 | Functional | Others
53457 | Gudha Natha Watan Phc Bundi | Radiant Heat Warmer | Zeal - RHW 2101A | 3000046484 | Functional | Zeal Medical Pvt Ltd
53458 | Basni Chc | Autoclave | Model not available | 2000030514 | Functional | Others
53459 | Basni Chc | Autoclave | Model not available | 2000030516 | Functional | Others
53460 | Mirjewala Phc | Freezes | MODEL NOT AVAILABLE | 3000048379 | Functional | Others
53461 | Nahata Hospital Balotara Sdh | Dental Chair Unit | Model Not Available | 3000134434 | Functional | Others
53462 | Gudha Natha Watan Phc Bundi | Syringe Needle Destroyer | Model not available | 3000046487 | Functional | Bhasin Sons Private Limited
53463 | Gudha Natha Watan Phc Bundi | Ice lined refrigerator | HBC-70 | 3000046489 | Functional | Haier Appliances India Pvt
53464 | Zanana Hospital Jaipur | Blood Bank Refrigerator | Model not available | 3000140083 | Functional | Others
53465 | Zanana Hospital Jaipur | Blood Bank Refrigerator | Model not available | 3000140084 | Functional | Others
53466 | Zanana Hospital Jaipur | Blood Bank Refrigerator | Model not available | 3000140085 | Functional | Others
53467 | Zanana Hospital Jaipur | Blood Bank Refrigerator | Model not available | 3000140421 | Functional | Others
53468 | Zanana Hospital Jaipur | Blood Bank Refrigerator | Model not available | 3045 | Functional | Others
53469 | Zanana Hospital Jaipur | Blood Bank Refrigerator | Model not available | BDI4579 | Functional | Others
53470 | Zanana Hospital Jaipur | Blood Bank Refrigerator | Model not available | 3000140399 | Functional | Others
53471 | Zanana Hospital Jaipur | Blood Bank Refrigerator | Model not available | 3000140400 | Functional | Others
53472 | Zanana Hospital Jaipur | Blood Bank Refrigerator | Model not available | 3000140401 | Functional | Others
53473 | Zanana Hospital Jaipur | Blood Bank Refrigerator | Model not available | 3000140402 | Functional | Others
53474 | Utradabas Phc | Binocular Microscope | Model Not Available | 2000037887 | Functional | Others
53475 | Aalniyawas Phc | Centrifuge Machine ( 8 Tube) | REMI - R303 | 2000030234 | Functional | Others
53476 | Harsana Phc | Instrument Sterilizer | Model Not Available | 300028067 | Functional | Others
53477 | Jobner Phc | Ice lined refrigerator | MK - 142 | 50213296 | Functional | Others
53478 | District Hospital Nagaur Dh | Multi-Para Monitor | Model not available | 3000200128 | Functional | Others
53479 | Gahenkar Chc | Syringe Needle Destroyer | Model not available | 3000281860 | Functional | Others
53480 | Sub District Hospital Gangapur City | Autoclave | Model not available | PR1106 | Functional | Others
53481 | City Dispensary Jagdish Chowk | SPHYGMOMANOMETER(BP APPRATUS) | MODEL NOT AVAILABLE | 3000040117 | Functional | Others
53482 | City Dispensary Jagdish Chowk | Freezes | MODEL NOT AVAILABLE | 3000040118 | Functional | Others
53483 | Ismilepur Phc | Glucometer | SD Check Gold | M01RC05EAB0051 | Functional | Others
53484 | Aama Phc | Centrifuge Machine ( 6 Tube ) | Model Not Available | 3000042951 | Functional | Others
53485 | Aama Phc | Binocular Microscope | Model Not Available | 3000042952 | Functional | Others
53486 | Harsana Phc | Glucometer | Model not available | 3000280665 | Functional | Others
53487 | Aama Phc | Labour Table | Model Not Available | 3000042946 | Functional | Others
53488 | Aama Phc | FOOT OPERATED SUCTION MACHINE | MODEL NOT AVAILABLE | 3000042947 | Functional | Others
53489 | Jln Central Store Medical College | Syringe Infusion Pump | Model not available | 21124261 | Functional | Others
53490 | Gadra Phc | 100mA X-Ray Machine | Model not available | 3000214096 | Functional | Others
53491 | Jln Central Store Medical College | Syringe Infusion Pump | Model not available | 21124271 | Functional | Others
53492 | City Dispensary Aayad | Syringe Needle Destroyer | Model not available | 3000043652 | Functional | Others
53493 | Sarwadi Phc Barmer | Syringe Needle Destroyer | Model not available | 3000134521 | Functional | Others
53494 | Bhukhredi Phc | Glucometer | Model not available | 6075 | Functional | Others
53495 | City Dispensary Aayad | Glucometer | Model not available | 3000043653 | Functional | Others
53496 | City Dispensary Aayad | Glucometer | Model not available | 3000043654 | Functional | Others
53497 | City Dispensary Aayad | Centrifuge Machine ( 8 Tube) | Model Not Available | 3000043655 | Functional | Others
53498 | Chimanpura Phc | Binocular Microscope | PZB 22 | 70782 | Functional | Others
53499 | Chimanpura Phc | Syringe Needle Destroyer | Microsil ND-60 | 3000085737 | Functional | Others
53500 | Chimanpura Phc | Syringe Needle Destroyer | Microsil ND-60 | 3000085738 | Functional | Others
53501 | Macha Phc Alwar | SPHYGMOMANOMETER(BP APPRATUS) | MODEL NOT AVAILABLE | 3000281315 | Functional | Others
53502 | Dispensary Moti Katla City | 100mA X-Ray Machine | Model not available | 11436524 | Functional | Others
53503 | Baseri Chc | Centrifuge Machine ( 8 Tube) | Model Not Available | 3000242248 | Functional | Others
53504 | Machla Magara Urban Phc | Ice lined refrigerator | HBD-116 | 3000040105 | Functional | Haier Appliances India Pvt
53505 | Haroti Chc | Ultra Sonography (USG) & Colour Dopler Machine | Model not available | 3000137117 | Functional | Others
53506 | Machla Magara Urban Phc | SPHYGMOMANOMETER(BP APPRATUS) | MODEL NOT AVAILABLE | 3000040108 | Functional | Others
53507 | Pakkasaran Phc | Instrument Sterilizer | Model Not Available | 3000044250 | Functional | Others
53508 | Baseri Chc | Hemoglobin meter | Model Not Available | 3000242249 | Functional | Others
53509 | Nangli Balai Phc Alwar | SPHYGMOMANOMETER(BP APPRATUS) | MODEL NOT AVAILABLE | 607283-09 | Functional | Others
53510 | Baseri Chc | Centrifuge Machine ( 8 Tube) | Model Not Available | 3000242250 | Functional | Others
53511 | Pakkasaran Phc | Nebulizer | MODEL NOT AVAILABLE | 3000044252 | Functional | Others
53512 | Nangli Balai Phc Alwar | Centrifuge Machine ( 4 Tube ) | Model not available | 3000284195 | Functional | Others
53513 | Baseri Chc | Incubator | MODEL NOT AVAILABLE | 3000242251 | Functional | Others
53514 | Jln Central Store Medical College | Defibrillator | MODEL NOT AVAILABLE | 2000033342 | Functional | Others
53515 | Nandrai Phc | Labour Table | Model Not Available | 3000125528 | Functional | Others
53516 | Jk Lone Hospital Jaipur | Suction Machine | Model Not Available | 3000222282 | Non Functional Not Repairable | Others
53517 | Jk Lone Hospital Jaipur | Suction Machine | Model Not Available | 3000222283 | Non Functional Not Repairable | Others
53518 | Nandrai Phc | Suction Machine | Model Not Available | 3000125527 | Functional | Others
53519 | Nangli Balai Phc Alwar | Glucometer | Model not available | A111OH-13A31438 | Functional | Others
53520 | Jk Lone Hospital Jaipur | Spot Light ( Portable ) | Model Not Available | 3000222284 | Functional | Cognate India
53521 | Baseri Chc | Blood Cell Counter - 3 part | Horiba - ABX Micros ES 60 | 3000242252 | Functional | Others
53522 | Nandrai Phc | Syringe Needle Destroyer | Model not available | 3000125525 | Functional | Others
53523 | Jln Central Store Medical College | Syringe Infusion Pump | Model not available | 21189933 | Functional | Others
53524 | Nandrai Phc | Ice lined refrigerator | Model Not Available | 3000125524 | Functional | Others
53525 | Baseri Chc | Hemoglobin meter | Model Not Available | 3000242253 | Functional | Others
53526 | Jln Central Store Medical College | Syringe Infusion Pump | Model not available | 21124274 | Functional | Others
53527 | Nangli Balai Phc Alwar | Syringe Needle Destroyer | Model not available | 3000284198 | Functional | Others
53528 | Gangapur Chc | Blood Bank Refrigerator | Model not available | 3000262084 | Functional | Others
53529 | Bigga Phc | Ice lined refrigerator | MF - 144 | 2000030871 | Functional | Others
53530 | Bigga Phc | Weighing Machine | MODEL NOT AVAILABLE | 2000030872 | Functional | Others
53531 | Bigga Phc | SPHYGMOMANOMETER(BP APPRATUS) | MODEL NOT AVAILABLE | 2000030874 | Functional | Others
53532 | Khjuri Phc | Spot Light ( Portable ) | Model Not Available | 3000209106 | Functional | Others
53533 | Domroli Phc Alwar | Syringe Needle Destroyer | Model not available | 280582 | Functional | Others
53534 | Bigga Phc | Instrument Sterilizer | Model Not Available | 2000030876 | Functional | Others
53535 | Bigga Phc | Instrument Sterilizer | Model Not Available | 2000030877 | Functional | Others
53536 | Khjuri Phc | FOOT OPERATED SUCTION MACHINE | MODEL NOT AVAILABLE | 3000209106 | Functional | Others
53537 | Domroli Phc Alwar | Syringe Needle Destroyer | Microsil ND-60 | 280581 | Functional | Others
53538 | Khjuri Phc | Labour Table | Model Not Available | 3000209107 | Functional | Others
53539 | Batwada Phc Baran | Weighing Machine | Crown | 3000203644 | Functional | Crown Digital Scales Inc
53540 | Batwada Phc Baran | Syringe Needle Destroyer | Nulife - Dots | 3000203645 | Functional | Mrk Healthcare Pvt Ltd Delhi
53541 | Sareri Phc | Freezes | MODEL NOT AVAILABLE | 3000125691 | Functional | Others
53542 | Jurhera Chc | Mobile ( Portable ) X-Ray Machine | Model not available | 2K130906413-XSV | Functional | Others
53543 | Jurhera Chc | Radiant Heat Warmer | Model Not Available | RHW210JA0713688 | Functional | Others
53544 | Barana Phc Baran | Baby Weighing Machine | Crown | 3000199732 | Functional | Crown Digital Scales Inc
53545 | Jurhera Chc | Radiant Heat Warmer | Model Not Available | NRHMMM10924 | Functional | Others
53546 | Bajwas Chc | Blood Cell Counter - 3 part | Horiba - ABX Micros ES 60 | 2000030014 | Not in use | Others
53547 | Jhabra Phc Jaisalmer | SPHYGMOMANOMETER(BP APPRATUS) | MODEL NOT AVAILABLE | 300056658 | Functional | Others
53548 | Pachaar Phc | Binocular Microscope | Quasmo | 2000031438 | Functional | Quality Scientific And Mechanical Works Pvt Ltd
53549 | Jurhera Chc | STABILIZER | MODEL NOT AVAILABLE | 3000236837 | Functional | Others
53550 | Pachaar Phc | Glucometer | Easy Touch ET-101 | 1014E001436 | Functional | Mhc Medical
53551 | Jurhera Chc | Baby Weighing Machine | Model Not Available | 3000236838 | Not in use | Others
53552 | Bajwas Chc | Radiant Heat Warmer | Zeal - RHW 2101A | 2000036151 | Functional | Others
53553 | Bajwas Chc | Radiant Heat Warmer | Zeal - RHW 2101A | 2000036152 | Functional | Others
53554 | Jurhera Chc | Syringe Needle Destroyer | Model not available | 3000236839 | Not in use | Others
53555 | Zanana Hospital Jaipur | Blood Bank Refrigerator | Model not available | 5FCM1702 | Functional | Others
53556 | Zanana Hospital Jaipur | Blood Bank Refrigerator | Model not available | 204 | Functional | Others
53557 | Zanana Hospital Jaipur | Blood Bank Refrigerator | Model not available | 43305885 | Functional | Others
53558 | Zanana Hospital Jaipur | Blood Bank Refrigerator | Model not available | BDI6554 | Functional | Others
53559 | Zanana Hospital Jaipur | Blood Bank Refrigerator | Model not available | JVCM1266 | Functional | Others
53560 | Zanana Hospital Jaipur | Blood Bank Refrigerator | Model not available | 43405915 | Functional | Others
53561 | Zanana Hospital Jaipur | Blood Bank Refrigerator | Model not available | 64504118 | Functional | Others
53562 | Zanana Hospital Jaipur | Blood Bank Refrigerator | Model not available | 3000140806 | Functional | Others
53563 | Zanana Hospital Jaipur | Blood Bank Refrigerator | Model not available | 3000140829 | Functional | Others
53564 | Zanana Hospital Jaipur | Blood Bank Refrigerator | Model not available | 3000140828 | Functional | Others
53565 | Zanana Hospital Jaipur | Blood Bank Refrigerator | Model not available | 212RI924 | Functional | Others
53566 | Narena Phc | Suction Machine | Model Not Available | 3000222571 | Functional | Others
53567 | Kurabad Chc | Radiant Heat Warmer | Model Not Available | 3000204174 | Non Functional Not Repairable | Zeal Medical Pvt Ltd
53568 | District Hospital Nagaur Dh | Suction Machine | Model Not Available | 3000200119 | Functional | Others
53569 | District Hospital Nagaur Dh | Suction Machine | Model Not Available | 3000200070 | Functional | Others
53570 | District Hospital Nagaur Dh | Suction Machine | Model Not Available | 3000200077 | Functional | Others
53571 | Padrada Phc | Centrifuge Machine ( 8 Tube) | Model Not Available | 3000198065 | Functional | Others
53572 | Nahata Hospital Balotara Sdh | Pulse Oxymeter | Comet - P (L and T) | 3000134586 | Functional | Others
53573 | Nahata Hospital Balotara Sdh | Pulse Oxymeter | Comet - P (L and T) | 5393 | Functional | Others
53574 | Nahata Hospital Balotara Sdh | Pulse Oxymeter | Comet - P (L and T) | 3000134588 | Functional | Others
53575 | Nahata Hospital Balotara Sdh | Pulse Oxymeter | Comet - P (L and T) | 1178 | Functional | Others
53576 | Padrada Phc | Instrument Sterilizer | Model Not Available | 3000198068 | Functional | Paras Enterprises
53577 | District Hospital Nagaur Dh | Hydraulic Operation Table | MODEL NOT AVAILABLE | 3000200120 | Functional | Others
53578 | Narena Phc | SPHYGMOMANOMETER(BP APPRATUS) | MODEL NOT AVAILABLE | 3000222575 | Functional | Others
53579 | Narena Phc | SPHYGMOMANOMETER(BP APPRATUS) | MODEL NOT AVAILABLE | 3000222593 | Functional | Others
53580 | Narena Phc | SPHYGMOMANOMETER(BP APPRATUS) | MODEL NOT AVAILABLE | 3000222596 | Functional | Others
53581 | District Hospital Nagaur Dh | C. T. Scanner | TSX-021B | 3000200001 | Functional | Others
53582 | District Hospital Nagaur Dh | C. T. Scanner | TSX-021B | 3000200002 | Functional | Others
53583 | Sub District Hospital Gangapur City | Hot Air Oven | Model not available | 3000140044 | Functional | Others
53584 | Gadra Road Chc | Syringe Needle Destroyer | Microsil ND 20 | 3000214101 | Functional | Others
53585 | Ismilepur Phc | SPHYGMOMANOMETER(BP APPRATUS) | MODEL NOT AVAILABLE | 3000281290 | Functional | Others
53586 | Bhukhredi Phc | Freezes | MODEL NOT AVAILABLE | 6078 | Functional | Others
53587 | District Hospital Nagaur Dh | Hot Air Oven | Model not available | 3000200003 | Functional | Others
53588 | District Hospital Nagaur Dh | Hot Air Oven | Model not available | 3000200083 | Functional | Others
53589 | District Hospital Nagaur Dh | Hot Air Oven | Model not available | 3000200101 | Functional | Others
53590 | Sub District Hospital Gangapur City | Hydraulic Operation Table | MODEL NOT AVAILABLE | 3000140017 | Non Functional Not Repairable | Others
53591 | Sub District Hospital Gangapur City | Hydraulic Operation Table | MODEL NOT AVAILABLE | 3000140018 | Non Functional Not Repairable | Others
53592 | Sub District Hospital Gangapur City | Hydraulic Operation Table | MODEL NOT AVAILABLE | 3000140047 | Non Functional Not Repairable | Others
53593 | Sub District Hospital Gangapur City | Hydraulic Operation Table | MODEL NOT AVAILABLE | 3000140048 | Non Functional Not Repairable | Others
53594 | Chimanpura Phc | SPHYGMOMANOMETER(BP APPRATUS) | MODEL NOT AVAILABLE | 3000085741 | Functional | Others
53595 | Shahjapur Chc | SPHYGMOMANOMETER(BP APPRATUS) | MODEL NOT AVAILABLE | 3000083029 | Functional | Others
53596 | Dabala Phc | Sahlis HB Meter | Model not available | 3000041072 | Functional | Others
53597 | District Hospital Nagaur Dh | Centrifuge Machine ( 8 Tube) | Model Not Available | 3000200005 | Functional | Others
53598 | District Hospital Nagaur Dh | Centrifuge Machine ( 8 Tube) | Model Not Available | 3000200006 | Functional | Others
53599 | District Hospital Nagaur Dh | Centrifuge Machine ( 8 Tube) | Model Not Available | 3000200021 | Functional | Others
53600 | District Hospital Nagaur Dh | Centrifuge Machine ( 8 Tube) | Model Not Available | 3000200086 | Functional | Others
53601 | District Hospital Nagaur Dh | Centrifuge Machine ( 8 Tube) | Model Not Available | 3000200093 | Functional | Others
53602 | Sub District Hospital Gangapur City | Monocular Microscope | Model not available | 39990 | Functional | Others
53603 | Gadra Road Chc | 300mA X-Ray Machine | RMS - MDX 300 | 3273 | Functional | Others
53604 | Sub District Hospital Gangapur City | Glucometer | Model not available | 4223210130001050 | Functional | Others
53605 | District Hospital Nagaur Dh | Syringe Needle Destroyer | Model not available | 3000200007 | Functional | Others
53606 | District Hospital Nagaur Dh | Syringe Needle Destroyer | Model not available | 3000200022 | Functional | Others
53607 | Baseri Chc | Semi Automated Chemistry Analyzer | Model not Available | 3000242254 | Functional | Others
53608 | Jln Central Store Medical College | Syringe Infusion Pump | Model not available | 21124334 | Functional | Others
53609 | Jln Central Store Medical College | Syringe Infusion Pump | Model not available | 21124341 | Functional | Others
53610 | Jk Lone Hospital Jaipur | Oxygen Concentrator | Model Not Available | A527147KS | Functional | Others
53611 | Jk Lone Hospital Jaipur | Oxygen Concentrator | Model Not Available | A527141KS | Functional | Others
53612 | Jk Lone Hospital Jaipur | Oxygen Concentrator | Model Not Available | A527154KS | Functional | Others
53613 | Baseri Chc | Binocular Microscope | Model Not Available | 3000242255 | Functional | Others
53614 | Baseri Chc | Binocular Microscope | Model Not Available | 3000242257 | Functional | Others
53615 | Jln Central Store Medical College | Syringe Infusion Pump | Model not available | 21124285 | Functional | Others
53616 | Jk Lone Hospital Jaipur | Oxygen Concentrator | Model Not Available | A527105KS | Non Functional Repairable | Meditrin Instruments
53617 | Baseri Chc | Binocular Microscope | AMT 5A | 3000242255 | Functional | Others
53618 | Jln Central Store Medical College | Syringe Infusion Pump | Model not available | 21210728 | Functional | Others
53619 | Intali Kheda Phc | Freezes | MODEL NOT AVAILABLE | 010NLAM045592 | Functional | Others
53620 | Saiwad Phc | SPHYGMOMANOMETER(BP APPRATUS) | MODEL NOT AVAILABLE | 64136 | Functional | Others
53621 | Saiwad Phc | Baby Weighing Machine | Model Not Available | 3000140697 | Functional | Others
53622 | Intali Kheda Phc | Freezes | MODEL NOT AVAILABLE | 110931885 | Functional | Others
53623 | Karoli Phc Alwar | Stethoscope | Model Not Available | 3000281765 | Functional | Others
53624 | Jln Central Store Medical College | Syringe Infusion Pump | Model not available | 21189958 | Functional | Others
53625 | Saiwad Phc | Syringe Needle Destroyer | Model not available | 3000140700 | Functional | Others
53626 | Intali Kheda Phc | Glucometer | Model not available | M20M0000894 | Functional | Cmho Supply
53627 | Jk Lone Hospital Jaipur | Oxygen Concentrator | BPL - OG 4203 | AXTC1C6297 | Functional | Bpl Medical Technologies
53628 | Jk Lone Hospital Jaipur | Oxygen Concentrator | BPL - OG 4203 | AXTC1C6258 | Functional | Bpl Medical Technologies
53629 | Jk Lone Hospital Jaipur | Oxygen Concentrator | BPL - OG 4203 | AXTC1C6314 | Functional | Bpl Medical Technologies
53630 | Intali Kheda Phc | Nebulizer | MODEL NOT AVAILABLE | 3000205894 | Functional | Others
53631 | Saiwad Phc | Syringe Needle Destroyer | Microsil ND 120 | 1104 | Functional | Others
53632 | Milakpur Turk Phc Alwar | SPHYGMOMANOMETER(BP APPRATUS) | MODEL NOT AVAILABLE | 93132497 | Functional | Suprime Enterprises
53633 | Jln Central Store Medical College | Syringe Infusion Pump | Model not available | 21129283 | Functional | Others
53634 | Jk Lone Hospital Jaipur | Radiant Heat Warmer | Model Not Available | 3000222153 | Functional | Others
53635 | Bajwas Chc | Ice lined refrigerator | HBC-70 | 2000030045 | Functional | Others
53636 | Pachaar Phc | Syringe Needle Destroyer | Model not available | 2000031453 | Functional | Others
53637 | Pachaar Phc | Syringe Needle Destroyer | Model not available | 2000031454 | Functional | Others
53638 | Pachaar Phc | Syringe Needle Destroyer | Model not available | 2000031455 | Functional | Others
53639 | Sareri Phc | Micropipettes | MODEL NOT AVAILABLE | 3000125694 | Functional | Others
53640 | Kishanpur Utrada Phc | Binocular Microscope | Model Not Available | 3000044030 | Functional | Others
53641 | Kishanpur Utrada Phc | Glucometer | Model not available | 3000044041 | Functional | Others
53642 | Kishanpur Utrada Phc | SPHYGMOMANOMETER(BP APPRATUS) | MODEL NOT AVAILABLE | 3000044042 | Functional | Others
53643 | Jk Lone Hospital Jaipur | Suction Machine | Model Not Available | 3000222171 | Functional | Others
53644 | Pada Phc Alwar | Binocular Microscope | Model Not Available | 3000280011 | Functional | Others
53645 | Kishanpur Utrada Phc | Instrument Sterilizer | Model Not Available | 3000044034 | Functional | Others
53646 | Pada Phc Alwar | Baby Weighing Machine | Model Not Available | 3000280012 | Functional | Others
53647 | Kishanpur Utrada Phc | Baby Weighing Machine | Model Not Available | 3000044036 | Functional | Others
53648 | Pada Phc Alwar | Weighing Machine | MODEL NOT AVAILABLE | 3000280013 | Functional | Others
53649 | Jk Lone Hospital Jaipur | Pulse Oxymeter | Model Not Available | 3000222207 | Functional | Clarity Medical Pvt Ltd
53650 | Jk Lone Hospital Jaipur | Pulse Oxymeter | Model Not Available | 3000222208 | Functional | Clarity Medical Pvt Ltd
53651 | Jk Lone Hospital Jaipur | Pulse Oxymeter | Model Not Available | 3000222209 | Functional | Clarity Medical Pvt Ltd
53652 | Jk Lone Hospital Jaipur | Pulse Oxymeter | Model Not Available | 3000222210 | Functional | Clarity Medical Pvt Ltd
53653 | Jk Lone Hospital Jaipur | Pulse Oxymeter | Model Not Available | 3000222211 | Functional | Clarity Medical Pvt Ltd
53654 | Jk Lone Hospital Jaipur | Pulse Oxymeter | Model Not Available | 3000222212 | Functional | Clarity Medical Pvt Ltd
53655 | Kishanpur Utrada Phc | Baby Weighing Machine | Model Not Available | 3000044038 | Functional | Others
53656 | Jk Lone Hospital Jaipur | Pulse Oxymeter | Model Not Available | CMMH2M8919 | Functional | Bpl Medical Technologies
53657 | Jk Lone Hospital Jaipur | Pulse Oxymeter | Model Not Available | CMMH3B9156 | Functional | Bpl Medical Technologies
53658 | Jk Lone Hospital Jaipur | Pulse Oxymeter | Model Not Available | CMMH3B9183 | Functional | Bpl Medical Technologies
53659 | Jk Lone Hospital Jaipur | Pulse Oxymeter | Model Not Available | EMMH3B9162 | Functional | Bpl Medical Technologies
53660 | Basni Chc | Pulse Oxymeter | Model Not Available | 2000030526 | Functional | Others
53661 | Kuchera Chc | VDRL Rotator (Rotor and Shaker) | Model Not Available | 2000036587 | Functional | Others
53662 | Narena Phc | SPHYGMOMANOMETER(BP APPRATUS) | MODEL NOT AVAILABLE | 3000222597 | Functional | Others
53663 | Setellite Sethi Colony Satellite | Fully Automated Clinical Chemistry Analyzer | Randox - RX IMOLA | 200025528 | Functional | Randox Laboratories ( India ) Pvt Ltd
53664 | Zanana Hospital Jaipur | Anesthesia Machine | MODEL NOT AVAILABLE | MROL0009 | Functional | Others
53665 | Zanana Hospital Jaipur | Anesthesia Machine | MODEL NOT AVAILABLE | 3000140299 | Functional | Others
53666 | Zanana Hospital Jaipur | Anesthesia Machine | MODEL NOT AVAILABLE | 3000140297 | Functional | Others
53667 | Zanana Hospital Jaipur | Anesthesia Machine | MODEL NOT AVAILABLE | 3000140317 | Functional | Others
53668 | Zanana Hospital Jaipur | Anesthesia Machine | MODEL NOT AVAILABLE | 3000140320 | Functional | Others
53669 | Zanana Hospital Jaipur | Anesthesia Machine | MODEL NOT AVAILABLE | 3000140263 | Functional | Others
53670 | Zanana Hospital Jaipur | Anesthesia Machine | MODEL NOT AVAILABLE | 3000140264 | Functional | Others
53671 | Zanana Hospital Jaipur | Anesthesia Machine | MODEL NOT AVAILABLE | 3000140265 | Functional | Others
53672 | Zanana Hospital Jaipur | Anesthesia Machine | MODEL NOT AVAILABLE | 2003268 | Functional | Others
53673 | Padrada Phc | Fetal Doppler | MODEL NOT AVAILABLE | 3000198072 | Functional | Others
53674 | Narena Phc | Syringe Needle Destroyer | Microsil ND 120 | 3000222576 | Functional | Others
53675 | Narena Phc | Syringe Needle Destroyer | Microsil ND 120 | 3000222586 | Functional | Others
53676 | Narena Phc | Syringe Needle Destroyer | Microsil ND 120 | 3000222587 | Functional | Others
53677 | Narena Phc | Syringe Needle Destroyer | Microsil ND 120 | 3000222588 | Functional | Others
53678 | Narena Phc | Syringe Needle Destroyer | Microsil ND 120 | 3000222589 | Functional | Others
53679 | Narena Phc | Syringe Needle Destroyer | Microsil ND 120 | 3000222590 | Functional | Others
53680 | Narena Phc | Syringe Needle Destroyer | Microsil ND 120 | 3000222591 | Functional | Others
53681 | Narena Phc | Syringe Needle Destroyer | Microsil ND 120 | 3000222592 | Functional | Others
53682 | Narena Phc | Ice lined refrigerator | MK - 142 | 3000222579 | Functional | Others
53683 | District Hospital Nagaur Dh | Ventilator | Schiller - Graphnet Advance | 3000200065 | Functional | Others
53684 | District Hospital Nagaur Dh | Ventilator | Schiller - Graphnet Advance | 3000200067 | Functional | Others
53685 | Nawan City Chc | 100mA X-Ray Machine | Model not available | c/15256 | Functional | Others
53686 | Nawan City Chc | Binocular Microscope | Model Not Available | 2000028356 | Functional | Others
53687 | District Hospital Nagaur Dh | Syringe Needle Destroyer | Model not available | 3000200118 | Functional | Others
53688 | District Hospital Nagaur Dh | Syringe Needle Destroyer | Model not available | 3000200066 | Functional | Others
53689 | District Hospital Nagaur Dh | Syringe Needle Destroyer | Model not available | 3000200081 | Functional | Others
53690 | Ismilepur Phc | Stethoscope | Model Not Available | 3000281295 | Functional | Others
53691 | Sub District Hospital Gangapur City | Blood Cell Counter - 3 part | Model not available | 310ESMO6556 | Functional | Others
53692 | Gadra Road Chc | Hemoglobin meter | HB 301 | 3000214084 | Functional | Others
53693 | Pur Phc | Platelet Incubator Cum Agitator | Model Not Available | 3000280200 | Functional | Others
53694 | District Hospital Nagaur Dh | Blood Bank Refrigerator | REMI - BR 300 | 3000200010 | Functional | Others
53695 | District Hospital Nagaur Dh | Blood Bank Refrigerator | REMI - BR 300 | 3000200011 | Functional | Others
53696 | District Hospital Nagaur Dh | Blood Bank Refrigerator | REMI - BR 300 | 3000200012 | Functional | Others
53697 | District Hospital Nagaur Dh | Blood Bank Refrigerator | REMI - BR 300 | 3000200018 | Functional | Others
53698 | District Hospital Nagaur Dh | Blood Bank Refrigerator | REMI - BR 300 | 3000200019 | Functional | Others
53699 | District Hospital Nagaur Dh | Blood Bank Refrigerator | REMI - BR 300 | 3000200072 | Functional | Others
53700 | Pur Phc | Weighing Machine | MODEL NOT AVAILABLE | 3000280201 | Functional | Others
53701 | Bhaleri Phc | Centrifuge Machine ( 4 Tube ) | Model not available | 3011 | Functional | Others
53702 | Sub District Hospital Gangapur City | Binocular Microscope | Model Not Available | 3000084453 | Functional | Others
53703 | Khonagoriyan | Syringe Needle Destroyer | Model not available | 2000025269 | Functional | Others
53704 | Zanana Hospital Jaipur | Labour Table | AKS Hospicare | 3000140487 | Functional | Others
53705 | Zanana Hospital Jaipur | Labour Table | AKS Hospicare | 3000140488 | Functional | Others
53706 | Zanana Hospital Jaipur | Labour Table | AKS Hospicare | 3000140489 | Functional | Others
53707 | Zanana Hospital Jaipur | Labour Table | AKS Hospicare | 3000140490 | Functional | Others
53708 | Zanana Hospital Jaipur | Labour Table | AKS Hospicare | 3000140491 | Functional | Others
53709 | Zanana Hospital Jaipur | Labour Table | AKS Hospicare | 3000140492 | Functional | Others
53710 | Sub District Hospital Gangapur City | Hot Air Oven | Model not available | 3000084450 | Functional | Others
53711 | Shahjapur Chc | Ice lined refrigerator | Model Not Available | 300083025 | Functional | Others
53712 | Amarwasi Phc | Centrifuge Machine ( 4 Tube ) | Model not available | 3000209045 | Functional | Others
53713 | Sub District Hospital Gangapur City | VDRL Rotator (Rotor and Shaker) | Model Not Available | 3000084445 | Functional | Others
53714 | Gadra Phc | Binocular Microscope | Model Not Available | 2000037910 | Functional | Others
53715 | Milakpur Turk Phc Alwar | Stethoscope | Model Not Available | 3000280187 | Functional | Alleid Medical Limited
53716 | Gadra Phc | Centrifuge Machine ( 8 Tube) | Model Not Available | 2000037911 | Functional | Others
53717 | Haroti Chc | Baby Weighing Machine | Crown | 3000137118 | Functional | Crown Digital Scales Inc
53718 | Milakpur Turk Phc Alwar | Hemoglobin meter | Model Not Available | 3000280188 | Functional | Alleid Medical Limited
53719 | Harnawada Gaja Phc | Syringe Needle Destroyer | Nulife - Dots | 3000206654 | Functional | Others
53720 | Jln Central Store Medical College | Syringe Infusion Pump | Model not available | 21210722 | Functional | Others
53721 | Haroti Chc | Binocular Microscope | Model Not Available | 3000137120 | Functional | Others
53722 | Milakpur Turk Phc Alwar | Weighing Machine | MODEL NOT AVAILABLE | QCPASS-24 | Functional | Others
53723 | Jln Central Store Medical College | Syringe Infusion Pump | Model not available | 21210745 | Functional | Others
53724 | Jk Lone Hospital Jaipur | Suction Machine | Model Not Available | 3000222298 | Functional | Others
53725 | Jk Lone Hospital Jaipur | Suction Machine | Model Not Available | 3000222299 | Functional | Others
53726 | Jk Lone Hospital Jaipur | Suction Machine | Model Not Available | 3000222300 | Functional | Others
53727 | Jln Central Store Medical College | Radiant Heat Warmer | Model Not Available | 488/03/1011 | Functional | Others
53728 | Gadra Phc | Micropipettes | MODEL NOT AVAILABLE | 2000037916 | Functional | Others
53729 | District Hospital Baran Dh | ELECTRIC OT TABLE | MODEL NOT AVAILABLE | 3000129920 | Functional | Others
53730 | Baseri Chc | ECG Machine (Single Channel) | Model Not Available | 3000242258 | Functional | Others
53731 | Haroti Chc | Monocular Microscope | Model not available | 3000137121 | Not in use | Others
53732 | Dabok Phc | SPHYGMOMANOMETER(BP APPRATUS) | MODEL NOT AVAILABLE | 3000052982 | Functional | Others
53733 | Jln Central Store Medical College | Phototherepy Unit | MODEL NOT AVAILABLE | 20000033018 | Functional | Others
53734 | Baseri Chc | Suction Machine | Model Not Available | SBU6794 | Functional | Others
53735 | Baseri Chc | Suction Machine | Model Not Available | 3000242263 | Functional | Others
53736 | Karirigajipur Phc | Radiant Heat Warmer | Meditrin - Heat Warmer | NRHM/WMO9/311 | Functional | Others
53737 | Jln Central Store Medical College | Phototherepy Unit | MODEL NOT AVAILABLE | 20000033019 | Functional | Others
53738 | District Hospital Baran Dh | Eye Operating Microscope | APPASAMY | 3000129921 | Functional | Others
53739 | Dabok Phc | Spot Light ( Portable ) | Model Not Available | 3000052977 | Functional | Others
53740 | Kolira Phc | Autoclave | Model not available | 3000256028 | Functional | Others
53741 | Bhudoli Phc | Binocular Microscope | Model Not Available | 2000031347 | Functional | Rohilla Industries Jaipur
53742 | Bhudoli Phc | Binocular Microscope | Model Not Available | 2000031361 | Functional | Rohilla Industries Jaipur
53743 | Ropa Phc | Centrifuge Machine ( 4 Tube ) | Model not available | 3000125950 | Functional | Others
53744 | Bhudoli Phc | Glucometer | Model not available | 2000031348 | Functional | Others
53745 | Bhudoli Phc | Glucometer | Model not available | 2000031362 | Functional | Others
53746 | Kolira Phc | Weighing Machine | MODEL NOT AVAILABLE | 3000256030 | Functional | Others
53747 | Bhudoli Phc | Ice lined refrigerator | Model Not Available | 25019120 | Functional | Vestfrost Solutions
53748 | Kolira Phc | Glucometer | Model not available | 3000265014 | Functional | Others
53749 | Bhudoli Phc | Freezes | MODEL NOT AVAILABLE | 3909112601002B1403 | Functional | Videocon Industries Ltd
53750 | Kolira Phc | Hemoglobin meter | Model Not Available | 3000265016 | Functional | Others
53751 | Bhudoli Phc | Fetal Doppler | MODEL NOT AVAILABLE | 2000031363 | Functional | Others
53752 | Kolira Phc | SPHYGMOMANOMETER(BP APPRATUS) | MODEL NOT AVAILABLE | 3000265017 | Functional | Others
53753 | Bhudoli Phc | Suction Machine | Model Not Available | 2000031366 | Non Functional Not Repairable | Others
53754 | Kolira Phc | SPHYGMOMANOMETER(BP APPRATUS) | MODEL NOT AVAILABLE | 3000265018 | Functional | Others
53755 | Manaka Phc Alwar | Instrument Sterilizer | Model Not Available | 3000280230 | Non Functional Repairable | Others
53756 | Manaka Phc Alwar | Instrument Sterilizer | Model Not Available | 3000280233 | Non Functional Repairable | Others
53757 | Jk Lone Hospital Jaipur | Suction Machine | Surgivac | C-39-006 | Functional | Others
53758 | Jk Lone Hospital Jaipur | Instrument Sterilizer | Model Not Available | 3000222216 | Functional | Others
53759 | Khanpura Mewan Phc | Hemoglobin meter | Model Not Available | 3000281297 | Functional | Others
53760 | Intali Kheda Phc | Radiant Heat Warmer | Meditrin - Heat Warmer | 3000052843 | Functional | Meditrin Instruments
53761 | Intali Kheda Phc | Autoclave | Model not available | 3000052844 | Functional | Others
53762 | Thanwla Phc | Sahlis HB Meter | Model not available | 2000030260 | Functional | Others
53763 | Intali Kheda Phc | Glucometer | Model not available | 3000052848 | Functional | Others
53764 | Thanwla Phc | Autoclave | Model not available | 3653 | Functional | Others
53765 | Aalniyawas Phc | Nebulizer | Nuneb Pro | 2000030247 | Functional | Others
53766 | Gahenkar Chc | ESR Stand | Model not available | 3000281853 | Functional | Others
53767 | Narena Phc | 100mA X-Ray Machine | Model not available | 3000222577 | Functional | Others
53768 | District Hospital Nagaur Dh | Defibrillator | MODEL NOT AVAILABLE | 3000200068 | Functional | Others
53769 | Kishangarhbas Chc | Freezes | MODEL NOT AVAILABLE | 3000281154 | Functional | Others
53770 | Kishangarhbas Chc | SPHYGMOMANOMETER(BP APPRATUS) | MODEL NOT AVAILABLE | 3000281155 | Functional | Others
53771 | District Hospital Nagaur Dh | Defibrillator | MODEL NOT AVAILABLE | 3000200074 | Functional | Others
53772 | Kishangarhbas Chc | Anesthesia Machine | MODEL NOT AVAILABLE | 3000281156 | Functional | Mindray Medical Electronics Co Ltd
53773 | Bhagana Phc Alwar | Radiant Heat Warmer | Zeal - RHW 2101A | 2000023176 | Functional | Others
53774 | Narena Phc | Spot Light ( Portable ) | Model Not Available | 3000222581 | Functional | Others
53775 | Narena Phc | Spot Light ( Portable ) | Model Not Available | 3000222582 | Functional | Others
53776 | Narena Phc | Spot Light ( Portable ) | Model Not Available | 3000222583 | Functional | Others
53777 | Narena Phc | Spot Light ( Portable ) | Model Not Available | 3000222584 | Functional | Others
53778 | Kishangarhbas Chc | Double Puncture Laparoscope with Console Unit | Model Not Available | 3000281157 | Functional | Others
53779 | Mirjewala Phc | Freezes | MODEL NOT AVAILABLE | 3000048390 | Functional | Others
53780 | Devli Kalaan Phc Nagaur | SPHYGMOMANOMETER(BP APPRATUS) | MODEL NOT AVAILABLE | 2000036877 | Functional | Others
53781 | Gudha Natha Watan Phc Bundi | Ice lined refrigerator | HBD-116 | 3000046490 | Functional | Others
53782 | Devli Kalaan Phc Nagaur | Weighing Machine | MODEL NOT AVAILABLE | 2000036878 | Functional | Others
53783 | Shankhana Phc | Glucometer | Model not available | 2223000000000 | Functional | Others
53784 | Kishangarhbas Chc | Double Puncture Laparoscope with Console Unit | Model Not Available | 3000281159 | Functional | Others
53785 | Devli Kalaan Phc Nagaur | Sahlis HB Meter | Model not available | 2000036879 | Functional | Others
53786 | Kishangarhbas Chc | Double Puncture Laparoscope with Console Unit | Model Not Available | 3000281160 | Functional | Others
53787 | Shankhana Phc | Spot Light ( Portable ) | Model Not Available | 3000080148 | Functional | Others
53788 | Shankhana Phc | Spot Light ( Portable ) | Model Not Available | 3000080149 | Functional | Others
53789 | Degana Chc | Slit Lamp | Model Not Available | 2000028757 | Functional | Others
53790 | Shankhana Phc | Autoclave | Model not available | 3000080150 | Functional | Others
53791 | Shahjapur Chc | Stethoscope | Model Not Available | 3000280926 | Functional | Others
53792 | Shahjapur Chc | SPHYGMOMANOMETER(BP APPRATUS) | MODEL NOT AVAILABLE | 3000280925 | Functional | Others
53793 | Rasgan Phc Alwar | Stethoscope | Model Not Available | 3000281872 | Functional | Others
53794 | Sanavada Phc | Syringe Needle Destroyer | Model not available | 25931 | Functional | Others
53795 | Harsoli Phc Jaipur-2 | Syringe Needle Destroyer | Model not available | 3000089061 | Functional | Others
53796 | General Hospital Karauli Dh | Suction Machine | Model Not Available | 3000138103 | Functional | Others
53797 | Shahjapur Chc | Blood Bank Refrigerator | Model not available | 3000280934 | Functional | Others
53798 | Amarwasi Phc | FOOT OPERATED SUCTION MACHINE | SU-101 | 3000209052 | Functional | Others
53799 | District Hospital Nagaur Dh | Incubator | MODEL NOT AVAILABLE | 3000200084 | Functional | Others
53800 | District Hospital Nagaur Dh | Incubator | MODEL NOT AVAILABLE | 3000200102 | Functional | Others
53801 | Harsoli Phc Jaipur-2 | Baby Weighing Machine | Model Not Available | 3000089063 | Functional | Others
53802 | General Hospital Karauli Dh | FOOT OPERATED SUCTION MACHINE | MODEL NOT AVAILABLE | 3000138108 | Functional | Others
53803 | Sirpoi Phc | Hemoglobin meter | Model Not Available | 3000206685 | Functional | Others
53804 | Jln Central Store Medical College | Syringe Infusion Pump | Model not available | 608374 | Functional | Others
53805 | Harsawa Bara Phc Sikar | SPHYGMOMANOMETER(BP APPRATUS) | MODEL NOT AVAILABLE | 2000037528 | Non Functional Repairable | Others
53806 | Jln Central Store Medical College | Pulse Oxymeter | Comet - P (L and T) | 905476 | Functional | Others
53807 | Zanana Hospital Jaipur | Syringe Infusion Pump | Model not available | 3000140193 | Functional | Others
53808 | Zanana Hospital Jaipur | Syringe Infusion Pump | Model not available | 3000140194 | Functional | Others
53809 | Zanana Hospital Jaipur | Syringe Infusion Pump | Model not available | 3000140195 | Functional | Others
53810 | Zanana Hospital Jaipur | Syringe Infusion Pump | Model not available | 3000140196 | Functional | Others
53811 | Zanana Hospital Jaipur | Syringe Infusion Pump | Model not available | 3000140197 | Functional | Others
53812 | Zanana Hospital Jaipur | Syringe Infusion Pump | Model not available | 3000140198 | Functional | Others
53813 | Zanana Hospital Jaipur | Syringe Infusion Pump | Model not available | 3000140199 | Functional | Others
53814 | Zanana Hospital Jaipur | Syringe Infusion Pump | Model not available | 13051162Z | Functional | Others
53815 | Zanana Hospital Jaipur | Syringe Infusion Pump | Model not available | 13051147Z | Functional | Others
53816 | Zanana Hospital Jaipur | Syringe Infusion Pump | Model not available | HOSO60965 | Functional | Others
53817 | Zanana Hospital Jaipur | Syringe Infusion Pump | Model not available | 3000140099 | Functional | Others
53818 | Zanana Hospital Jaipur | Syringe Infusion Pump | Model not available | 3000140100 | Functional | Others
53819 | Zanana Hospital Jaipur | Syringe Infusion Pump | Model not available | 3000140101 | Functional | Others
53820 | Karirigajipur Phc | Baby Weighing Machine | Crown | 3000138936 | Functional | Others
53821 | Haroti Chc | SPHYGMOMANOMETER(BP APPRATUS) | MODEL NOT AVAILABLE | 3000137104 | Functional | Others
53822 | Principal And Controller Sms Mc Jaipur | Defibrillator | MODEL NOT AVAILABLE | NA1 | Functional | Others
53823 | Principal And Controller Sms Mc Jaipur | Defibrillator | MODEL NOT AVAILABLE | NA2 | Functional | Others
53824 | Principal And Controller Sms Mc Jaipur | Defibrillator | MODEL NOT AVAILABLE | NA3 | Functional | Others
53825 | Principal And Controller Sms Mc Jaipur | Defibrillator | MODEL NOT AVAILABLE | NA4 | Functional | Others
53826 | Principal And Controller Sms Mc Jaipur | Defibrillator | MODEL NOT AVAILABLE | NA5 | Functional | Others
53827 | Principal And Controller Sms Mc Jaipur | Defibrillator | MODEL NOT AVAILABLE | NA6 | Functional | Others
53828 | Principal And Controller Sms Mc Jaipur | Defibrillator | MODEL NOT AVAILABLE | NA7 | Functional | Others
53829 | Principal And Controller Sms Mc Jaipur | Defibrillator | MODEL NOT AVAILABLE | NA8 | Functional | Others
53830 | Principal And Controller Sms Mc Jaipur | Defibrillator | MODEL NOT AVAILABLE | NA9 | Functional | Others
53831 | Principal And Controller Sms Mc Jaipur | Defibrillator | MODEL NOT AVAILABLE | NA10 | Functional | Others
53832 | Principal And Controller Sms Mc Jaipur | Defibrillator | MODEL NOT AVAILABLE | NA11 | Functional | Others
53833 | Principal And Controller Sms Mc Jaipur | Defibrillator | MODEL NOT AVAILABLE | NA12 | Functional | Others
53834 | Dabok Phc | Fetal Doppler | MODEL NOT AVAILABLE | 2012FQ1221 | Functional | Others
53835 | Karirigajipur Phc | Binocular Microscope | Model Not Available | 3000138939 | Functional | Others
53836 | Jk Lone Hospital Jaipur | Syringe Infusion Pump | SIMTEK - Infutek 405 | 20ci455538 | Non Functional Repairable | Simtek Medico Systems Pvt Ltd
53837 | Setellite Sethi Colony Satellite | Centrifuge Machine (36 Tubes) | REMI - R 23 | 2000025517 | Functional | Remi Electrotechnik Ltd
53838 | Haroti Chc | Ice lined refrigerator | HBD-116 | 3000137106 | Functional | Haier Appliances India Pvt
53839 | Haroti Chc | Ice lined refrigerator | HBD-116 | 3000137107 | Functional | Haier Appliances India Pvt
53840 | Gadra Phc | Syringe Needle Destroyer | Model not available | 2000037920 | Functional | Others
53841 | Dabok Phc | Syringe Needle Destroyer | Microsil ND-60 | 3000052979 | Functional | Bhasin Sons Private Limited
53842 | Karirigajipur Phc | Syringe Needle Destroyer | Microsil - ND350 | 71109/03 | Functional | Others
53843 | Baseri Chc | Syringe Needle Destroyer | Model not available | 3000242264 | Non Functional Not Repairable | Others
53844 | Karirigajipur Phc | Syringe Needle Destroyer | Model not available | 3000138929 | Functional | Others
53845 | Gadra Phc | SPHYGMOMANOMETER(BP APPRATUS) | MODEL NOT AVAILABLE | 2000037921 | Functional | Others
53846 | Badnor Phc | Syringe Needle Destroyer | Nulife - Dots | NBSD0716270 | Functional | Others
53847 | Badnor Phc | Incubator | MODEL NOT AVAILABLE | 3000209214 | Functional | Others
53848 | Badnor Phc | Semi Automated Chemistry Analyzer | 3300 | 33007523 | Functional | Others
53849 | Badnor Phc | Hemoglobin meter | Model Not Available | 3000209216 | Functional | Others
53850 | Badnor Phc | Glucometer | Model not available | 3000209217 | Functional | Others
53851 | Badnor Phc | Weighing Machine | Crown | 3000209220 | Functional | Others
53852 | Badnor Phc | SPHYGMOMANOMETER(BP APPRATUS) | Pagoda | 219363 | Functional | Others
53853 | Badnor Phc | Nebulizer | MODEL NOT AVAILABLE | 20081005864VF | Functional | Others
53854 | Badnor Phc | Syringe Needle Destroyer | Microsil ND 20 | 155-300 | Functional | Others
53855 | Badnor Phc | Baby Weighing Machine | Crown | 3000209225 | Functional | Others
53856 | Padukalaan Phc | Weighing Machine | MODEL NOT AVAILABLE | 2000036402 | Functional | Others
53857 | Padukalaan Phc | Weighing Machine | MODEL NOT AVAILABLE | 2000036403 | Functional | Others
53858 | Padukalaan Phc | Weighing Machine | MODEL NOT AVAILABLE | 2000036404 | Functional | Others
53859 | Padukalaan Phc | Weighing Machine | MODEL NOT AVAILABLE | 2000036405 | Functional | Others
53860 | Padukalaan Phc | Weighing Machine | MODEL NOT AVAILABLE | 2000036406 | Functional | Others
53861 | Badnor Phc | FOOT OPERATED SUCTION MACHINE | SU-101 | 11439 | Functional | Others
53862 | Padukalaan Phc | Binocular Microscope | Model Not Available | 2000036375 | Functional | Others
53863 | Padukalaan Phc | Binocular Microscope | Model Not Available | 2000036376 | Functional | Others
53864 | Padukalaan Phc | Binocular Microscope | Model Not Available | 2000036377 | Functional | Others
53865 | Padukalaan Phc | Binocular Microscope | Model Not Available | 2000036378 | Functional | Others
53866 | Padukalaan Phc | Binocular Microscope | Model Not Available | 2000036381 | Functional | Others
53867 | Badnor Phc | ELECTRIC OT TABLE | MODEL NOT AVAILABLE | 3000209229 | Functional | Others
53868 | Badnor Phc | Instrument Sterilizer | Model Not Available | 3000209231 | Functional | Others
53869 | Riyan Badi Chc | Blood Bank Refrigerator | Model not available | 2000030212 | Functional | Others
53870 | Riyan Badi Chc | Blood Bank Refrigerator | Model not available | 2000030215 | Functional | Others
53871 | Riyan Badi Chc | Blood Bank Refrigerator | Model not available | 2000030206 | Functional | Others
53872 | Nahata Hospital Balotara Sdh | Autoclave | Model not available | 3000134565 | Functional | Others
53873 | Nahata Hospital Balotara Sdh | Autoclave | Model not available | 3000134566 | Functional | Others
53874 | Shahjapur Chc | Weighing Machine | MODEL NOT AVAILABLE | 3000280922 | Functional | Others
53875 | Sankhwas Phc | Centrifuge Machine ( 4 Tube ) | Model not available | 3415 | Functional | Others
53876 | Partapgarh Phc | Centrifuge Machine ( 8 Tube) | REMI - R4C | 3000281749 | Functional | Others
53877 | Nahata Hospital Balotara Sdh | Spot Light ( Portable ) | Model Not Available | 3000134567 | Functional | Others
53878 | Nahata Hospital Balotara Sdh | Spot Light ( Portable ) | Model Not Available | 3000134568 | Functional | Others
53879 | Nahata Hospital Balotara Sdh | Spot Light ( Portable ) | Model Not Available | 3000134555 | Functional | Others
53880 | Nahata Hospital Balotara Sdh | Spot Light ( Portable ) | Model Not Available | 3000134556 | Functional | Others
53881 | Nahata Hospital Balotara Sdh | Spot Light ( Portable ) | Model Not Available | 3000134558 | Functional | Others
53882 | Nahata Hospital Balotara Sdh | Spot Light ( Portable ) | Model Not Available | 3000134559 | Functional | Others
53883 | Aanwa Phc | Monocular Microscope | Model not available | 3000088544 | Functional | Others
53884 | Sankhwas Phc | Labour Table | Model Not Available | 2000036905 | Functional | Others
53885 | Aanwa Phc | Syringe Needle Destroyer | Model not available | 3000088547 | Functional | Others
53886 | Degana Chc | Ice lined refrigerator | MK - 142 | 2000036184 | Functional | Others
53887 | Shahjapur Chc | Weighing Machine | MODEL NOT AVAILABLE | 3000083031 | Functional | Others
53888 | Nahata Hospital Balotara Sdh | Binocular Microscope | Model Not Available | 3000134561 | Functional | Others
53889 | Nahata Hospital Balotara Sdh | Binocular Microscope | Model Not Available | 3000134412 | Functional | Others
53890 | Nahata Hospital Balotara Sdh | Binocular Microscope | Model Not Available | 3000134413 | Functional | Others
53891 | Nahata Hospital Balotara Sdh | Binocular Microscope | Model Not Available | 14057002 | Functional | Others
53892 | Degana Chc | Blood Bank Refrigerator | Model not available | 2000036185 | Functional | Others
53893 | District Hospital Nagaur Dh | Spot Light ( Portable ) | Model Not Available | 3000200076 | Functional | Others
53894 | Nahata Hospital Balotara Sdh | Cautry Machine | Model Not Available | 3000134564 | Functional | Others
53895 | Partapgarh Phc | Ice lined refrigerator | Model Not Available | 3000281743 | Functional | Others
53896 | Degana Chc | Slit Lamp | Model Not Available | 2000028758 | Functional | Others
53897 | District Hospital Nagaur Dh | Fetal Doppler | MODEL NOT AVAILABLE | 3000200080 | Functional | Others
53898 | Sankhwas Phc | Syringe Needle Destroyer | Model not available | 2000036909 | Functional | Others
53899 | Zanana Hospital Jaipur | Syringe Infusion Pump | Model not available | 3000140102 | Functional | Others
53900 | Zanana Hospital Jaipur | Syringe Infusion Pump | Model not available | 3000140103 | Functional | Others
53901 | Zanana Hospital Jaipur | Syringe Infusion Pump | Model not available | 0102134SEX15TO2 | Functional | Others
53902 | Zanana Hospital Jaipur | Syringe Infusion Pump | Model not available | 14030830 | Functional | Others
53903 | Zanana Hospital Jaipur | Syringe Infusion Pump | Model not available | 14030829 | Functional | Others
53904 | Zanana Hospital Jaipur | Syringe Infusion Pump | Model not available | 14030823 | Functional | Others
53905 | Zanana Hospital Jaipur | Syringe Infusion Pump | Model not available | 3000140126 | Functional | Others
53906 | Zanana Hospital Jaipur | Syringe Infusion Pump | Model not available | 3000140127 | Functional | Others
53907 | Zanana Hospital Jaipur | Syringe Infusion Pump | Model not available | 3000140128 | Functional | Others
53908 | Zanana Hospital Jaipur | Syringe Infusion Pump | Model not available | 1912104 | Functional | Others
53909 | Zanana Hospital Jaipur | Syringe Infusion Pump | Model not available | 130511392 | Functional | Others
53910 | Zanana Hospital Jaipur | Syringe Infusion Pump | Model not available | 130511922 | Functional | Others
53911 | Zanana Hospital Jaipur | Syringe Infusion Pump | Model not available | 130511952 | Functional | Others
53912 | Jln Central Store Medical College | Defibrillator | DF 2509 | 2000033347 | Functional | Others
53913 | Hameerpura Phc | Centrifuge Machine ( 8 Tube) | Model Not Available | 3000080191 | Functional | Others
53914 | Shahjapur Chc | Syringe Needle Destroyer | Model not available | 3000280935 | Functional | Others
53915 | Setellite Sethi Colony Satellite | Semi Automated Chemistry Analyzer | CLINDIAG - SA 20 | 12AL250V | Functional | Clindiag Systems Bvba
53916 | Garinda Phc Sikar | Hemoglobin meter | Model Not Available | 2000031555 | Installation Pending | Others
53917 | Maniya Chc | Blood Cell Counter - 3 part | Horiba - ABX Micros ES 60 | 3000259019 | Non Functional Not Repairable | Others
53918 | Narena Phc | Binocular Microscope | RXL-4B | 3000222568 | Functional | Others
53919 | Shahjapur Chc | Incubator | MODEL NOT AVAILABLE | 300083016 | Functional | Others
53920 | Gudha Natha Watan Phc Bundi | Fetal Doppler | MODEL NOT AVAILABLE | 3000046486 | Functional | Others
53921 | Shahjapur Chc | Syringe Needle Destroyer | Model not available | 3000280921 | Functional | Others
53922 | Maniya Chc | Incubator | MODEL NOT AVAILABLE | 3000259021 | Functional | Others
53923 | Thanawad Phc | Instrument Sterilizer | Model Not Available | 3000206875 | Functional | Others
53924 | Basni Chc | ECG Machine (Single Channel) | Model Not Available | 2000030522 | Functional | Others
53925 | Haroti Chc | Radiant Heat Warmer | Meditrin - Heat Warmer | NRHM/WM09/15 | Functional | Meditrin Instruments
53926 | Haroti Chc | Radiant Heat Warmer | Zeal - RHW 2101A | 711/763 | Functional | Zeal Medical Pvt Ltd
53927 | Jk Lone Hospital Jaipur | Syringe Infusion Pump | SIMTEK - Infutek 405 | 20CI455530 | Non Functional Repairable | Simtek Medico Systems Pvt Ltd
53928 | Jk Lone Hospital Jaipur | Syringe Infusion Pump | SIMTEK - Infutek 405 | 3000222233 | Non Functional Repairable | Simtek Medico Systems Pvt Ltd
53929 | Gadra Phc | Ice lined refrigerator | Model Not Available | 2000037924 | Functional | Others
53930 | Baseri Chc | SPHYGMOMANOMETER(BP APPRATUS) | MODEL NOT AVAILABLE | 3000242267 | Functional | Others
53931 | Gadra Phc | Suction Machine | Model Not Available | 2000037928 | Functional | Others
53932 | Jk Lone Hospital Jaipur | Syringe Infusion Pump | SIMTEK - Infutek 405 | 16CI455507 | Functional | Simtek Medico Systems Pvt Ltd
53933 | Jk Lone Hospital Jaipur | Syringe Infusion Pump | SIMTEK - Infutek 405 | 23CI55514 | Functional | Simtek Medico Systems Pvt Ltd
53934 | Jk Lone Hospital Jaipur | Syringe Infusion Pump | SIMTEK - Infutek 405 | 20CI453916 | Functional | Simtek Medico Systems Pvt Ltd
53935 | District Hospital Baran Dh | Suction Machine | Model Not Available | 3000129928 | Functional | Others
53936 | Sauroth Phc | Binocular Microscope | Labomed - Vision 2000 | 3785 | Functional | Cmho Supply
53937 | Sakroda Girwa Phc | Pulse Oxymeter | Model Not Available | 3000204148 | Functional | Others
53938 | Jk Lone Hospital Jaipur | Multi-Para Monitor | Model not available | 3000222331 | Functional | Schiller Healthcare India Pvt Ltd
53939 | Haroti Chc | MTP Suction apparatus electrically operated | MODEL NOT AVAILABLE | 3000137115 | Functional | Others
53940 | Sauroth Phc | Radiant Heat Warmer | Meditrin - Heat Warmer | NRHM/WMII/396 | Non Functional Not Repairable | Others
53941 | Gadra Phc | Baby Weighing Machine | Model Not Available | 2000037929 | Functional | Others
53942 | District Hospital Baran Dh | O.T. Light Double Dome | MODEL NOT AVAILABLE | 25808 | Functional | Others
53943 | Gadra Phc | Autoclave | Model not available | 2000037930 | Functional | Others
53944 | Setellite Sethi Colony Satellite | Hemoglobin Analyzer | Model not available | B73304B218 | Functional | Others
53945 | Gadra Phc | SPHYGMOMANOMETER(BP APPRATUS) | MODEL NOT AVAILABLE | 2000037935 | Functional | Others
53946 | Gadra Phc | Fetal Doppler | MODEL NOT AVAILABLE | 2000037936 | Functional | Others
53947 | District Hospital Baran Dh | Syringe Needle Destroyer | Model not available | 3000129930 | Functional | Others
53948 | Modi Phc | ECG Machine (Single Channel) | Model Not Available | 3000204221 | Functional | Others
53949 | Sauroth Phc | Weighing Machine | MODEL NOT AVAILABLE | 3000138854 | Functional | Others
53950 | Gadra Phc | Syringe Needle Destroyer | Model not available | 2000037937 | Functional | Others
53951 | Riyan Badi Chc | Blood Bank Refrigerator | Model not available | 2000030208 | Functional | Others
53952 | Riyan Badi Chc | Blood Bank Refrigerator | Model not available | 2000030209 | Functional | Others
53953 | Riyan Badi Chc | Blood Bank Refrigerator | Model not available | 2000030210 | Functional | Others
53954 | Antoli Phc | Centrifuge Machine ( 8 Tube) | Model Not Available | 3000262311 | Functional | Others
53955 | Riyan Badi Chc | Micropipettes | MODEL NOT AVAILABLE | 2000030185 | Functional | Panacea Engineering Medicine
53956 | Riyan Badi Chc | Micropipettes | MODEL NOT AVAILABLE | 2000030186 | Functional | Panacea Engineering Medicine
53957 | Riyan Badi Chc | Micropipettes | MODEL NOT AVAILABLE | 2000030181 | Functional | Panacea Engineering Medicine
53958 | Riyan Badi Chc | Micropipettes | MODEL NOT AVAILABLE | 2000030182 | Functional | Panacea Engineering Medicine
53959 | Riyan Badi Chc | Micropipettes | MODEL NOT AVAILABLE | 2000030183 | Functional | Panacea Engineering Medicine
53960 | Riyan Badi Chc | Micropipettes | MODEL NOT AVAILABLE | 2000030184 | Functional | Panacea Engineering Medicine
53961 | Antoli Phc | Hemoglobin meter | Model Not Available | 3000262313 | Functional | Others
53962 | Antoli Phc | Ice lined refrigerator | MK - 142 | 24000841 | Functional | Others
53963 | Antoli Phc | Instrument Sterilizer | Model Not Available | 172 | Functional | Others
53964 | Riyan Badi Chc | 100mA X-Ray Machine | Model not available | 2000030195 | Functional | Others
53965 | Riyan Badi Chc | 100mA X-Ray Machine | Model not available | 2000030196 | Functional | Others
53966 | Riyan Badi Chc | 100mA X-Ray Machine | Model not available | 2000030197 | Functional | Others
53967 | Riyan Badi Chc | 100mA X-Ray Machine | Model not available | 2000030198 | Functional | Others
53968 | Riyan Badi Chc | 100mA X-Ray Machine | Model not available | 2000030199 | Functional | Others
53969 | Antoli Phc | Baby Weighing Machine | Model Not Available | 3000262323 | Functional | Others
53970 | Antoli Phc | Labour Table | Model Not Available | 3000262324 | Functional | Others
53971 | Antoli Phc | Spot Light ( Portable ) | Model Not Available | 3000262325 | Functional | Others
53972 | Jurhera Chc | Ice lined refrigerator | HBC-70 | 3000236841 | Functional | Haier Appliances India Pvt
53973 | Bhadsiya Phc | Baby Weighing Machine | Model Not Available | 2000036159 | Functional | Others
53974 | Bhadsiya Phc | Baby Weighing Machine | Model Not Available | 2000036160 | Functional | Others
53975 | Bhadsiya Phc | Baby Weighing Machine | Model Not Available | 2000036161 | Functional | Others
53976 | Bhadsiya Phc | Baby Weighing Machine | Model Not Available | 2000036162 | Functional | Others
53977 | Partapgarh Phc | Ice lined refrigerator | MK - 142 | 44710631 | Functional | Others
53978 | 12 Gb Phc Ganganagar | SPHYGMOMANOMETER(BP APPRATUS) | MODEL NOT AVAILABLE | 438260 | Functional | Others
53979 | Utradabas Phc | Syringe Needle Destroyer | Model not available | 2000037896 | Functional | Others
53980 | Utradabas Phc | Spot Light ( Portable ) | Model Not Available | 2000037897 | Functional | Others
53981 | Shahjapur Chc | Autoclave | Model not available | 3000083032 | Functional | Others
53982 | Degana Chc | Blood Cell Counter - 3 part | Horiba - ABX Micros ES 60 | 2000028775 | Functional | Others
53983 | Degana Chc | Semi Automated Chemistry Analyzer | Model not Available | 2000028776 | Functional | Others
53984 | Tantwas Phc | Radiant Heat Warmer | Zeal - RHW 2101A | 2000030614 | Functional | Others
53985 | Degana Chc | Sahlis HB Meter | Model not available | 2000028778 | Functional | Others
53986 | Shahjapur Chc | Centrifuge Machine ( 4 Tube ) | Model not available | 300083019 | Functional | Others
53987 | Nayla Chc | Hot Air Oven | Model not available | 3000140590 | Functional | Others
53988 | Rasgan Phc Alwar | Baby Weighing Machine | Model Not Available | 3000281872 | Functional | Others
53989 | Degana Chc | Micropipettes | MODEL NOT AVAILABLE | 2000028779 | Functional | Others
53990 | Degana Chc | Micropipettes | MODEL NOT AVAILABLE | 2000028780 | Functional | Others
53991 | Partapgarh Phc | Instrument Sterilizer | Model Not Available | 3000281742 | Functional | Others
53992 | Tantwas Phc | Weighing Machine | MODEL NOT AVAILABLE | 2000030616 | Functional | Others
53993 | Tantwas Phc | Cautry Machine | Model Not Available | 2000030617 | Functional | Others
53994 | Jk Lone Hospital Jaipur | Ultra Sonography (USG) & Colour Dopler Machine | Model not available | 1035VA | Functional | Others
53995 | Rasgan Phc Alwar | Hemoglobin meter | Model Not Available | 3000281875 | Functional | Others
53996 | 12 Gb Phc Ganganagar | Baby Weighing Machine | Model Not Available | 3000041417 | Functional | Others
53997 | Shahjapur Chc | Binocular Microscope | Model Not Available | 3000083012 | Functional | Others
53998 | Rasgan Phc Alwar | Hemoglobin meter | Model Not Available | 3000281876 | Functional | Others
53999 | 12 Gb Phc Ganganagar | Weighing Machine | MODEL NOT AVAILABLE | 3000041418 | Functional | Others
54000 | Jk Lone Hospital Jaipur | Echocardiography System | Model Not Available | 3000087956 | Functional | Others
54001 | Panchwa Phc | Monocular Microscope | Model not available | 2000028298 | Functional | Others
54002 | Utradabas Phc | Nebulizer | MODEL NOT AVAILABLE | 2000037906 | Functional | Others
54003 | 12 Gb Phc Ganganagar | Glucometer | Model not available | 3000041421 | Functional | Others
54004 | Nahata Hospital Balotara Sdh | Ultra Sonography (USG) & Colour Dopler Machine | Model not available | 3000134438 | Functional | Others
54005 | Jawar Phc | Centrifuge Machine ( 12 Tube ) | Model Not Available | 3000201174 | Functional | Others
54006 | Kuchera Chc | Semi Automated Chemistry Analyzer | 3300 | 2000036585 | Functional | Others
54007 | Jawar Phc | Instrument Sterilizer | Model Not Available | 3000201172 | Functional | Others
54008 | District Hospital Nagaur Dh | C-Arm Machine | Model Not Available | 3000200121 | Functional | Others
54009 | Kuchera Chc | Binocular Microscope | Model Not Available | 2000036588 | Functional | Others
54010 | Nahata Hospital Balotara Sdh | Syringe Infusion Pump | SIMTEK - Infutek 405 | 3000134589 | Functional | Others
54011 | Nahata Hospital Balotara Sdh | Syringe Infusion Pump | SIMTEK - Infutek 405 | 3000134590 | Functional | Others
54012 | Jawar Phc | Syringe Needle Destroyer | Nulife - Dots | 3000201173 | Functional | Others
54013 | Jawar Phc | Baby Weighing Machine | Crown | 3000201168 | Functional | Others
54014 | Jawar Phc | Autoclave | Model not available | 3000201167 | Functional | Others
54015 | Maniya Chc | Blood Cell Counter - 3 part | Model not available | 3000259026 | Functional | Others
54016 | Maniya Chc | Hot Air Oven | Model not available | 3000259027 | Functional | Others
54017 | Degana Chc | SPHYGMOMANOMETER(BP APPRATUS-Digital) | Model Not Available | 2000036181 | Functional | Others
54018 | Hemda Phc | Glucometer | Model not available | 3000206660 | Functional | Others
54019 | Sankhwas Phc | Baby Weighing Machine | Model Not Available | 2000036904 | Functional | Others
54020 | Sankhwas Phc | Baby Weighing Machine | Model Not Available | 2000036907 | Functional | Others
54021 | Sankhwas Phc | Baby Weighing Machine | Model Not Available | 2000036908 | Functional | Others
54022 | Sankhwas Phc | Radiant Heat Warmer | Model Not Available | 2000036906 | Functional | Others
54023 | Aanwa Phc | Hemoglobin meter | Model Not Available | 3000088549 | Functional | Others
54024 | Degana Chc | Syringe Needle Destroyer | Model not available | 2000036186 | Functional | Others
54025 | Degana Chc | Syringe Needle Destroyer | Model not available | 2000036187 | Functional | Others
54026 | Sankhwas Phc | SPHYGMOMANOMETER(BP APPRATUS) | MODEL NOT AVAILABLE | 40035 | Functional | Others
54027 | Degana Chc | Radiant Heat Warmer | Model Not Available | 2000028763 | Not in use | Others
54028 | Degana Chc | Syringe Needle Destroyer | Microsil - ND350 | 2000028764 | Functional | Others
54029 | Nayla Chc | Incubator | MODEL NOT AVAILABLE | 3000140589 | Functional | Others
54030 | Shahjapur Chc | Suction Machine | Model Not Available | 3000083032 | Functional | Others
54031 | Jk Lone Hospital Jaipur | Mobile ( Portable ) X-Ray Machine | Allengers - MARS 3.5 | 3000222288 | Functional | Allengers Medical Systems Ltd
54032 | Gadra Phc | Baby Weighing Machine | Model Not Available | 2000037938 | Functional | Others
54033 | Sauroth Phc | Suction Machine | Model Not Available | 3000138856 | Functional | Others
54034 | Gadra Phc | Fetal Doppler | MODEL NOT AVAILABLE | 2000037939 | Functional | Others
54035 | Gadra Phc | SPHYGMOMANOMETER(BP APPRATUS) | MODEL NOT AVAILABLE | 2000037940 | Functional | Others
54036 | Jawas Phc | Weighing Machine | MODEL NOT AVAILABLE | 3000205730 | Functional | Crown Digital Scales Inc
54037 | District Hospital Baran Dh | O.T. Light Double Dome | MODEL NOT AVAILABLE | 3000129931 | Functional | Others
54038 | District Hospital Baran Dh | O.T. Light Double Dome | MODEL NOT AVAILABLE | 3000129932 | Functional | Others
54039 | Sauroth Phc | Radiant Heat Warmer | Meditrin - Heat Warmer | RHW/2101A/07131767 | Functional | Others
54040 | Sauroth Phc | FOOT OPERATED SUCTION MACHINE | MODEL NOT AVAILABLE | 3000138845 | Functional | Others
54041 | Biraloka Phc | Radiant Heat Warmer | Model Not Available | RHW2101A11013112352 | Functional | Others
54042 | Biraloka Phc | SPHYGMOMANOMETER(BP APPRATUS) | MODEL NOT AVAILABLE | 80244 | Functional | Others
54043 | Biraloka Phc | Weighing Machine | Crown | 2000028988 | Functional | Others
54044 | Biraloka Phc | Syringe Needle Destroyer | Model not available | 2000028989 | Functional | Others
54045 | Jaitsisar Chc Churu | Blood Bank Refrigerator | Model not available | 3000116144 | Functional | Others
54046 | Jaitsisar Chc Churu | Blood Bank Refrigerator | Model not available | 3000116145 | Functional | Others
54047 | Jaitsisar Chc Churu | Blood Bank Refrigerator | Model not available | 3000116146 | Functional | Others
54048 | Jaitsisar Chc Churu | Radiant Heat Warmer | Zeal - RHW 2101A | 3000116141 | Functional | Others
54049 | Jaitsisar Chc Churu | Suction Machine | Model Not Available | 3000116143 | Functional | Others
54050 | Kanuta Chc Churu | ECG Machine (Three Channel ) | Model Not Available | 3000129234 | Functional | Others
54051 | Kanuta Chc Churu | Autoclave | Model not available | 3000129237 | Functional | Others
54052 | Dudhwakhara Chc | Phototherepy Unit | MODEL NOT AVAILABLE | 3000053645 | Functional | Others
54053 | Kanuta Chc Churu | Autoclave | Model not available | 3000129238 | Functional | Others
54054 | Kadlu Phc | Radiant Heat Warmer | Zeal - RHW 2101A | RHW2101A/1013/2360 | Functional | Others
54055 | Dudhwakhara Chc | Incubator | MODEL NOT AVAILABLE | 3000053651 | Functional | Others
54056 | Kanuta Chc Churu | Baby Weighing Machine | Model Not Available | 3000129250 | Functional | Others
54057 | Kadlu Phc | Labour Table | Model Not Available | 2000030476 | Functional | Others
54058 | Bhadsiya Phc | Baby Weighing Machine | Model Not Available | 2000036163 | Functional | Others
54059 | Jurhera Chc | Ice lined refrigerator | HBD-116 | BE04G4E2600B2A5C0182 | Functional | Others
54060 | Jurhera Chc | Ice lined refrigerator | HBD-116 | BE04G4E2600B2ASE0231 | Functional | Others
54061 | Simbhugarh Phc | Syringe Needle Destroyer | Model not available | 3000262328 | Functional | Others
54062 | Simbhugarh Phc | Freezes | MODEL NOT AVAILABLE | 3000262329 | Functional | Others
54063 | Simbhugarh Phc | Binocular Microscope | Microlux - 16 | 3000262330 | Functional | Others
54064 | Simbhugarh Phc | Radiant Heat Warmer | Zeal - RHW 2101A | RHW2101A/1013/2177 | Functional | Others
54065 | Simbhugarh Phc | Autoclave | Model not available | 3000262337 | Functional | Others
54066 | Simbhugarh Phc | Baby Weighing Machine | Crown | 3000262340 | Functional | Omron Health Care
54067 | Simbhugarh Phc | FOOT OPERATED SUCTION MACHINE | MODEL NOT AVAILABLE | 3000262341 | Functional | Others
54068 | Simbhugarh Phc | Spot Light ( Portable ) | Model Not Available | 3000262342 | Functional | Others
54069 | Kitalsar Phc | Syringe Needle Destroyer | Model not available | 2000028736 | Functional | Others
54070 | Kitalsar Phc | Syringe Needle Destroyer | Model not available | 2000028737 | Functional | Others
54071 | Kitalsar Phc | Syringe Needle Destroyer | Model not available | 2000028744 | Functional | Others
54072 | Asind Chc | Nebulizer | MODEL NOT AVAILABLE | 2014432010001700 | Functional | Others
54073 | Asind Chc | SPHYGMOMANOMETER(BP APPRATUS) | MODEL NOT AVAILABLE | 34657 | Functional | Others
54074 | Asind Chc | Suction Machine | Model Not Available | 3000209160 | Functional | Others
54075 | Asind Chc | Syringe Needle Destroyer | Microsil ND 20 | 3000209161 | Functional | Others
54076 | Asind Chc | Weighing Machine | Crown | 3000209162 | Functional | Others
54077 | Asind Chc | Defibrillator | DEFIGARD 4000 | j13c274 | Functional | Others
54078 | Asind Chc | Pulse Oxymeter | RMS PHOEBUS P121 | SP02/6D00281FNL | Functional | Others
54079 | Asind Chc | VDRL Rotator (Rotor and Shaker) | Model Not Available | 3000209167 | Functional | Others
54080 | Asind Chc | Freezes | MODEL NOT AVAILABLE | 3000209168 | Functional | Others
54081 | Asind Chc | Hemoglobin meter | Model Not Available | 3000209169 | Functional | Others
54082 | Asind Chc | Hemoglobin meter | Model Not Available | 3000209170 | Functional | Others
54083 | Asind Chc | Centrifuge Machine ( 8 Tube) | REMI - R4C | CALL-47 | Functional | Others
54084 | Panchwa Phc | Blood Bank Refrigerator | Model not available | 2000028302 | Functional | Others
54085 | Utradabas Phc | Syringe Needle Destroyer | Model not available | 2000037907 | Functional | Others
54086 | Utradabas Phc | Weighing Machine | MODEL NOT AVAILABLE | 2000037908 | Functional | Others
54087 | 61 F Phc Ganganagar | Baby Weighing Machine | Model Not Available | 3000048729 | Functional | Others
54088 | 61 F Phc Ganganagar | Baby Weighing Machine | Model Not Available | 3000048735 | Functional | Others
54089 | Hindumalkot Phc | Hemoglobin Analyzer | Model not available | 3000048076 | Functional | Others
54090 | Mandali Phc | Autoclave | Model not available | 3000134495 | Functional | Others
54091 | Menar Phc | Binocular Microscope | Model Not Available | 3000052842 | Functional | Others
54092 | Hindumalkot Phc | FOOT OPERATED SUCTION MACHINE | SU-101 | 3000048078 | Functional | Others
54093 | Hindumalkot Phc | FOOT OPERATED SUCTION MACHINE | SU-101 | 3000048087 | Functional | Others
54094 | Menar Phc | Binocular Microscope | Model Not Available | 3000052839 | Non Functional Repairable | Cmho Supply
54095 | Hindumalkot Phc | FOGGING MACHINE | MODEL NOT AVAILABLE | 3000048079 | Functional | Others
54096 | Hindumalkot Phc | Autoclave | Model not available | 3000048080 | Functional | Others
54097 | Nahata Hospital Balotara Sdh | 100mA X-Ray Machine | Model not available | 3000134542 | Functional | Others
54098 | Nahata Hospital Balotara Sdh | 100mA X-Ray Machine | Model not available | 3000134543 | Functional | Others
54099 | Nahata Hospital Balotara Sdh | 100mA X-Ray Machine | Model not available | 3000134544 | Functional | Others
54100 | Nahata Hospital Balotara Sdh | 100mA X-Ray Machine | Model not available | 3000134545 | Functional | Others
54101 | Nahata Hospital Balotara Sdh | 100mA X-Ray Machine | Model not available | 3000134546 | Functional | Others
54102 | Nahata Hospital Balotara Sdh | 100mA X-Ray Machine | Model not available | 3000134547 | Functional | Others
54103 | Menar Phc | Centrifuge Machine ( 8 Tube) | Model Not Available | 3000052835 | Functional | Remi Electrotechnik Ltd
54104 | Menar Phc | Colorimeter | MODEL NOT AVAILABLE | 3000052836 | Functional | Others
54105 | Hindumalkot Phc | Nebulizer | MODEL NOT AVAILABLE | 3000048082 | Functional | Others
54106 | Nahata Hospital Balotara Sdh | ECG Machine (Single Channel) | Model Not Available | 300013458 | Functional | Others
54107 | Jk Lone Hospital Jaipur | Syringe Needle Destroyer | Model not available | 3000230450 | Non Functional Not Repairable | Others
54108 | Menar Phc | Syringe Needle Destroyer | Model not available | 25430 | Functional | Mrk Healthcare Pvt Ltd Delhi
54109 | Sonadi Phc | Centrifuge Machine ( 4 Tube ) | Model not available | 3000134843 | Functional | Others
54110 | Sonadi Phc | Centrifuge Machine ( 4 Tube ) | Model not available | 3000134844 | Functional | Others
54111 | Jahazpur Chc | Binocular Microscope | Model Not Available | 3000125863 | Functional | Others
54112 | City Dispensary Ajaynagar | Hemoglobin meter | Model Not Available | 3000222884 | Functional | Others
54113 | Jairoli Phc | SPHYGMOMANOMETER(BP APPRATUS) | MODEL NOT AVAILABLE | 3000280148 | Non Functional Repairable | Others
54114 | Jahazpur Chc | Micropipettes | MODEL NOT AVAILABLE | 3000125864 | Functional | Others
54115 | Jahazpur Chc | Micropipettes | MODEL NOT AVAILABLE | 3000125865 | Functional | Others
54116 | Jahazpur Chc | Micropipettes | MODEL NOT AVAILABLE | 3000125866 | Functional | Others
54117 | Jahazpur Chc | Micropipettes | MODEL NOT AVAILABLE | 3000125867 | Functional | Others
54118 | Jahazpur Chc | Micropipettes | MODEL NOT AVAILABLE | 3000125868 | Functional | Others
54119 | Jahazpur Chc | Micropipettes | MODEL NOT AVAILABLE | 3000125869 | Functional | Others
54120 | Jahazpur Chc | Fetal Doppler | MODEL NOT AVAILABLE | 3000125865 | Functional | Others
54121 | Jairoli Phc | Binocular Microscope | Model Not Available | 3000280150 | Functional | Others
54122 | City Dispensary Ajaynagar | Blood Cell Counter - 3 part | Model not available | 3000222885 | Functional | Others
54123 | Jahazpur Chc | Spot Light ( Portable ) | Model Not Available | 3000125895 | Functional | Others
54124 | Jahazpur Chc | STABILIZER | MODEL NOT AVAILABLE | 3000125897 | Functional | Others
54125 | City Dispensary Ajaynagar | Centrifuge Machine ( 8 Tube) | Model Not Available | 3000222886 | Functional | Others
54126 | Jahazpur Chc | Labour Table | Model Not Available | 3000125899 | Functional | Others
54127 | Jahazpur Chc | Hemoglobin meter | Model Not Available | 3000125870 | Functional | Others
54128 | Jahazpur Chc | Hemoglobin meter | Model Not Available | 3000125871 | Functional | Others
54129 | Jairoli Phc | Nebulizer | MODEL NOT AVAILABLE | 3000280152 | Functional | Others
54130 | Jahazpur Chc | Radiant Heat Warmer | Model Not Available | 3000125875 | Functional | Others
54131 | Jahazpur Chc | Radiant Heat Warmer | Model Not Available | 3000125876 | Functional | Others
54132 | Jahazpur Chc | Intensive Care Bed | Model Not Available | 3000125877 | Functional | Others
54133 | Jahazpur Chc | Intensive Care Bed | Model Not Available | 3000125878 | Functional | Others
54134 | Jahazpur Chc | Intensive Care Bed | Model Not Available | 3000125879 | Functional | Others
54135 | Jairoli Phc | Freezes | MODEL NOT AVAILABLE | 3000280155 | Functional | Others
54136 | Jhadol Phc | Hemoglobin meter | Model Not Available | 3000262155 | Functional | Others
54137 | District Hospital Baran Dh | Pulse Oxymeter | Model Not Available | C11P2608 | Functional | Others
54138 | Kherwada Chc | Pulse Oxymeter | Model Not Available | 3000204464 | Functional | Others
54139 | District Hospital Baran Dh | SPHYGMOMANOMETER(BP APPRATUS) | MODEL NOT AVAILABLE | 3000129914 | Functional | Others
54140 | Kherwada Chc | Double Puncture Laparoscope with Console Unit | Model Not Available | 20113020 | Functional | Others
54141 | District Hospital Baran Dh | O.T. Light Double Dome | MODEL NOT AVAILABLE | 3000129916 | Functional | Others
54142 | Kherwada Chc | Ice lined refrigerator | Model Not Available | 3000204472 | Functional | Haier Appliances India Pvt
54143 | Kherwada Chc | Ice lined refrigerator | Model Not Available | 3000204473 | Functional | Haier Appliances India Pvt
54144 | Kherwada Chc | Ice lined refrigerator | Model Not Available | 3000204474 | Functional | Haier Appliances India Pvt
54145 | Kherwada Chc | Ice lined refrigerator | Model Not Available | 3000204475 | Functional | Haier Appliances India Pvt
54146 | Kherwada Chc | Syringe Needle Destroyer | Nulife - Dots | 3000204476 | Functional | Others
54147 | District Hospital Baran Dh | O.T. Light Single Dome | MODEL NOT AVAILABLE | 3000129909 | Functional | Others
54148 | District Hospital Baran Dh | Suction Machine | Model Not Available | 3000129910 | Functional | Others
54149 | Sapotara Chc | Hemoglobin meter | HB 301 | 1343813228 | Functional | Others
54150 | District Hospital Baran Dh | Baby Weighing Machine | Model Not Available | 3000129911 | Functional | Others
54151 | Bhainsada Khurd Phc | Instrument Sterilizer | Model Not Available | 9413287 | Functional | Atlas Surgical Company
54152 | Sapotara Chc | Fetal Doppler | MODEL NOT AVAILABLE | 3000138639 | Functional | Others
54153 | Bhainsada Khurd Phc | Syringe Needle Destroyer | Nulife - Dots | 3000205156 | Functional | Others
54154 | District Hospital Baran Dh | A Scan Ultrasonic Biometer | Model Not Available | 3000129848 | Functional | Others
54155 | District Hospital Baran Dh | Autoclave | Model not available | 3000129944 | Functional | Others
54156 | District Hospital Baran Dh | Freezes | MODEL NOT AVAILABLE | 3000129945 | Functional | Others
54157 | Bhabrana Phc | Instrument Sterilizer | Model Not Available | 3000205843 | Functional | Others
54158 | Bhabrana Phc | Centrifuge Machine ( 8 Tube) | Model Not Available | 3000205851 | Functional | Others
54159 | Bhabrana Phc | Glucometer | Model not available | M20M0000910 | Functional | Others
54160 | Bhabrana Phc | Ice lined refrigerator | Model Not Available | 3000205854 | Functional | Haier Appliances India Pvt
54161 | Bhabrana Phc | Ice lined refrigerator | Model Not Available | 3000205855 | Non Functional Repairable | Vestfrost Solutions
54162 | Daawara Phc | Syringe Needle Destroyer | MRK | NBSD0714906 | Functional | Mrk Healthcare Pvt Ltd Delhi
54163 | Bigga Phc | Labour Table | Model Not Available | 2000030862 | Functional | Others
54164 | Khjuri Phc | Labour Table | Model Not Available | 3000209103 | Functional | Others
54165 | Bigga Phc | SPHYGMOMANOMETER(BP APPRATUS) | MODEL NOT AVAILABLE | 2000030863 | Functional | Others
54166 | Kilchu Phc | Baby Weighing Machine | Model Not Available | 2000030821 | Functional | Others
54167 | Kilchu Phc | Baby Weighing Machine | Model Not Available | 2000030831 | Functional | Others
54168 | Domroli Phc Alwar | SPHYGMOMANOMETER(BP APPRATUS) | MODEL NOT AVAILABLE | RH010164 | Functional | Others
54169 | Kilchu Phc | Radiant Heat Warmer | Model Not Available | 426 | Functional | Others
54170 | Maalbambori Phc Baran | Weighing Machine | MODEL NOT AVAILABLE | 3000208626 | Functional | Others
54171 | Bigga Phc | Binocular Microscope | Model Not Available | 2000030865 | Functional | Others
54172 | Kilchu Phc | Centrifuge Machine ( 4 Tube ) | Model not available | 2000030823 | Functional | Others
54173 | Bigga Phc | Sahlis HB Meter | Model not available | 2000030867 | Functional | Others
54174 | Kilchu Phc | Binocular Microscope | Model Not Available | 58773 | Functional | Others
54175 | Gangapur Chc | SPHYGMOMANOMETER(BP APPRATUS) | MODEL NOT AVAILABLE | 3000262086 | Functional | Others
54176 | Domroli Phc Alwar | Weighing Machine | Crown | 280583 | Functional | Others
54177 | Bigga Phc | Glucometer | Model not available | 2000030869 | Functional | Others
54178 | Kilchu Phc | Glucometer | Model not available | 2000030826 | Functional | Others
54179 | Khjuri Phc | Baby Weighing Machine | Model Not Available | 3000209104 | Functional | Others
54180 | Bigga Phc | Blood Bank Refrigerator | Model not available | 2000030870 | Functional | Others
54181 | Gangapur Chc | Binocular Microscope | Model Not Available | 3000262069 | Functional | Others
54182 | Jk Lone Hospital Jaipur | Apnea Monitor | MODEL NOT AVAILABLE | 3000222129 | Functional | Meditrin Instruments
54183 | Gangapur Chc | Freezes | MODEL NOT AVAILABLE | 3000262072 | Functional | Others
54184 | Khjuri Phc | Ice lined refrigerator | Model Not Available | 3000209109 | Functional | Others
54185 | Sareri Phc | Radiant Heat Warmer | Zeal - RHW 2101A | 3000125680 | Functional | Others
54186 | Sareri Phc | Spot Light ( Portable ) | Model Not Available | 3000125681 | Functional | Others
54187 | Sareri Phc | FOOT OPERATED SUCTION MACHINE | MODEL NOT AVAILABLE | 3000125685 | Functional | Others
54188 | Jk Lone Hospital Jaipur | Radiant Heat Warmer | Model Not Available | NRHM/WM/09/151 | Functional | Meditrin Instruments
54189 | Jk Lone Hospital Jaipur | Radiant Heat Warmer | Model Not Available | NRHM/WM/06/165 | Functional | Meditrin Instruments
54190 | Harsawa Bara Phc Sikar | Binocular Microscope | Model Not Available | 67494 | Functional | Others
54191 | Jasrasar Phc Churu | Centrifuge Machine ( 12 Tube ) | Model Not Available | 14282 | Functional | Others
54192 | Jasrasar Phc Churu | Centrifuge Machine ( 12 Tube ) | Model Not Available | 3000053860 | Functional | Others
54193 | Jasrasar Phc Churu | Centrifuge Machine ( 12 Tube ) | Model Not Available | 3000053872 | Functional | Others
54194 | Jasrasar Phc Churu | Centrifuge Machine ( 12 Tube ) | Model Not Available | 3000053879 | Functional | Others
54195 | Sapotara Chc | Radiant Heat Warmer | Zeal - RHW 2101A | RHW2101A/10713/778 | Functional | Others
54196 | Principal And Controller Sms Mc Jaipur | Blood Bank Refrigerator | Model not available | 64504121 | Functional | Others
54197 | Principal And Controller Sms Mc Jaipur | Blood Bank Refrigerator | Model not available | 3000140371 | Functional | Others
54198 | Jasrasar Phc Churu | Blood Bank Refrigerator | Model not available | 3000053863 | Functional | Others
54199 | Jasrasar Phc Churu | Blood Bank Refrigerator | Model not available | 3000053865 | Functional | Others
54200 | Jasrasar Phc Churu | Blood Bank Refrigerator | Model not available | 3000053867 | Functional | Others
54201 | Jasrasar Phc Churu | Blood Bank Refrigerator | Model not available | 3000053875 | Functional | Others
54202 | Jasrasar Phc Churu | Instrument Sterilizer | Model Not Available | 3000053868 | Functional | Others
54203 | Jasrasar Phc Churu | Instrument Sterilizer | Model Not Available | 3000053869 | Functional | Others
54204 | Jasrasar Phc Churu | Instrument Sterilizer | Model Not Available | 3000053870 | Functional | Others
54205 | Jasrasar Phc Churu | Instrument Sterilizer | Model Not Available | 3000053871 | Functional | Others
54206 | Jasrasar Phc Churu | Instrument Sterilizer | Model Not Available | 3000053872 | Functional | Others
54207 | Jasrasar Phc Churu | Instrument Sterilizer | Model Not Available | 3000053876 | Functional | Others
54208 | Banera Chc | Baby Weighing Machine | Model Not Available | 3000125625 | Functional | Others
54209 | Dhaadhan Phc | Glucometer | Model not available | 2000037498 | Functional | Others
54210 | Principal And Controller Sms Mc Jaipur | Anesthesia Machine | MODEL NOT AVAILABLE | NA1 | Functional | Others
54211 | Principal And Controller Sms Mc Jaipur | Anesthesia Machine | MODEL NOT AVAILABLE | NA2 | Functional | Others
54212 | Principal And Controller Sms Mc Jaipur | Anesthesia Machine | MODEL NOT AVAILABLE | NA3 | Functional | Others
54213 | Principal And Controller Sms Mc Jaipur | Anesthesia Machine | MODEL NOT AVAILABLE | NA4 | Functional | Others
54214 | Principal And Controller Sms Mc Jaipur | Anesthesia Machine | MODEL NOT AVAILABLE | NA5 | Functional | Others
54215 | Principal And Controller Sms Mc Jaipur | Anesthesia Machine | MODEL NOT AVAILABLE | NA6 | Functional | Others
54216 | Principal And Controller Sms Mc Jaipur | Anesthesia Machine | MODEL NOT AVAILABLE | NA7 | Functional | Others
54217 | Akola Phc | Baby Weighing Machine | Model Not Available | 3000042912 | Functional | Others
54218 | Jln Central Store Medical College | Syringe Needle Destroyer | Model not available | 71-8858 | Functional | Others
54219 | Akola Phc | Binocular Microscope | Model Not Available | 3000042914 | Functional | Others
54220 | Banera Chc | Hydraulic Operation Table | MODEL NOT AVAILABLE | 3000125649 | Functional | Others
54221 | Banera Chc | C R System | Classic CR+DV 6850 Printer | K5296-7008 | Functional | Others
54222 | Jetana Phc | Ice lined refrigerator | HBC-70 | 3000205866 | Functional | Haier Appliances India Pvt
54223 | Jetana Phc | Ice lined refrigerator | HBC-70 | 3000205867 | Functional | Haier Appliances India Pvt
54224 | Jetana Phc | Ice lined refrigerator | HBC-70 | 3000205868 | Functional | Haier Appliances India Pvt
54225 | District Hospital Baran Dh | Baby Weighing Machine | Model Not Available | 3000129915 | Functional | Others
54226 | District Hospital Baran Dh | Autoclave | Model not available | 3000129903 | Functional | Others
54227 | District Hospital Baran Dh | Autoclave | Model not available | 37/14 | Functional | Others
54228 | District Hospital Baran Dh | FOGGING MACHINE | MODEL NOT AVAILABLE | 3000129905 | Functional | Others
54229 | District Hospital Baran Dh | O.T. Light Single Dome | MODEL NOT AVAILABLE | 3000129906 | Functional | Others
54230 | District Hospital Baran Dh | O.T. Light Double Dome | MODEL NOT AVAILABLE | 3000129907 | Functional | Others
54231 | Bawal Wara Phc | Freezes | MODEL NOT AVAILABLE | 3000205945 | Functional | Others
54232 | Bawal Wara Phc | Binocular Microscope | Labomed - Vision 2000 | 4070 | Functional | Others
54233 | District Hospital Baran Dh | SPHYGMOMANOMETER(BP APPRATUS) | MODEL NOT AVAILABLE | 3000129923 | Functional | Others
54234 | District Hospital Baran Dh | Freezes | MODEL NOT AVAILABLE | 3000129924 | Functional | Others
54235 | Bhainsada Khurd Phc | SPHYGMOMANOMETER(BP APPRATUS) | Pagoda | 3000205154 | Functional | Others
54236 | Bhainsada Khurd Phc | SPHYGMOMANOMETER(BP APPRATUS) | Pagoda | 3000205155 | Functional | Others
54237 | District Hospital Baran Dh | Instrument Sterilizer | Model Not Available | 3000129925 | Functional | Others
54238 | Bhainsada Khurd Phc | Centrifuge Machine ( 8 Tube) | Model Not Available | 3000205158 | Functional | Others
54239 | Bhainsada Khurd Phc | Hemoglobin meter | Model Not Available | 3000205160 | Functional | Others
54240 | Bhainsada Khurd Phc | Freezes | MODEL NOT AVAILABLE | 3000205161 | Functional | Others
54241 | District Hospital Baran Dh | Syringe Infusion Pump | Model not available | 3000129926 | Functional | Others
54242 | Bhabrana Phc | FOOT OPERATED SUCTION MACHINE | MODEL NOT AVAILABLE | 3000205842 | Functional | Surgicoin Medequip Pvt Ltd
54243 | Bdm Hospital Kotputali Sdh | ECG Machine (Single Channel) | BPL - Cardiart 108T | 2000022148 | Functional | Others
54244 | Jhalarapatan Chc | Radiant Heat Warmer | Meditrin - Heat Warmer | 3000206504 | Functional | Others
54245 | Khansoli Phc | Syringe Needle Destroyer | Model not available | 3000053941 | Functional | Others
54246 | Khansoli Phc | Syringe Needle Destroyer | Model not available | 3000053942 | Functional | Others
54247 | Khansoli Phc | Syringe Needle Destroyer | Model not available | 3000053943 | Functional | Others
54248 | Khansoli Phc | Syringe Needle Destroyer | Model not available | 3000053944 | Functional | Others
54249 | Khansoli Phc | Syringe Needle Destroyer | Model not available | 3000053945 | Functional | Others
54250 | Chavand Phc | Instrument Sterilizer | Model Not Available | 3000198209 | Functional | Cmho Supply
54251 | Bdm Hospital Kotputali Sdh | Phototherepy Unit | MODEL NOT AVAILABLE | 2000022050 | Functional | Others
54252 | Bdm Hospital Kotputali Sdh | Phototherepy Unit | MODEL NOT AVAILABLE | 2000022051 | Functional | Others
54253 | Jhalarapatan Chc | Syringe Needle Destroyer | Microsil - ND350 | 9938 | Functional | Others
54254 | Bdm Hospital Kotputali Sdh | Mobile ( Portable ) X-Ray Machine | Model not available | 2000022090 | Functional | Others
54255 | Jhalarapatan Chc | Baby Weighing Machine | Crown | 30002065069 | Functional | Others
54256 | Bdm Hospital Kotputali Sdh | Slit Lamp | Model Not Available | AIA11 | Functional | Others
54257 | Jhalarapatan Chc | Spot Light ( Portable ) | Model Not Available | 3000206507 | Functional | Others
54258 | Dhedheru Bhambhuyan Phc Churu | Syringe Needle Destroyer | Microsil ND 20 | 3000121103 | Functional | Others
54259 | Parita Phc | Hemoglobin meter | Model Not Available | 3000138679 | Functional | Others
54260 | Khansoli Phc | Weighing Machine | MODEL NOT AVAILABLE | 3000053946 | Functional | Others
54261 | Khansoli Phc | Weighing Machine | MODEL NOT AVAILABLE | 3000053947 | Functional | Others
54262 | Khansoli Phc | Weighing Machine | MODEL NOT AVAILABLE | 3000053948 | Functional | Others
54263 | Khansoli Phc | Weighing Machine | MODEL NOT AVAILABLE | 3000053949 | Functional | Others
54264 | Khansoli Phc | Weighing Machine | MODEL NOT AVAILABLE | 3000053950 | Functional | Others
54265 | Jhalarapatan Chc | Labour Table | Model Not Available | 3000206508 | Functional | Others
54266 | Gov. Hospital, Ratangarh Sdh | Blood Bank Refrigerator | Model not available | 2000031077 | Functional | Others
54267 | Bdm Hospital Kotputali Sdh | Autoclave | Model not available | 2000022127 | Functional | Others
54268 | Rawatsar Chc | Hemoglobin meter | HB 301 | 1345813016 | Functional | Others
54269 | Bdm Hospital Kotputali Sdh | Autoclave | Model not available | 2000022057 | Functional | Others
54270 | Jk Lone Hospital Jaipur | Radiant Heat Warmer | Model Not Available | NRHM/09/182 | Functional | Meditrin Instruments
54271 | Jk Lone Hospital Jaipur | Radiant Heat Warmer | Model Not Available | NRHM/09/150 | Functional | Meditrin Instruments
54272 | Jk Lone Hospital Jaipur | Radiant Heat Warmer | Model Not Available | NRHM/WM/09/156 | Functional | Meditrin Instruments
54273 | Jk Lone Hospital Jaipur | Radiant Heat Warmer | Model Not Available | NRHM/WM/09/210 | Functional | Meditrin Instruments
54274 | Jk Lone Hospital Jaipur | Radiant Heat Warmer | Model Not Available | 3000222142 | Functional | Meditrin Instruments
54275 | Jk Lone Hospital Jaipur | Radiant Heat Warmer | Model Not Available | 3000222143 | Functional | Meditrin Instruments
54276 | Sareri Phc | Binocular Microscope | Model Not Available | 3000125686 | Functional | Others
54277 | Batwada Phc Baran | Baby Weighing Machine | Crown | 3000203642 | Functional | Crown Digital Scales Inc
54278 | Sareri Phc | SPHYGMOMANOMETER(BP APPRATUS) | MODEL NOT AVAILABLE | 3000125687 | Functional | Others
54279 | Sareri Phc | SPHYGMOMANOMETER(BP APPRATUS) | MODEL NOT AVAILABLE | 244645 | Functional | Others
54280 | Sareri Phc | Syringe Needle Destroyer | Nulife - Dots | 27568 | Functional | Others
54281 | Sareri Phc | Syringe Needle Destroyer | Microsil ND 20 | 3000125690 | Functional | Others
54282 | Barana Phc Baran | SPHYGMOMANOMETER(BP APPRATUS-Digital) | Model Not Available | B40274140/6149437 | Functional | Others
54283 | Jk Lone Hospital Jaipur | Radiant Heat Warmer | Model Not Available | 3000222144 | Functional | Others
54284 | Jk Lone Hospital Jaipur | Radiant Heat Warmer | Model Not Available | 3000222145 | Functional | Others
54285 | Jk Lone Hospital Jaipur | Radiant Heat Warmer | Model Not Available | 3000222146 | Functional | Others
54286 | Bajwas Chc | Glucometer | Model not available | 2000030018 | Functional | Others
54287 | Pachaar Phc | Centrifuge Machine ( 8 Tube) | REMI - R 8C | HGLC9309 | Functional | Remi Electrotechnik Ltd
54288 | Bajwas Chc | Binocular Microscope | Model Not Available | 2000030021 | Functional | Others
54289 | Jhabra Phc Jaisalmer | Weighing Machine | Victoria DX | 300056659 | Functional | Others
54290 | Bajwas Chc | ECG Machine (Three Channel ) | Model Not Available | 2000030023 | Not in use | Others
54291 | Jk Lone Hospital Jaipur | Radiant Heat Warmer | Model Not Available | 3000222147 | Functional | Others
54292 | Jk Lone Hospital Jaipur | Radiant Heat Warmer | Model Not Available | 3000222148 | Functional | Others
54293 | Jk Lone Hospital Jaipur | Radiant Heat Warmer | Model Not Available | 3000222149 | Functional | Others
54294 | Jk Lone Hospital Jaipur | Radiant Heat Warmer | Model Not Available | 3000222150 | Functional | Others
54295 | Jk Lone Hospital Jaipur | Radiant Heat Warmer | Model Not Available | 3000222151 | Functional | Others
54296 | Togara Kalan Phc | Weighing Machine | Victoria DX | 141163 | Functional | Others
54297 | Haldpura Phc | Syringe Needle Destroyer | Microsil ND 20 | 3000085701 | Functional | Others
54298 | Togara Kalan Phc | Binocular Microscope | PZB 22 | 64305 | Functional | Others
54299 | City Dispensary Pratapnagar | Centrifuge Machine ( 8 Tube) | Model Not Available | 3000044652 | Functional | Cmho Supply
54300 | Zanana Hospital Jaipur | Phototherepy Unit | MODEL NOT AVAILABLE | 3000140248 | Functional | Others
54301 | Zanana Hospital Jaipur | Phototherepy Unit | MODEL NOT AVAILABLE | 3000140250 | Functional | Others
54302 | Zanana Hospital Jaipur | Phototherepy Unit | MODEL NOT AVAILABLE | 3000140252 | Functional | Others
54303 | Zanana Hospital Jaipur | Phototherepy Unit | MODEL NOT AVAILABLE | 3000140254 | Functional | Others
54304 | Bhagana Phc Alwar | SPHYGMOMANOMETER(BP APPRATUS) | MODEL NOT AVAILABLE | 2000023174 | Functional | Others
54305 | Nahata Hospital Balotara Sdh | 100mA X-Ray Machine | Model not available | 3000134435 | Functional | Others
54306 | Nawan City Chc | SPHYGMOMANOMETER(BP APPRATUS) | MODEL NOT AVAILABLE | 2000028360 | Functional | Others
54307 | Narena Phc | Ice lined refrigerator | HBD-116 | 3000222580 | Functional | Others
54308 | Narena Phc | Nebulizer | MODEL NOT AVAILABLE | 3000222578 | Functional | Others
54309 | Mirjewala Phc | Syringe Needle Destroyer | Model not available | 3000048391 | Functional | Others
54310 | Shankhana Phc | Hemoglobin meter | Model Not Available | 3000080146 | Functional | Others
54311 | Shahjapur Chc | SPHYGMOMANOMETER(BP APPRATUS) | MODEL NOT AVAILABLE | 3000083034 | Functional | Others
54312 | Shahjapur Chc | SPHYGMOMANOMETER(BP APPRATUS) | MODEL NOT AVAILABLE | 3000280923 | Functional | Others
54313 | Degana Chc | Baby Weighing Machine | Model Not Available | 2000036180 | Functional | Others
54314 | Degana Chc | Fetal Doppler | ND - 102 | 2000036182 | Functional | Others
54315 | District Hospital Nagaur Dh | Radiant Heat Warmer | Model Not Available | 3000200078 | Functional | Others
54316 | Nayla Chc | Semi Automated Chemistry Analyzer | Adonis - Ado Chem 7 | 3000140588 | Functional | Others
54317 | Degana Chc | Freezes | MODEL NOT AVAILABLE | 2000028772 | Functional | Others
54318 | Partapgarh Phc | Baby Weighing Machine | Model Not Available | 3000281738 | Functional | Others
54319 | Tantwas Phc | Spot Light ( Portable ) | Model Not Available | 2000030608 | Functional | Others
54320 | Partapgarh Phc | Radiant Heat Warmer | Model Not Available | 3000281739 | Functional | Others
54321 | Utradabas Phc | FOOT OPERATED SUCTION MACHINE | MODEL NOT AVAILABLE | 2000037898 | Functional | Others
54322 | Tantwas Phc | FOOT OPERATED SUCTION MACHINE | MODEL NOT AVAILABLE | 2000030609 | Functional | Others
54323 | Bhabrana Phc | Freezes | MODEL NOT AVAILABLE | 110931941 | Functional | Others
54324 | Daawara Phc | O.T. Light Single Dome | MODEL NOT AVAILABLE | 3000047350 | Functional | Others
54325 | Sapotara Chc | SPHYGMOMANOMETER(BP APPRATUS) | MODEL NOT AVAILABLE | 99122133 | Functional | Others
54326 | Sapotara Chc | Radiant Heat Warmer | Zeal - RHW 2101A | RHW2101A0713/777 | Functional | Others
54327 | Sapotara Chc | Radiant Heat Warmer | Zeal - RHW 2101A | RHW2101A/07131780 | Functional | Others
54328 | Sapotara Chc | Radiant Heat Warmer | Meditrin - Heat Warmer | NRHM/WM09/29 | Functional | Others
54329 | Sapotara Chc | Radiant Heat Warmer | Meditrin - Heat Warmer | NRHM/WM09/258 | Functional | Others
54330 | Khandwa Phc | Centrifuge Machine ( 12 Tube ) | Model Not Available | 2000053820 | Functional | Others
54331 | Khandwa Phc | Centrifuge Machine ( 12 Tube ) | Model Not Available | 2000053823 | Functional | Others
54332 | Khandwa Phc | Centrifuge Machine ( 12 Tube ) | Model Not Available | 3000053824 | Functional | Others
54333 | Khandwa Phc | Binocular Microscope | Model Not Available | 3000053825 | Functional | Others
54334 | Khandwa Phc | Binocular Microscope | Model Not Available | 3000053826 | Functional | Others
54335 | Khandwa Phc | Binocular Microscope | Model Not Available | 3000053827 | Functional | Others
54336 | Khandwa Phc | Binocular Microscope | Model Not Available | 3000053828 | Functional | Others
54337 | Khandwa Phc | Binocular Microscope | Model Not Available | 3000053829 | Functional | Others
54338 | Khandwa Phc | Binocular Microscope | Model Not Available | 3000053830 | Functional | Others
54339 | Devpura Phc | FOOT OPERATED SUCTION MACHINE | MODEL NOT AVAILABLE | 3000198197 | Functional | Others
54340 | Khandwa Phc | Autoclave | Model not available | 3000053844 | Functional | Others
54341 | Khandwa Phc | Autoclave | Model not available | 3000053845 | Functional | Others
54342 | Khandwa Phc | Autoclave | Model not available | 3000053847 | Functional | Others
54343 | Khandwa Phc | Autoclave | Model not available | 3000053848 | Functional | Others
54344 | Khandwa Phc | Autoclave | Model not available | 3000053849 | Functional | Others
54345 | Khandwa Phc | Autoclave | Model not available | 3000053850 | Functional | Others
54346 | Khandwa Phc | Autoclave | Model not available | 3000053851 | Functional | Others
54347 | Khandwa Phc | Autoclave | Model not available | 3000053852 | Functional | Others
54348 | Shri Mahaveerji Phc | Autoclave | Model not available | 3000138694 | Functional | Others
54349 | General Hospital Karauli Dh | Ventilator | Model Not Available | 091211831070A1V | Functional | Others
54350 | Taraj Phc | Ice lined refrigerator | HBD-116 | BEO4G4E2600B2A8C0086 | Functional | Others
54351 | Taraj Phc | Suction Machine | Model Not Available | 3000206343 | Functional | Others
54352 | Taraj Phc | Autoclave | Model not available | 3000206347 | Functional | Others
54353 | Sub District Hospital Gangapur City | Fiberoptic Laryngoscope | Model Not Available | 3000140052 | Functional | Others
54354 | Sub District Hospital Gangapur City | Fiberoptic Laryngoscope | Model Not Available | 3000140053 | Functional | Others
54355 | Devpura Phc | Centrifuge Machine ( 8 Tube) | Model Not Available | 3000198191 | Functional | Others
54356 | Devpura Phc | Monocular Microscope | Model not available | 98276 | Non Functional Repairable | Others
54357 | Sehala Phc | Blood Bank Refrigerator | Model not available | 3000121019 | Functional | Others
54358 | Sehala Phc | Baby Weighing Machine | SUVARANA | 3000121021 | Functional | Others
54359 | Bdm Hospital Kotputali Sdh | O.T. Light Single Dome | MODEL NOT AVAILABLE | 2000022020 | Functional | Others
54360 | Bdm Hospital Kotputali Sdh | O.T. Light Single Dome | MODEL NOT AVAILABLE | 2000022021 | Functional | Others
54361 | Bdm Hospital Kotputali Sdh | O.T. Light Single Dome | MODEL NOT AVAILABLE | 2000022310 | Functional | Others
54362 | Bdm Hospital Kotputali Sdh | O.T. Light Single Dome | MODEL NOT AVAILABLE | 2000022311 | Functional | Others
54363 | Bdm Hospital Kotputali Sdh | O.T. Light Single Dome | MODEL NOT AVAILABLE | 2000022312 | Functional | Others
54364 | Bdm Hospital Kotputali Sdh | O.T. Light Single Dome | MODEL NOT AVAILABLE | 2000022313 | Functional | Others
54365 | Bdm Hospital Kotputali Sdh | O.T. Light Single Dome | MODEL NOT AVAILABLE | 2000022309 | Functional | Others
54366 | Bdm Hospital Kotputali Sdh | O.T. Light Single Dome | MODEL NOT AVAILABLE | 2000022315 | Functional | Others
54367 | Bdm Hospital Kotputali Sdh | O.T. Light Single Dome | MODEL NOT AVAILABLE | 2000022314 | Functional | Others
54368 | Bdm Hospital Kotputali Sdh | O.T. Light Single Dome | MODEL NOT AVAILABLE | 2000022022 | Functional | Others
54369 | Shri Mahaveerji Phc | Suction Machine | Model Not Available | 3000138710 | Functional | Others
54370 | Gov. Hospital, Ratangarh Sdh | Weighing Machine | MODEL NOT AVAILABLE | 3000129271 | Functional | Others
54371 | Rawatsar Chc | Binocular Microscope | Model Not Available | 3000044500 | Functional | Others
54372 | Rawatsar Chc | Binocular Microscope | Model Not Available | 3803 | Functional | Others
54373 | Rawatsar Chc | Binocular Microscope | Model Not Available | 3000044482 | Non Functional Not Repairable | Others
54374 | Rawatsar Chc | Binocular Microscope | Model Not Available | 3000044483 | Functional | Others
54375 | Shri Mahaveerji Phc | Radiant Heat Warmer | Zeal - RHW 2101A | 3000138711 | Functional | Others
54376 | Jk Lone Hospital Jaipur | Radiant Heat Warmer | Model Not Available | 3000222152 | Functional | Others
54377 | Bajwas Chc | Weighing Machine | MODEL NOT AVAILABLE | 2000036149 | Functional | Others
54378 | Pachaar Phc | Glucometer | Model not available | MO1A2BAA1069 | Functional | Others
54379 | Bajwas Chc | Defibrillator | MODEL NOT AVAILABLE | 2000030027 | Functional | Others
54380 | Bajwas Chc | Syringe Needle Destroyer | Model not available | 2000030047 | Functional | Others
54381 | Bajwas Chc | Nebulizer | MODEL NOT AVAILABLE | 2000030026 | Functional | Others
54382 | Jurhera Chc | Fetal Doppler | ND - 102 | 3000236840 | Installation Pending | Others
54383 | Jk Lone Hospital Jaipur | Radiant Heat Warmer | Zeal - RHW 2101A | RHW2101A/0414/05 | Functional | Zeal Medical Pvt Ltd
54384 | Jk Lone Hospital Jaipur | Radiant Heat Warmer | Zeal - RHW 2101A | RHW2101/A/0414/05 | Functional | Zeal Medical Pvt Ltd
54385 | Bajwas Chc | Autoclave | Model not available | 2000036141 | Functional | Others
54386 | Bajwas Chc | Radiant Heat Warmer | Zeal - RHW 2101A | 2000036142 | Functional | Others
54387 | Pachaar Phc | Freezes | MODEL NOT AVAILABLE | 3.9101e+17 | Functional | Videocon Industries Ltd
54388 | Bajwas Chc | Instrument Sterilizer | Model Not Available | 2000036144 | Functional | Others
54389 | Bajwas Chc | Labour Table | Model Not Available | 2000036146 | Functional | Others
54390 | Jk Lone Hospital Jaipur | Syringe Infusion Pump | SIMTEK - Infutek 405 | 19121045ST05 | Functional | Simtek Medico Systems Pvt Ltd
54391 | Jk Lone Hospital Jaipur | Syringe Infusion Pump | SIMTEK - Infutek 405 | 26121045ST16 | Functional | Simtek Medico Systems Pvt Ltd
54392 | Jk Lone Hospital Jaipur | Syringe Infusion Pump | SIMTEK - Infutek 405 | 03011145ST09 | Functional | Simtek Medico Systems Pvt Ltd
54393 | Jk Lone Hospital Jaipur | Syringe Infusion Pump | SIMTEK - Infutek 405 | 03011145ST05 | Functional | Simtek Medico Systems Pvt Ltd
54394 | Bajwas Chc | Spot Light ( Portable ) | Model Not Available | 2000036147 | Functional | Others
54395 | Bajwas Chc | ECG Machine (Single Channel) | Model Not Available | 2000036148 | Functional | Others
54396 | Pachaar Phc | Ice lined refrigerator | Model Not Available | NBSD0724951 | Functional | Haier Appliances India Pvt
54397 | Pachaar Phc | Syringe Needle Destroyer | Model not available | 2000031449 | Functional | Others
54398 | Sareri Phc | Centrifuge Machine ( 8 Tube) | Model Not Available | 3000125692 | Functional | Others
54399 | Jk Lone Hospital Jaipur | Fiberoptic Laryngoscope | Model Not Available | 3000222168 | Functional | Others
54400 | Jk Lone Hospital Jaipur | Fiberoptic Laryngoscope | Model Not Available | 3000222169 | Functional | Others
54401 | Jk Lone Hospital Jaipur | Fiberoptic Laryngoscope | Model Not Available | 3000222170 | Functional | Others
54402 | Kishanpur Utrada Phc | Binocular Microscope | Model Not Available | 3000044027 | Functional | Others
54403 | Tantwas Phc | Labour Table | Model Not Available | 2000030612 | Functional | Others
54404 | Degana Chc | Centrifuge Machine ( 8 Tube) | Model Not Available | 2000028777 | Functional | Others
54405 | Jk Lone Hospital Jaipur | 100mA X-Ray Machine | Model not available | 3M14215127-A | Functional | Others
54406 | Utradabas Phc | Ice lined refrigerator | Model Not Available | 2000037901 | Functional | Others
54407 | Khandap Phc | Hemoglobin meter | Model Not Available | 3000134316 | Functional | Others
54408 | Khandap Phc | SPHYGMOMANOMETER(BP APPRATUS) | MODEL NOT AVAILABLE | 3000134315 | Functional | Others
54409 | Mandali Phc | Hot Air Oven | Model not available | 3000134493 | Functional | Others
54410 | Hindumalkot Phc | Syringe Needle Destroyer | Model not available | 30000480077 | Functional | Others
54411 | Hindumalkot Phc | Syringe Needle Destroyer | Model not available | 3000048080 | Functional | Others
54412 | Mandali Phc | Blood Bank Refrigerator | Model not available | 3000134494 | Functional | Others
54413 | Menar Phc | Semi Automated Chemistry Analyzer | CPC - STAT FAX 3300 | 3000052834 | Functional | Others
54414 | Nayla Chc | Centrifuge Machine ( 8 Tube) | Model Not Available | 3000140591 | Functional | Others
54415 | Nahata Hospital Balotara Sdh | Centrifuge Machine ( 16 Tube ) | Model not available | 16759 | Functional | Others
54416 | Nahata Hospital Balotara Sdh | Centrifuge Machine ( 16 Tube ) | Model not available | 8651 | Functional | Others
54417 | Sheo Chc | Hot Air Oven | Model not available | 3000214601 | Functional | Others
54418 | Ogana Phc | SPHYGMOMANOMETER(BP APPRATUS) | MODEL NOT AVAILABLE | 3000204393 | Functional | Ajay Optical India
54419 | Ogana Phc | SPHYGMOMANOMETER(BP APPRATUS) | MODEL NOT AVAILABLE | 3000204394 | Functional | Ajay Optical India
54420 | Sheo Chc | Blood Cell Counter - 3 part | Model not available | 3000214602 | Functional | Others
54421 | Ogana Phc | Syringe Needle Destroyer | Model not available | 3000204395 | Functional | Others
54422 | Araba Chouhan Phc | Centrifuge Machine ( 4 Tube ) | Model not available | 3000134452 | Functional | Others
54423 | Sheo Chc | Semi Automated Chemistry Analyzer | Model not Available | 33006720 | Functional | Others
54424 | Sheo Chc | Autoclave | Model not available | 3000214609 | Functional | Others
54425 | Sheo Chc | Autoclave | Model not available | 3000214636 | Functional | Others
54426 | Sheo Chc | Hemoglobin Analyzer | Model not available | 1303813047 | Functional | Others
54427 | Detani Phc | SPHYGMOMANOMETER(BP APPRATUS) | MODEL NOT AVAILABLE | 3000214046 | Not in use | Others
54428 | Nayla Chc | Glucometer | Model not available | 3000140583 | Functional | Others
54429 | Etera Phc | Centrifuge Machine ( 4 Tube ) | Model not available | 3000280085 | Functional | Others
54430 | Bedla Phc | FOOT OPERATED SUCTION MACHINE | MODEL NOT AVAILABLE | 3000205136 | Functional | Surgicoin Medequip Pvt Ltd
54431 | Mathura Das Mathur Hospital Jdh | Dialysis Unit | MODEL NOT AVAILABLE | 33007283 | Functional | Others
54432 | Mathura Das Mathur Hospital Jdh | Dialysis Unit | MODEL NOT AVAILABLE | 5S5AZC82 | Functional | Others
54433 | Mathura Das Mathur Hospital Jdh | Dialysis Unit | MODEL NOT AVAILABLE | 5V5AZC87 | Functional | Others
54434 | Mathura Das Mathur Hospital Jdh | Dialysis Unit | MODEL NOT AVAILABLE | SUSAEZE92 | Functional | Others
54435 | Mathura Das Mathur Hospital Jdh | Dialysis Unit | MODEL NOT AVAILABLE | AUCA5B85 | Functional | Others
54436 | Mathura Das Mathur Hospital Jdh | Dialysis Unit | MODEL NOT AVAILABLE | 1XXA6927 | Functional | Others
54437 | Mathura Das Mathur Hospital Jdh | Dialysis Unit | MODEL NOT AVAILABLE | 15XA6920 | Functional | Others
54438 | Mathura Das Mathur Hospital Jdh | Dialysis Unit | MODEL NOT AVAILABLE | 5V5AZC84 | Functional | Others
54439 | Mathura Das Mathur Hospital Jdh | Dialysis Unit | MODEL NOT AVAILABLE | 15XA5550 | Functional | Others
54440 | Mathura Das Mathur Hospital Jdh | Dialysis Unit | MODEL NOT AVAILABLE | 28200 | Functional | Others
54441 | Bedla Phc | SPHYGMOMANOMETER(BP APPRATUS) | MODEL NOT AVAILABLE | 13f0174 | Functional | India Optics And Scientific Works
54442 | Mathura Das Mathur Hospital Jdh | Semi Automated Chemistry Analyzer | Model not Available | 33007283 | Functional | Others
54443 | Bedla Phc | Weighing Machine | MODEL NOT AVAILABLE | 3000205138 | Functional | Crown Digital Scales Inc
54444 | Bedla Phc | Weighing Machine | MODEL NOT AVAILABLE | 3000205141 | Functional | Crown Digital Scales Inc
54445 | Bedla Phc | Syringe Needle Destroyer | Model not available | NBSD0714769 | Functional | Mrk Healthcare Pvt Ltd Delhi
54446 | Bedla Phc | Centrifuge Machine ( 8 Tube) | Model Not Available | 3000205142 | Functional | Others
54447 | Bedla Phc | Micropipettes | MODEL NOT AVAILABLE | 3000205143 | Functional | Others
54448 | Bedla Phc | Micropipettes | MODEL NOT AVAILABLE | 3000265490 | Functional | Others
54449 | Bedla Phc | Neubaurs Chamber | Model not available | 3000205144 | Functional | Others
54450 | Lachadsar Phc | Suction Machine | Model Not Available | 3000116043 | Functional | Others
54451 | Lachadsar Phc | Monocular Microscope | Model not available | 3000116046 | Functional | Others
54452 | Tidiyasar Phc Churu | Centrifuge Machine ( 12 Tube ) | Model Not Available | 30000211033 | Functional | Others
54453 | Tidiyasar Phc Churu | Centrifuge Machine ( 12 Tube ) | Model Not Available | 30000121034 | Functional | Others
54454 | Tidiyasar Phc Churu | Centrifuge Machine ( 12 Tube ) | Model Not Available | 30000121036 | Functional | Others
54455 | Tidiyasar Phc Churu | Centrifuge Machine ( 12 Tube ) | Model Not Available | 30000121037 | Functional | Others
54456 | Utradabas Phc | Micropipettes | MODEL NOT AVAILABLE | 2000037893 | Functional | Others
54457 | Haldpura Phc | Suction Machine | Model Not Available | 3000085704 | Functional | Others
54458 | Zanana Hospital Jaipur | Bi-pap Machine | MODEL NOT AVAILABLE | 3000140344 | Functional | Others
54459 | Zanana Hospital Jaipur | Bi-pap Machine | MODEL NOT AVAILABLE | 3000140345 | Functional | Others
54460 | Zanana Hospital Jaipur | Bi-pap Machine | MODEL NOT AVAILABLE | CO8155458 | Functional | Others
54461 | Zanana Hospital Jaipur | Bi-pap Machine | MODEL NOT AVAILABLE | CO7848378 | Functional | Others
54462 | Zanana Hospital Jaipur | Bi-pap Machine | MODEL NOT AVAILABLE | CO7848400 | Functional | Others
54463 | Zanana Hospital Jaipur | Bi-pap Machine | MODEL NOT AVAILABLE | CO7756647 | Functional | Others
54464 | Gudha Natha Watan Phc Bundi | Freezes | MODEL NOT AVAILABLE | 3000046482 | Functional | Videocon Industries Ltd
54465 | Mirjewala Phc | Ice lined refrigerator | MK-144 | 20032300194 | Functional | Others
54466 | Zanana Hospital Jaipur | Pulse Oxymeter | Comet - P (L and T) | 3000140245 | Functional | Others
54467 | Zanana Hospital Jaipur | Pulse Oxymeter | Comet - P (L and T) | 3000140244 | Functional | Others
54468 | Zanana Hospital Jaipur | Pulse Oxymeter | Comet - P (L and T) | 3000140246 | Functional | Others
54469 | Zanana Hospital Jaipur | Pulse Oxymeter | Comet - P (L and T) | 3000140450 | Functional | Others
54470 | Zanana Hospital Jaipur | Pulse Oxymeter | Comet - P (L and T) | 3000140438 | Functional | Others
54471 | Zanana Hospital Jaipur | Pulse Oxymeter | Comet - P (L and T) | 3000140452 | Functional | Others
54472 | Zanana Hospital Jaipur | Pulse Oxymeter | Comet - P (L and T) | 7000340709 | Functional | Others
54473 | Zanana Hospital Jaipur | Pulse Oxymeter | Comet - P (L and T) | 3000140270 | Functional | Others
54474 | Zanana Hospital Jaipur | Pulse Oxymeter | Comet - P (L and T) | 3000140271 | Functional | Others
54475 | Zanana Hospital Jaipur | Pulse Oxymeter | Comet - P (L and T) | CKML3C1902 | Functional | Others
54476 | Togara Kalan Phc | Baby Weighing Machine | Crown | 141160 | Functional | Others
54477 | Bagoth Phc | Centrifuge Machine ( 8 Tube) | Model Not Available | 2000030001 | Functional | Others
54478 | Bagoth Phc | Centrifuge Machine ( 8 Tube) | Model Not Available | 2000030002 | Functional | Others
54479 | Kurabad Chc | Centrifuge Machine ( 8 Tube) | REMI - R 8C | 3000204169 | Functional | Remi Electrotechnik Ltd
54480 | Narena Phc | Glucometer | Model not available | 3000222567 | Functional | Others
54481 | Shahjapur Chc | Instrument Sterilizer | Model Not Available | 3000083035 | Functional | Others
54482 | Basni Chc | Defibrillator | MODEL NOT AVAILABLE | 2000030523 | Functional | Others
54483 | Sareri Phc | Binocular Microscope | Microlux - 16 | 3000125693 | Functional | Others
54484 | Kishanpur Utrada Phc | Syringe Needle Destroyer | Model not available | 3000044029 | Functional | Others
54485 | Kishanpur Utrada Phc | Radiant Heat Warmer | Model Not Available | 3000044053 | Functional | Others
54486 | Kolira Phc | Syringe Needle Destroyer | Model not available | 3000265022 | Functional | Micro Lab Instruments Ahmedabad
54487 | Jk Lone Hospital Jaipur | SPHYGMOMANOMETER(BP APPRATUS) | MODEL NOT AVAILABLE | 3717942K | Functional | Bhasin Sons Private Limited
54488 | Kishanpur Utrada Phc | Fetal Doppler | MODEL NOT AVAILABLE | 3000044054 | Functional | Others
54489 | Ropa Phc | SPHYGMOMANOMETER(BP APPRATUS) | MODEL NOT AVAILABLE | 3000125945 | Functional | Others
54490 | Kolira Phc | Syringe Needle Destroyer | Model not available | 3000256023 | Not in use | Others
54491 | Kishanpur Utrada Phc | Suction Machine | Model Not Available | 3000044047 | Functional | Others
54492 | Kolira Phc | Autoclave | Model not available | 3000256025 | Functional | Others
54493 | Pahari Chc Alwar | Weighing Machine | MODEL NOT AVAILABLE | 3000281258 | Functional | Others
54494 | Ropa Phc | Freezes | MODEL NOT AVAILABLE | 3000125946 | Functional | Others
54495 | Kishanpur Utrada Phc | O.T. Light Single Dome | MODEL NOT AVAILABLE | 3000044051 | Functional | Others
54496 | Kolira Phc | FOOT OPERATED SUCTION MACHINE | MODEL NOT AVAILABLE | 3000265026 | Functional | Others
54497 | Jhak Phc Jdh | Centrifuge Machine ( 8 Tube) | REMI - R 8C | EILC-3290 | Functional | Remi Electrotechnik Ltd
54498 | Jhak Phc Jdh | Syringe Needle Destroyer | Microsil - ND350 | 4334 | Functional | Others
54499 | Jhak Phc Jdh | Syringe Needle Destroyer | Microsil - ND350 | 4333 | Functional | Others
54500 | Jhak Phc Jdh | Syringe Needle Destroyer | Microsil - ND350 | 4381 | Functional | Others
54501 | Jhak Phc Jdh | Baby Weighing Machine | Model Not Available | 3000054128 | Functional | Others
54502 | Jhak Phc Jdh | Instrument Sterilizer | Model Not Available | 3000054130 | Functional | Others
54503 | Jhak Phc Jdh | Ice lined refrigerator | HBC-70 | 3000054057 | Functional | Haier Appliances India Pvt
54504 | Jhak Phc Jdh | Ice lined refrigerator | HBC-70 | 3000054055 | Functional | Haier Appliances India Pvt
54505 | Jhak Phc Jdh | Ice lined refrigerator | Model Not Available | 3000054056 | Functional | Vestfrost Solutions
54506 | Jln Central Store Medical College | Centrifuge Machine ( 8 Tube) | REMI - R 8C | lglc15318 | Functional | Others
54507 | Jk Lone Hospital Jaipur | Ventilator | Model Not Available | 107275S11 | Functional | Others
54508 | Jk Lone Hospital Jaipur | Ventilator | Model Not Available | 134457 | Functional | Others
54509 | Jk Lone Hospital Jaipur | Transport Incubator | Fenam - IT 158 TS | CF7560 | Functional | Others
54510 | Sheo Chc | Instrument Sterilizer | Model Not Available | 3000214635 | Functional | Others
54511 | Sheo Chc | Instrument Sterilizer | Model Not Available | 335 | Functional | Others
54512 | Indrana Phc | SPHYGMOMANOMETER(BP APPRATUS) | MODEL NOT AVAILABLE | 3000134299 | Functional | Others
54513 | Shahjapur Chc | Instrument Sterilizer | Model Not Available | 3000280944 | Functional | Others
54514 | Jln Central Store Medical College | Pulse Oxymeter | Model Not Available | E7318 | Functional | Others
54515 | Sahjipura Phc | Instrument Sterilizer | Model Not Available | 3000044452 | Functional | Others
54516 | Banwali Phc Ganganagar | Baby Weighing Machine | Model Not Available | 3000048532 | Functional | Others
54517 | Banwali Phc Ganganagar | Baby Weighing Machine | Model Not Available | 3000048533 | Functional | Others
54518 | Jln Central Store Medical College | Pulse Oxymeter | Model Not Available | 70002 | Functional | Others
54519 | Molaksar Phc | Binocular Microscope | Labomed - Vision 2000 | 3000134357 | Functional | Others
54520 | Badnawa Jagir Phc Barmer | Nebulizer | MODEL NOT AVAILABLE | 3000134501 | Functional | Others
54521 | Makkasar Phc | Glucometer | Model not available | 3000044139 | Functional | Others
54522 | Jk Lone Hospital Jaipur | Radiant Heat Warmer | Model Not Available | NRHMWM09/155 | Functional | Others
54523 | Jk Lone Hospital Jaipur | Radiant Heat Warmer | Model Not Available | RWSUNL/907/52 | Non Functional Repairable | Others
54524 | Jk Lone Hospital Jaipur | Radiant Heat Warmer | Model Not Available | RWSUNL/907/56 | Functional | Zeal Medical Pvt Ltd
54525 | Jk Lone Hospital Jaipur | Radiant Heat Warmer | Model Not Available | RWSUNI/907/50 | Functional | Zeal Medical Pvt Ltd
54526 | Jk Lone Hospital Jaipur | Radiant Heat Warmer | Model Not Available | RHW2101A/0913/1942 | Functional | Zeal Medical Pvt Ltd
54527 | Jk Lone Hospital Jaipur | Radiant Heat Warmer | Model Not Available | RHW2101A/0913/1953 | Functional | Zeal Medical Pvt Ltd
54528 | Nayla Chc | Suction Machine | Model Not Available | 3000140601 | Functional | Others
54529 | Nadauti Chc | ESR Stand | Model not available | 3000138975 | Functional | Others
54530 | Palit Phc | Binocular Microscope | Model Not Available | N/A7 | Functional | Others
54531 | Barana Phc Baran | Syringe Needle Destroyer | Nulife - Dots | 199734 | Functional | Others
54532 | Nayla Chc | Labour Table | Model Not Available | 3000140602 | Functional | Others
54533 | Panarwa Phc | Freezes | MODEL NOT AVAILABLE | 3000205538 | Functional | Others
54534 | Macha Phc Alwar | SPHYGMOMANOMETER(BP APPRATUS) | Bhasin Sons | 758968 | Functional | Others
54535 | Makkasar Phc | Baby Weighing Machine | Model Not Available | 3000044149 | Functional | Others
54536 | Lachadsar Phc | Glucometer | Model not available | 3000116047 | Functional | Others
54537 | Binasar Phc | SPHYGMOMANOMETER(BP APPRATUS) | MODEL NOT AVAILABLE | 3000053894 | Functional | Others
54538 | Tidiyasar Phc Churu | Blood Bank Refrigerator | Model not available | 30000121039 | Functional | Others
54539 | Tidiyasar Phc Churu | Blood Bank Refrigerator | Model not available | 30000121040 | Functional | Others
54540 | Tidiyasar Phc Churu | Blood Bank Refrigerator | Model not available | 30000121044 | Functional | Others
54541 | Tidiyasar Phc Churu | Blood Bank Refrigerator | Model not available | 30000121045 | Functional | Others
54542 | Tidiyasar Phc Churu | Blood Bank Refrigerator | Model not available | 30000121046 | Functional | Others
54543 | Binasar Phc | Suction Machine | Model Not Available | 3000053895 | Functional | Others
54544 | Binasar Phc | Suction Machine | Model Not Available | 3000053896 | Functional | Others
54545 | Lachadsar Phc | Fetal Doppler | ND - 102 | 3000116051 | Functional | Others
54546 | Binasar Phc | Binocular Microscope | Model Not Available | 3000053897 | Functional | Others
54547 | Dhanoti Bari Phc | Baby Weighing Machine | Model Not Available | 3000053338 | Functional | Others
54548 | Dhanoti Bari Phc | Baby Weighing Machine | Model Not Available | 3000053339 | Functional | Others
54549 | Dhanoti Bari Phc | Baby Weighing Machine | Model Not Available | 3000053340 | Functional | Others
54550 | Dhanoti Bari Phc | Baby Weighing Machine | Model Not Available | 3000053343 | Functional | Others
54551 | Dhanoti Bari Phc | Blood Bank Refrigerator | Model not available | 3000053344 | Functional | Others
54552 | Dhanoti Bari Phc | Blood Bank Refrigerator | Model not available | 3000053345 | Functional | Others
54553 | Dhanoti Bari Phc | Blood Bank Refrigerator | Model not available | 3000053346 | Functional | Others
54554 | Satyu Phc | Blood Bank Refrigerator | Model not available | 3000053703 | Functional | Others
54555 | Satyu Phc | Blood Bank Refrigerator | Model not available | 3000053704 | Functional | Others
54556 | Satyu Phc | Blood Bank Refrigerator | Model not available | 3000053698 | Functional | Others
54557 | Satyu Phc | Blood Bank Refrigerator | Model not available | 3000053697 | Functional | Others
54558 | Satyu Phc | Baby Weighing Machine | Model Not Available | 3000053705 | Functional | Others
54559 | Satyu Phc | Baby Weighing Machine | Model Not Available | 3000053706 | Functional | Others
54560 | Bdm Hospital Kotputali Sdh | Syringe Needle Destroyer | MRK | 9050 | Functional | Others
54561 | Bdm Hospital Kotputali Sdh | Syringe Needle Destroyer | MRK | 8529 | Functional | Others
54562 | Khanpura Mewan Phc | ESR Stand | Model not available | 3000281298 | Functional | Others
54563 | Intali Kheda Phc | Glucometer | Model not available | M20M0001183 | Functional | Others
54564 | Thanwla Phc | Spot Light ( Portable ) | Model Not Available | 2000030264 | Functional | Others
54565 | Thanwla Phc | SPHYGMOMANOMETER(BP APPRATUS) | MODEL NOT AVAILABLE | 2000030254 | Functional | Others
54566 | Thanwla Phc | Sahlis HB Meter | Model not available | 2000030255 | Functional | Others
54567 | Thanwla Phc | Sahlis HB Meter | Model not available | 2000030256 | Functional | Others
54568 | Thanwla Phc | Sahlis HB Meter | Model not available | 2000030257 | Functional | Others
54569 | Thanwla Phc | Sahlis HB Meter | Model not available | 2000030258 | Functional | Others
54570 | Thanwla Phc | Sahlis HB Meter | Model not available | 2000030259 | Functional | Others
54571 | Thanwla Phc | FOOT OPERATED SUCTION MACHINE | MODEL NOT AVAILABLE | 2000036468 | Functional | Others
54572 | Jobner Phc | FOOT OPERATED SUCTION MACHINE | SU-101 | 3000140720 | Functional | Others
54573 | District Hospital Nagaur Dh | Monocular Microscope | Model not available | 300020085 | Functional | Others
54574 | District Hospital Nagaur Dh | Centrifuge Machine ( 4 Tube ) | Model not available | 3000200086 | Functional | Others
54575 | District Hospital Nagaur Dh | O.T. Light Single Dome | MODEL NOT AVAILABLE | 3000200126 | Functional | Others
54576 | Harsana Phc | Hemoglobin meter | Model Not Available | 3000280666 | Functional | Others
54577 | Gadra Road Chc | Binocular Microscope | Model Not Available | 3000214099 | Functional | Others
54578 | Chimanpura Phc | Weighing Machine | MODEL NOT AVAILABLE | 3000085739 | Functional | Others
54579 | Dabala Phc | Centrifuge Machine ( 4 Tube ) | Model not available | EILMI-3156 | Functional | Others
54580 | Gadra Road Chc | Phototherepy Unit | Fenam, Bilitron Sky 5006 | 440249 | Functional | Others
54581 | Sub District Hospital Gangapur City | Blood Cell Counter - 3 part | Model not available | 3020E01102 | Functional | Others
54582 | Dadrewa Phc | Freezes | MODEL NOT AVAILABLE | 3360 | Functional | Others
54583 | Dadrewa Phc | Freezes | MODEL NOT AVAILABLE | 3361 | Functional | Others
54584 | Dadrewa Phc | Freezes | MODEL NOT AVAILABLE | 3362 | Functional | Others
54585 | General Hospital Karauli Dh | SPHYGMOMANOMETER(BP APPRATUS) | MODEL NOT AVAILABLE | 3000138105 | Functional | Others
54586 | Mathura Das Mathur Hospital Jdh | Syringe Infusion Pump | Model not available | 14030740 | Functional | Others
54587 | Sub District Hospital Gangapur City | Ice lined refrigerator | Model Not Available | 3000084452 | Functional | Others
54588 | Amarwasi Phc | Spot Light ( Portable ) | Model Not Available | 3000209049 | Functional | Others
54589 | Jk Lone Hospital Jaipur | SPHYGMOMANOMETER(BP APPRATUS) | MODEL NOT AVAILABLE | 3000222191 | Functional | Others
54590 | Jk Lone Hospital Jaipur | SPHYGMOMANOMETER(BP APPRATUS) | MODEL NOT AVAILABLE | 246652 | Functional | Others
54591 | Jk Lone Hospital Jaipur | Fiberoptic Laryngoscope | Model Not Available | 3000222193 | Functional | Others
54592 | Jk Lone Hospital Jaipur | Fiberoptic Laryngoscope | Model Not Available | 3000222199 | Functional | Others
54593 | Jk Lone Hospital Jaipur | Suction Machine | Model Not Available | 3000222126 | Functional | Others
54594 | Jk Lone Hospital Jaipur | Suction Machine | Model Not Available | 3000222127 | Functional | Others
54595 | Manaka Phc Alwar | SPHYGMOMANOMETER(BP APPRATUS) | MODEL NOT AVAILABLE | 3000280234 | Functional | Others
54596 | Manaka Phc Alwar | SPHYGMOMANOMETER(BP APPRATUS) | MODEL NOT AVAILABLE | 3000280229 | Non Functional Repairable | Others
54597 | Jk Lone Hospital Jaipur | Nebulizer | MODEL NOT AVAILABLE | 10A3810037 | Functional | Others
54598 | Manaka Phc Alwar | Weighing Machine | MODEL NOT AVAILABLE | 3000280231 | Functional | Others
54599 | Jk Lone Hospital Jaipur | Nebulizer | MODEL NOT AVAILABLE | 3000222202 | Functional | Others
54600 | Jk Lone Hospital Jaipur | Pulse Oxymeter | Model Not Available | CMMH2M8846 | Functional | Bpl Medical Technologies
54601 | Jk Lone Hospital Jaipur | Pulse Oxymeter | Model Not Available | CMMH3B9137 | Functional | Bpl Medical Technologies
54602 | Jk Lone Hospital Jaipur | Syringe Infusion Pump | SIMTEK - Infutek 405 | 26121045ST05 | Functional | Simtek Medico Systems Pvt Ltd
54603 | Jk Lone Hospital Jaipur | Syringe Needle Destroyer | Microsil ND 20 | BHILWARA/201-300 | Functional | Others
54604 | Khanpura Mewan Phc | SPHYGMOMANOMETER(BP APPRATUS) | MODEL NOT AVAILABLE | 3000281301 | Functional | Others
54605 | Chomehla Chc | Baby Weighing Machine | Model Not Available | 3000206775457 | Functional | Others
54606 | Thanwla Phc | FOOT OPERATED SUCTION MACHINE | MODEL NOT AVAILABLE | 2000030261 | Functional | Others
54607 | Chomehla Chc | Baby Weighing Machine | Model Not Available | 3000206757 | Functional | Others
54608 | Khanpura Mewan Phc | Weighing Machine | MODEL NOT AVAILABLE | 3000281303 | Functional | Others
54609 | Chomehla Chc | Ice lined refrigerator | MK - 142 | 3000206759 | Functional | Others
54610 | Thanwla Phc | Double Puncture Laparoscope with Console Unit | Model Not Available | 2000036452 | Functional | Others
54611 | Chomehla Chc | Radiant Heat Warmer | Zeal - RHW 2101A | RHW2101A/0813/1626 | Functional | Zeal Medical Pvt Ltd
54612 | Chomehla Chc | Radiant Heat Warmer | Zeal - RHW 2101A | RHW2101A/0813/1625 | Functional | Zeal Medical Pvt Ltd
54613 | Khanpura Mewan Phc | SPHYGMOMANOMETER(BP APPRATUS) | MODEL NOT AVAILABLE | 3000281306 | Functional | Others
54614 | Thanwla Phc | Centrifuge Machine ( 4 Tube ) | Model not available | 2000036461 | Functional | Others
54615 | Palit Phc | Hemoglobin Analyzer | Model not available | N/A10 | Functional | Others
54616 | Panarwa Phc | Binocular Microscope | Model Not Available | 3000205541 | Non Functional Repairable | Others
54617 | Makkasar Phc | Weighing Machine | MODEL NOT AVAILABLE | 3000044153 | Functional | Others
54618 | Nadauti Chc | Monocular Microscope | Model not available | BS4E101E | Functional | Others
54619 | Chila Chond Phc Dholpur | Syringe Needle Destroyer | Model not available | 3000242285 | Non Functional Not Repairable | Others
54620 | Swaipur Phc | SPHYGMOMANOMETER(BP APPRATUS) | MODEL NOT AVAILABLE | 756 | Functional | Others
54621 | Swaipur Phc | SPHYGMOMANOMETER(BP APPRATUS) | MODEL NOT AVAILABLE | 249768 | Functional | Others
54622 | Mehandipur Balaji Phc | FOOT OPERATED SUCTION MACHINE | MODEL NOT AVAILABLE | 3000138799 | Functional | Others
54623 | Swaipur Phc | Weighing Machine | MODEL NOT AVAILABLE | 3000042907 | Functional | Others
54624 | Panwar Phc | Syringe Needle Destroyer | Nulife - Dots | 3000201081 | Functional | Others
54625 | Mehandipur Balaji Phc | Syringe Needle Destroyer | Model not available | 3000138793 | Functional | Others
54626 | Mehandipur Balaji Phc | Syringe Needle Destroyer | Model not available | 3000138776 | Functional | Others
54627 | Mehandipur Balaji Phc | Syringe Needle Destroyer | Model not available | 3000138777 | Functional | Others
54628 | Swaipur Phc | Syringe Needle Destroyer | Microsil ND 20 | 3000042901 | Functional | Oertli Instrumente Ag
54629 | Panwar Phc | Baby Weighing Machine | Model Not Available | 3000201079 | Functional | Others
54630 | Barliyas Phc | Binocular Microscope | Model Not Available | 3000042929 | Functional | Others
54631 | Mehandipur Balaji Phc | Hemoglobin meter | Model Not Available | 3000138790 | Functional | Others
54632 | Mehandipur Balaji Phc | Hemoglobin meter | Model Not Available | 3000138791 | Functional | Others
54633 | Barliyas Phc | Hemoglobin meter | Model Not Available | 3000042932 | Functional | Others
54634 | Mehandipur Balaji Phc | Glucometer | SD Check Gold | MOIE08AA2526 | Functional | Others
54635 | Barliyas Phc | Radiant Heat Warmer | Zeal - RHW 2101A | 3000042934 | Functional | Others
54636 | Mehandipur Balaji Phc | Syringe Needle Destroyer | Nulife - Dots | NBSD007266120 | Functional | Others
54637 | Pachpahar Phc | Syringe Needle Destroyer | Microsil - ND350 | 9949 | Functional | Others
54638 | Pachpahar Phc | Syringe Needle Destroyer | Nulife - Dots | NBSD0715463 | Functional | Others
54639 | Mehandipur Balaji Phc | Syringe Needle Destroyer | Microsil - ND350 | 3000138739 | Functional | Others
54640 | Mehandipur Balaji Phc | Radiant Heat Warmer | Meditrin - Heat Warmer | NRHM/WM11/279 | Functional | Others
54641 | Bdm Hospital Kotputali Sdh | Syringe Needle Destroyer | MRK | 8470 | Functional | Others
54642 | Bdm Hospital Kotputali Sdh | Syringe Needle Destroyer | MRK | 2000022080 | Functional | Others
54643 | Bdm Hospital Kotputali Sdh | Syringe Needle Destroyer | MRK | 2000022079 | Functional | Others
54644 | Rawatsar Chc | Centrifuge Machine ( 8 Tube) | Model Not Available | 3000044471 | Functional | Others
54645 | Rawatsar Chc | Centrifuge Machine ( 8 Tube) | Model Not Available | IOLC-7739 | Functional | Others
54646 | Rawatsar Chc | Centrifuge Machine ( 8 Tube) | Model Not Available | EPLC-3817 | Functional | Others
54647 | Rawatsar Chc | Centrifuge Machine ( 8 Tube) | Model Not Available | 3000044479 | Functional | Others
54648 | Bdm Hospital Kotputali Sdh | SPHYGMOMANOMETER(BP APPRATUS) | MODEL NOT AVAILABLE | 146081 | Functional | Others
54649 | Bdm Hospital Kotputali Sdh | SPHYGMOMANOMETER(BP APPRATUS) | MODEL NOT AVAILABLE | 98136266 | Functional | Others
54650 | Bdm Hospital Kotputali Sdh | SPHYGMOMANOMETER(BP APPRATUS) | MODEL NOT AVAILABLE | 2000022097 | Functional | Others
54651 | Bdm Hospital Kotputali Sdh | SPHYGMOMANOMETER(BP APPRATUS) | MODEL NOT AVAILABLE | 2000022098 | Functional | Others
54652 | Bdm Hospital Kotputali Sdh | SPHYGMOMANOMETER(BP APPRATUS) | MODEL NOT AVAILABLE | 2000022101 | Functional | Others
54653 | Bdm Hospital Kotputali Sdh | SPHYGMOMANOMETER(BP APPRATUS) | MODEL NOT AVAILABLE | 2000022099 | Functional | Others
54654 | Bdm Hospital Kotputali Sdh | SPHYGMOMANOMETER(BP APPRATUS) | MODEL NOT AVAILABLE | 2000022100 | Functional | Others
54655 | Bdm Hospital Kotputali Sdh | SPHYGMOMANOMETER(BP APPRATUS) | MODEL NOT AVAILABLE | 2000022115 | Functional | Others
54656 | Bdm Hospital Kotputali Sdh | SPHYGMOMANOMETER(BP APPRATUS) | MODEL NOT AVAILABLE | 2000022033 | Functional | Others
54657 | Bdm Hospital Kotputali Sdh | SPHYGMOMANOMETER(BP APPRATUS) | MODEL NOT AVAILABLE | 2000022034 | Functional | Others
54658 | Bdm Hospital Kotputali Sdh | SPHYGMOMANOMETER(BP APPRATUS) | MODEL NOT AVAILABLE | 2000022035 | Functional | Others
54659 | Bdm Hospital Kotputali Sdh | SPHYGMOMANOMETER(BP APPRATUS) | MODEL NOT AVAILABLE | 2000022007 | Functional | Others
54660 | Shri Mahaveerji Phc | Hemoglobin meter | Model Not Available | 3000138701 | Functional | Others
54661 | Gov. Hospital, Ratangarh Sdh | Nebulizer | MODEL NOT AVAILABLE | 3000053219 | Functional | Others
54662 | Gov. Hospital, Ratangarh Sdh | Nebulizer | MODEL NOT AVAILABLE | 3000053221 | Functional | Others
54663 | Budhwali Phc Churu | Suction Machine | Model Not Available | 3000053277 | Functional | Others
54664 | Shri Mahaveerji Phc | Centrifuge Machine ( 8 Tube) | Model Not Available | 3000138703 | Functional | Others
54665 | Gov. Hospital, Ratangarh Sdh | ECG Machine (Single Channel) | Model Not Available | 3000053222 | Functional | Others
54666 | Budhwali Phc Churu | Baby Weighing Machine | Model Not Available | 3000053279 | Functional | Others
54667 | Baran Kalla Phc | Ice lined refrigerator | HBD-116 | 8840696 | Functional | Haier Appliances India Pvt
54668 | Jln Central Store Medical College | Syringe Infusion Pump | JAZ-1800C | 130508282 | Functional | Others
54669 | District Hospital Nagaur Dh | Blood Cell Counter - 5 part | Model not available | 3000200088 | Functional | Others
54670 | District Hospital Nagaur Dh | Blood Cell Counter - 5 part | Model not available | 3000200089 | Functional | Others
54671 | District Hospital Nagaur Dh | Blood Cell Counter - 5 part | Model not available | 3000200090 | Functional | Others
54672 | Jln Central Store Medical College | Defibrillator | MODEL NOT AVAILABLE | 3891 | Functional | Others
54673 | Jln Central Store Medical College | Oxygen Concentrator | Model Not Available | 4360 | Functional | Others
54674 | Togara Kalan Phc | FOOT OPERATED SUCTION MACHINE | MODEL NOT AVAILABLE | 141162 | Functional | Others
54675 | Harsawa Bara Phc Sikar | Hemoglobin meter | Model Not Available | 2000031529 | Functional | Others
54676 | Gudha Natha Watan Phc Bundi | SPHYGMOMANOMETER(BP APPRATUS) | MODEL NOT AVAILABLE | 3000046479 | Functional | Others
54677 | City Dispensary Pratapnagar | Binocular Microscope | Model Not Available | 3000044650 | Functional | Cmho Supply
54678 | Badu Phc | Blood Bank Refrigerator | Model not available | 2000028691 | Functional | Others
54679 | Badu Phc | Blood Bank Refrigerator | Model not available | 2000028692 | Functional | Others
54680 | Shahjapur Chc | Syringe Needle Destroyer | Model not available | 3000280937 | Functional | Others
54681 | Shahjapur Chc | Instrument Sterilizer | Model Not Available | 3000083015 | Functional | Others
54682 | Parbatsar Chc | Micropipettes | MODEL NOT AVAILABLE | 2000028443 | Functional | Others
54683 | Parbatsar Chc | Micropipettes | MODEL NOT AVAILABLE | 2000028444 | Functional | Others
54684 | Gudha Natha Watan Phc Bundi | FOOT OPERATED SUCTION MACHINE | SU-101 | 10751 | Functional | Niscomed Electro Medical Devices
54685 | Mirjewala Phc | Binocular Microscope | Microlux - 16 | 3000048382 | Functional | Ajay Optical India
54686 | Mirjewala Phc | Binocular Microscope | Microlux - 16 | 890371 | Functional | Ajay Optical India
54687 | Shahjapur Chc | Binocular Microscope | Model Not Available | 3000280920 | Functional | Others
54688 | Parbatsar Chc | ELECTRIC OT TABLE | MODEL NOT AVAILABLE | 2000036036 | Functional | Others
54689 | Parbatsar Chc | FOGGING MACHINE | MODEL NOT AVAILABLE | 2000036039 | Not in use | Others
54690 | Kurabad Chc | Semi Automated Chemistry Analyzer | Model not Available | 3000204171 | Functional | Others
54691 | Basni Chc | Baby Weighing Machine | Model Not Available | 2000030520 | Functional | Others
54692 | Basni Chc | 100mA X-Ray Machine | Model not available | 2000030521 | Functional | Others
54693 | Narena Phc | Baby Weighing Machine | Model Not Available | 3000222572 | Functional | Others
54694 | Narena Phc | Baby Weighing Machine | Model Not Available | 3000222595 | Functional | Others
54695 | Dispensary Jawahar Nagar City | SPHYGMOMANOMETER(BP APPRATUS-Digital) | Model Not Available | 221542 | Functional | Others
54696 | Dispensary Jawahar Nagar City | SPHYGMOMANOMETER(BP APPRATUS-Digital) | Model Not Available | 3000086982 | Functional | Others
54697 | Khanpura Mewan Phc | Glucometer | Model not available | 3000281309 | Functional | Others
54698 | Jk Lone Hospital Jaipur | Pulse Oxymeter | Model Not Available | CMMH2M8910 | Functional | Bpl Medical Technologies
54699 | Jobner Phc | Radiant Heat Warmer | Model Not Available | 3000140717 | Functional | Others
54700 | Aalniyawas Phc | Spot Light ( Portable ) | Model Not Available | 2000030243 | Functional | Others
54701 | Jobner Phc | Instrument Sterilizer | Model Not Available | 3000140719 | Functional | Others
54702 | Aalniyawas Phc | Baby Weighing Machine | Crown | 2000030244 | Functional | Others
54703 | Aalniyawas Phc | Fetal Doppler | MODEL NOT AVAILABLE | 2000030245 | Functional | Others
54704 | Jobner Phc | Ice lined refrigerator | HBD-116 | 3000140732 | Functional | Others
54705 | Jobner Phc | Weighing Machine | MODEL NOT AVAILABLE | 3000140734 | Functional | Others
54706 | Jobner Phc | 150 mA X-Ray Machine | Mutitex with MP 10 | 3000140736 | Functional | Others
54707 | District Hospital Nagaur Dh | O.T. Light Single Dome | MODEL NOT AVAILABLE | 3000200127 | Functional | Others
54708 | Aama Phc | Syringe Needle Destroyer | Microsil ND 20 | 3000042950 | Functional | Others
54709 | Gadra Phc | Ultra Sonography (USG) & Colour Dopler Machine | Model not available | 3000214097 | Functional | Others
54710 | Gadra Road Chc | Weighing Machine | MODEL NOT AVAILABLE | 8722694 | Functional | Others
54711 | Sub District Hospital Gangapur City | Fetal Doppler | MODEL NOT AVAILABLE | 3000084434 | Functional | Others
54712 | Ismilepur Phc | Ice lined refrigerator | Model Not Available | 3000281291 | Functional | Vestfrost Solutions
54713 | District Hospital Nagaur Dh | Binocular Microscope | Model Not Available | 3000200004 | Functional | Others
54714 | Zanana Hospital Jaipur | Pulse Oxymeter | Comet - P (L and T) | 3000140233 | Functional | Others
54715 | Zanana Hospital Jaipur | Pulse Oxymeter | Comet - P (L and T) | 3000140234 | Functional | Others
54716 | Zanana Hospital Jaipur | Pulse Oxymeter | Comet - P (L and T) | 3000140235 | Functional | Others
54717 | Zanana Hospital Jaipur | Pulse Oxymeter | Comet - P (L and T) | 3000140236 | Functional | Others
54718 | Zanana Hospital Jaipur | Pulse Oxymeter | Comet - P (L and T) | 3000140237 | Functional | Others
54719 | Zanana Hospital Jaipur | Pulse Oxymeter | Comet - P (L and T) | 3000140238 | Functional | Others
54720 | Zanana Hospital Jaipur | Pulse Oxymeter | Comet - P (L and T) | 3000140239 | Functional | Others
54721 | Zanana Hospital Jaipur | Pulse Oxymeter | Comet - P (L and T) | 3000140240 | Functional | Others
54722 | Jk Lone Hospital Jaipur | Pulse Oxymeter | Model Not Available | FCC07490044SA | Non Functional Not Repairable | Others
54723 | Jln Central Store Medical College | Ventilator | Model Not Available | 123 | Functional | Others
54724 | Jln Central Store Medical College | ECG Machine (Single Channel) | Model Not Available | 50 | Functional | Others
54725 | Machla Magara Urban Phc | Hemoglobin meter | Model Not Available | 3000040100 | Functional | Others
54726 | Baseri Chc | Instrument Sterilizer | Model Not Available | 3000242262 | Functional | Others
54727 | Baseri Chc | 300mA X-Ray Machine | Model not available | 3000242266 | Functional | Others
54728 | Baseri Chc | 300mA X-Ray Machine | Model not available | C5215 | Functional | Others
54729 | Haroti Chc | FOOT OPERATED SUCTION MACHINE | SU-101 | 3000137116 | Functional | Niscomed Electro Medical Devices
54730 | Sakroda Girwa Phc | Weighing Machine | MODEL NOT AVAILABLE | 3000204149 | Functional | Others
54731 | Sakroda Girwa Phc | Weighing Machine | MODEL NOT AVAILABLE | 3000204150 | Functional | Others
54732 | Sakroda Girwa Phc | Weighing Machine | MODEL NOT AVAILABLE | 3000204151 | Functional | Others
54733 | Sauroth Phc | Hemoglobin meter | Model Not Available | 3000138839 | Functional | Others
54734 | Gadra Phc | FOOT OPERATED SUCTION MACHINE | MODEL NOT AVAILABLE | 2000037928 | Functional | Others
54735 | Sauroth Phc | ESR Stand | Model not available | 3000138840 | Functional | Others
54736 | Mehandipur Balaji Phc | Baby Weighing Machine | Model Not Available | 3000138779 | Functional | Others
54737 | Mehandipur Balaji Phc | Autoclave | Model not available | 3000138785 | Functional | Others
54738 | Mehandipur Balaji Phc | Spot Light ( Portable ) | Model Not Available | 3000138798 | Functional | Others
54739 | Dudhwakhara Chc | ECG Machine (Single Channel) | Model Not Available | 3000053672 | Functional | Others
54740 | Dudhwakhara Chc | ECG Machine (Single Channel) | Model Not Available | 3000053673 | Functional | Others
54741 | Dudhwakhara Chc | ECG Machine (Single Channel) | Model Not Available | 3000053674 | Functional | Others
54742 | Rajgarh Chc Churu | Emergeny First Aid Kit | Medisys | 3000053526 | Functional | Others
54743 | Rajgarh Chc Churu | Emergeny First Aid Kit | Medisys | 3000053544 | Functional | Others
54744 | Rajgarh Chc Churu | Emergeny First Aid Kit | Medisys | 3000053528 | Functional | Others
54745 | Jhalarapatan Chc | Hemoglobin meter | Model Not Available | 3000206497 | Functional | Others
54746 | Jhalarapatan Chc | Binocular Microscope | Model Not Available | 27424 | Functional | Others
54747 | Rajgarh Chc Churu | O.T. Light Single Dome | MODEL NOT AVAILABLE | 3000053576 | Functional | Others
54748 | Shri Mahaveerji Phc | Syringe Needle Destroyer | Model not available | 3000138708 | Functional | Others
54749 | Shri Mahaveerji Phc | Binocular Microscope | Model Not Available | 3000138709 | Functional | Others
54750 | Sulkhaniya Phc | Baby Weighing Machine | Model Not Available | 3000053493 | Functional | Others
54751 | Sulkhaniya Phc | Baby Weighing Machine | Model Not Available | 3000053482 | Functional | Others
54752 | Sulkhaniya Phc | Baby Weighing Machine | Model Not Available | 3000053487 | Functional | Others
54753 | Sulkhaniya Phc | Baby Weighing Machine | Model Not Available | 3000053486 | Functional | Others
54754 | Bdm Hospital Kotputali Sdh | Baby Weighing Machine | Model Not Available | 2000022308 | Functional | Others
54755 | Bdm Hospital Kotputali Sdh | Baby Weighing Machine | Model Not Available | 2000022317 | Functional | Others
54756 | Bdm Hospital Kotputali Sdh | Baby Weighing Machine | Model Not Available | 2000022131 | Functional | Others
54757 | Bdm Hospital Kotputali Sdh | Baby Weighing Machine | Model Not Available | 2000022132 | Functional | Others
54758 | Bdm Hospital Kotputali Sdh | Baby Weighing Machine | Model Not Available | 2000022133 | Functional | Others
54759 | Bdm Hospital Kotputali Sdh | Baby Weighing Machine | Model Not Available | 2000022129 | Functional | Others
54760 | Bdm Hospital Kotputali Sdh | Baby Weighing Machine | Model Not Available | 2000022130 | Functional | Others
54761 | Sulkhaniya Phc | Centrifuge Machine ( 12 Tube ) | Model Not Available | 3000053485 | Functional | Others
54762 | Sulkhaniya Phc | Centrifuge Machine ( 12 Tube ) | Model Not Available | 3000053484 | Functional | Others
54763 | Sulkhaniya Phc | Centrifuge Machine ( 12 Tube ) | Model Not Available | 3000053483 | Functional | Others
54764 | Sulkhaniya Phc | Centrifuge Machine ( 12 Tube ) | Model Not Available | 3000053481 | Functional | Others
54765 | City Dispensary Chhapar Sujangarh | Baby Weighing Machine | Model Not Available | 3000129264 | Functional | Others
54766 | Khansoli Phc | Binocular Microscope | Model Not Available | 3000053936 | Functional | Others
54767 | Khansoli Phc | Binocular Microscope | Model Not Available | 3000005337 | Functional | Others
54768 | Khansoli Phc | Binocular Microscope | Model Not Available | 3000053938 | Functional | Others
54769 | Khansoli Phc | Binocular Microscope | Model Not Available | 3000053939 | Functional | Others
54770 | Khansoli Phc | Binocular Microscope | Model Not Available | 3000053940 | Functional | Others
54771 | Jhalarapatan Chc | Instrument Sterilizer | Model Not Available | 3000206503 | Functional | Others
54772 | Rawatsar Chc | Blood Cell Counter - 3 part | Model not available | 306ESOHO5873 | Functional | Horiba India Pvt Ltd
54773 | Bdm Hospital Kotputali Sdh | Defibrillator | MODEL NOT AVAILABLE | 2000022147 | Functional | Others
54774 | Jln Central Store Medical College | Oxygen Concentrator | Model Not Available | 4362 | Functional | Others
54775 | Kurabad Chc | Phototherepy Unit | MODEL NOT AVAILABLE | 3000204175 | Functional | Others
54776 | Basni Chc | FOOT OPERATED SUCTION MACHINE | MODEL NOT AVAILABLE | 10558 | Functional | Others
54777 | Utradabas Phc | Autoclave | Model not available | 2000037902 | Functional | Others
54778 | Etera Phc | Ice lined refrigerator | HBC-70 | 3000280082 | Functional | Others
54779 | Utradabas Phc | SPHYGMOMANOMETER(BP APPRATUS) | MODEL NOT AVAILABLE | 2000037903 | Functional | Others
54780 | Utradabas Phc | SPHYGMOMANOMETER(BP APPRATUS) | MODEL NOT AVAILABLE | 2000037904 | Functional | Others
54781 | Jk Lone Hospital Jaipur | ECG Machine (Single Channel) | Model Not Available | 95012 | Functional | Others
54782 | Panchwa Phc | Centrifuge Machine ( 4 Tube ) | Model not available | 2000028300 | Functional | Others
54783 | Nahata Hospital Balotara Sdh | Phototherepy Unit | Fenam, Bilitron Sky 5006 | 3000134573 | Functional | Others
54784 | Nahata Hospital Balotara Sdh | Phototherepy Unit | Fenam, Bilitron Sky 5006 | 3000134574 | Functional | Others
54785 | City Dispensary Krishi Upaj Mandi | Centrifuge Machine ( 8 Tube) | Model Not Available | 3000043736 | Functional | Others
54786 | Hindumalkot Phc | Binocular Microscope | Model Not Available | 3000048073 | Functional | Others
54787 | Khandap Phc | Baby Weighing Machine | Model Not Available | 3000134317 | Functional | Others
54788 | Hindumalkot Phc | Centrifuge Machine ( 8 Tube) | Model Not Available | 3000048074 | Functional | Others
54789 | Mandali Phc | Baby Weighing Machine | Model Not Available | 3000134489 | Functional | Others
54790 | Ogana Phc | O.T. Light Single Dome | MODEL NOT AVAILABLE | 3000204384 | Functional | Others
54791 | Detani Phc | Weighing Machine | MODEL NOT AVAILABLE | 3000214043 | Not in use | Others
54792 | Shahjapur Chc | SPHYGMOMANOMETER(BP APPRATUS) | MODEL NOT AVAILABLE | 3000280946 | Functional | Others
54793 | Detani Phc | Freezes | MODEL NOT AVAILABLE | 3000214041 | Not in use | Others
54794 | Banwali Phc Ganganagar | SPHYGMOMANOMETER(BP APPRATUS) | MODEL NOT AVAILABLE | 3000048537 | Functional | Others
54795 | Banwali Phc Ganganagar | SPHYGMOMANOMETER(BP APPRATUS) | MODEL NOT AVAILABLE | 3000048538 | Functional | Others
54796 | Indrana Phc | Monocular Microscope | Model not available | 56801 | Functional | Others
54797 | Sahjipura Phc | Binocular Microscope | Model Not Available | 3000044446 | Functional | Others
54798 | Banwali Phc Ganganagar | Binocular Microscope | Model Not Available | 3000048536 | Functional | Others
54799 | Banwali Phc Ganganagar | Binocular Microscope | Model Not Available | 3000048540 | Functional | Others
54800 | Jln Central Store Medical College | Pulse Oxymeter | Model Not Available | C11P7647 | Functional | Others
54801 | Zanana Hospital Jaipur | Pulse Oxymeter | Comet - P (L and T) | 3000140241 | Functional | Others
54802 | Zanana Hospital Jaipur | Pulse Oxymeter | Comet - P (L and T) | 3000140242 | Functional | Others
54803 | Dabala Phc | Ice lined refrigerator | HBC-70 | 3000041076 | Functional | Others
54804 | Ismilepur Phc | Ice lined refrigerator | Model Not Available | 3000281294 | Functional | Others
54805 | Dabala Phc | Glucometer | Model not available | 3000041079 | Functional | Others
54806 | Sub District Hospital Gangapur City | Anesthesia Machine | MODEL NOT AVAILABLE | 2234141 | Functional | Others
54807 | District Hospital Nagaur Dh | Monocular Microscope | Model not available | 3000200085 | Functional | Others
54808 | Shahjapur Chc | Instrument Sterilizer | Model Not Available | 3000083028 | Functional | Others
54809 | Aanwa Phc | FOOT OPERATED SUCTION MACHINE | MODEL NOT AVAILABLE | 3000088551 | Functional | Others
54810 | Degana Chc | Weighing Machine | MODEL NOT AVAILABLE | 2000036188 | Functional | Others
54811 | Sankhwas Phc | Spot Light ( Portable ) | Model Not Available | 2000036911 | Functional | Others
54812 | Sankhwas Phc | Spot Light ( Portable ) | Model Not Available | 2000036912 | Functional | Others
54813 | Sankhwas Phc | Spot Light ( Portable ) | Model Not Available | 2000036913 | Functional | Others
54814 | Rasgan Phc Alwar | Weighing Machine | MODEL NOT AVAILABLE | 3000281872 | Functional | Others
54815 | Partapgarh Phc | Weighing Machine | MODEL NOT AVAILABLE | 3000281746 | Functional | Others
54816 | Degana Chc | SPHYGMOMANOMETER(BP APPRATUS) | MODEL NOT AVAILABLE | 2000028770 | Functional | Others
54817 | Degana Chc | Freezes | MODEL NOT AVAILABLE | 2000028773 | Functional | Others
54818 | Degana Chc | Binocular Microscope | Model Not Available | 2000028774 | Functional | Others
54819 | Utradabas Phc | Ice lined refrigerator | Model Not Available | 2000037900 | Functional | Others
54820 | Tantwas Phc | Radiant Heat Warmer | Meditrin - Heat Warmer | 2000030615 | Functional | Others
54821 | Shahjapur Chc | Centrifuge Machine ( 4 Tube ) | Model not available | 3000083019 | Functional | Others
54822 | Todaraisingh Chc | Spot Light ( Portable ) | Model Not Available | 3000080238 | Functional | Others
54823 | Barundani Phc | Ice lined refrigerator | Model Not Available | 3000262065 | Functional | Others
54824 | Singoli Phc | Baby Weighing Machine | Model Not Available | 3000262055 | Functional | Others
54825 | Maniya Chc | Autoclave | Model not available | 3000259036 | Functional | Others
54826 | 1 Lsm Phc Ganganagar | Sahlis HB Meter | Model not available | 3000041422 | Functional | Others
54827 | Menar Phc | Spot Light ( Portable ) | Model Not Available | 3000052827 | Non Functional Repairable | Others
54828 | Rajgarh Chc Churu | O.T. Light Single Dome | MODEL NOT AVAILABLE | 3000053575 | Functional | Others
54829 | Rajgarh Chc Churu | O.T. Light Single Dome | MODEL NOT AVAILABLE | 3000053574 | Functional | Others
54830 | Rajgarh Chc Churu | O.T. Light Single Dome | MODEL NOT AVAILABLE | 3000053573 | Functional | Others
54831 | Rajgarh Chc Churu | O.T. Light Single Dome | MODEL NOT AVAILABLE | 3000053572 | Functional | Others
54832 | Rajgarh Chc Churu | O.T. Light Single Dome | MODEL NOT AVAILABLE | 3000053580 | Functional | Others
54833 | Rajgarh Chc Churu | Suction Machine | Model Not Available | 3000053539 | Functional | Others
54834 | Rajgarh Chc Churu | Suction Machine | Model Not Available | 3000053530 | Functional | Others
54835 | Rajgarh Chc Churu | Suction Machine | Model Not Available | 3000053540 | Functional | Others
54836 | Rajgarh Chc Churu | Suction Machine | Model Not Available | 3000052552 | Functional | Others
54837 | Rajgarh Chc Churu | Suction Machine | Model Not Available | 3000053551 | Functional | Others
54838 | Rajgarh Chc Churu | Suction Machine | Model Not Available | 3000053536 | Functional | Others
54839 | Rajgarh Chc Churu | Radiant Heat Warmer | Model Not Available | 3000053532 | Functional | Others
54840 | Rajgarh Chc Churu | Radiant Heat Warmer | Model Not Available | 3000053543 | Functional | Others
54841 | Rajgarh Chc Churu | Radiant Heat Warmer | Model Not Available | 3000053542 | Functional | Others
54842 | Rajgarh Chc Churu | Radiant Heat Warmer | Model Not Available | 3000053537 | Functional | Others
54843 | Rajgarh Chc Churu | Radiant Heat Warmer | Model Not Available | 3000053538 | Functional | Others
54844 | Rajgarh Chc Churu | Syringe Infusion Pump | Model not available | 3000053534 | Functional | Others
54845 | Rajgarh Chc Churu | Syringe Infusion Pump | Model not available | 3000053533 | Functional | Others
54846 | Sapotara Chc | Ice lined refrigerator | Model Not Available | 3000138660 | Functional | Others
54847 | Sapotara Chc | Ice lined refrigerator | Model Not Available | 3000138661 | Functional | Others
54848 | Jhalarapatan Chc | Fetal Doppler | MODEL NOT AVAILABLE | 3000206509 | Functional | Others
54849 | Sapotara Chc | 100mA X-Ray Machine | Model not available | 10530440 | Functional | Others
54850 | Sapotara Chc | Blood Cell Counter - 3 part | Horiba - ABX Micros ES 60 | 3u6esoho5818 | Functional | Others
54851 | Sapotara Chc | Semi Automated Chemistry Analyzer | CPC - STAT FAX 3300 | 33006604 | Functional | Others
54852 | Jasrasar Phc Churu | Syringe Needle Destroyer | Model not available | 3000053864 | Functional | Others
54853 | Jasrasar Phc Churu | Syringe Needle Destroyer | Model not available | 3000053866 | Functional | Others
54854 | Jasrasar Phc Churu | Syringe Needle Destroyer | Model not available | 3000053873 | Functional | Others
54855 | Rajaldesar Chc | Fetal Doppler | MODEL NOT AVAILABLE | 2000031171 | Functional | Others
54856 | Rajaldesar Chc | Fetal Doppler | MODEL NOT AVAILABLE | 2000031175 | Functional | Others
54857 | Rajaldesar Chc | SPHYGMOMANOMETER(BP APPRATUS) | MODEL NOT AVAILABLE | 2000031172 | Functional | Others
54858 | Satellite Chb Jodhpur | Dental X-ray unit | Model Not Available | D27575 | Functional | Others
54859 | Principal And Controller Sms Mc Jaipur | Water Bath | Model not available | 3000265035 | Functional | Others
54860 | Principal And Controller Sms Mc Jaipur | Water Bath | Model not available | 3000265034 | Functional | Others
54861 | Principal And Controller Sms Mc Jaipur | Water Bath | Model not available | 3000140807 | Functional | Others
54862 | Principal And Controller Sms Mc Jaipur | Water Bath | Model not available | 3000085876 | Functional | Others
54863 | Principal And Controller Sms Mc Jaipur | Water Bath | Model not available | 300085879 | Functional | Others
54864 | Principal And Controller Sms Mc Jaipur | Water Bath | Model not available | 3000265108 | Functional | Others
54865 | Banera Chc | Binocular Microscope | MLW Lab | 3000125601 | Functional | Others
54866 | Principal And Controller Sms Mc Jaipur | Binocular Microscope | Model Not Available | 3000265101 | Functional | Others
54867 | Principal And Controller Sms Mc Jaipur | Binocular Microscope | Model Not Available | 3000265033 | Functional | Others
54868 | Shandawa Chc | Syringe Needle Destroyer | Model not available | 3000129178 | Functional | Others
54869 | Shandawa Chc | Syringe Needle Destroyer | Model not available | 3000129185 | Functional | Others
54870 | Shandawa Chc | Syringe Needle Destroyer | Model not available | 3000129196 | Functional | Others
54871 | Banera Chc | Blood Cell Counter - 3 part | Horiba - ABX Micros ES 60 | 3000125602 | Functional | Horiba India Pvt Ltd
54872 | Shandawa Chc | Radiant Heat Warmer | Zeal - RHW 2101A | 3000129173 | Functional | Others
54873 | Shandawa Chc | Radiant Heat Warmer | Zeal - RHW 2101A | 3000129174 | Functional | Others
54874 | Principal And Controller Sms Mc Jaipur | Hot Air Oven | Model not available | 3000265056 | Functional | Others
54875 | Principal And Controller Sms Mc Jaipur | Hot Air Oven | Model not available | 3000265107 | Functional | Others
54876 | Principal And Controller Sms Mc Jaipur | Hot Air Oven | Model not available | 3000265146 | Functional | Others
54877 | Shandawa Chc | Baby Weighing Machine | Model Not Available | 3000129176 | Functional | Others
54878 | Shandawa Chc | Baby Weighing Machine | Model Not Available | 3000129177 | Functional | Others
54879 | Banera Chc | Centrifuge Machine ( 8 Tube) | REMI - R 8C | GGLC-8017 | Functional | Remi Electrotechnik Ltd
54880 | Banera Chc | Centrifuge Machine ( 8 Tube) | REMI - R4C | DPLC-2715 | Functional | Remi Electrotechnik Ltd
54881 | Shandawa Chc | SPHYGMOMANOMETER(BP APPRATUS) | MODEL NOT AVAILABLE | 3000129183 | Functional | Others
54882 | Jatwara Chc Alwar | Stethoscope | Model Not Available | 3000281161 | Functional | Others
54883 | Barana Phc Baran | Baby Weighing Machine | Crown | 199732 | Functional | Others
54884 | Banwali Phc Ganganagar | Labour Table | Model Not Available | 3000048531 | Functional | Others
54885 | Jawad Phc | Spot Light ( Portable ) | Model Not Available | 3000198324 | Functional | Others
54886 | Nayla Chc | Blood Cell Counter - 3 part | Horiba - ABX Micros ES 60 | 304esohos494 | Functional | Others
54887 | Nadauti Chc | Radiant Heat Warmer | Zeal - RHW 2101A | 3000138995 | Functional | Others
54888 | Sapotara Chc | Freezes | MODEL NOT AVAILABLE | 3000138674 | Functional | Others
54889 | Sapotara Chc | Freezes | MODEL NOT AVAILABLE | 3000138675 | Functional | Others
54890 | Ratannagar Chc | Hydraulic Operation Table | MODEL NOT AVAILABLE | 2000031174 | Functional | Others
54891 | Ratannagar Chc | Fetal Doppler | ND - 102 | 2000031175 | Functional | Others
54892 | Mathura Das Mathur Hospital Jdh | Dialysis Unit | MODEL NOT AVAILABLE | AK955 | Functional | Others
54893 | Mathura Das Mathur Hospital Jdh | Dialysis Unit | MODEL NOT AVAILABLE | 5U5AZE83 | Functional | Others
54894 | Mathura Das Mathur Hospital Jdh | Dialysis Unit | MODEL NOT AVAILABLE | 130T10202 | Functional | Others
54895 | Mathura Das Mathur Hospital Jdh | Dialysis Unit | MODEL NOT AVAILABLE | 13T10203 | Functional | Others
54896 | Mathura Das Mathur Hospital Jdh | Dialysis Unit | MODEL NOT AVAILABLE | 30690 | Functional | Others
54897 | Mathura Das Mathur Hospital Jdh | Dialysis Unit | MODEL NOT AVAILABLE | 34584 | Functional | Others
54898 | Mathura Das Mathur Hospital Jdh | Dialysis Unit | MODEL NOT AVAILABLE | 34587 | Functional | Others
54899 | Mathura Das Mathur Hospital Jdh | Dialysis Unit | MODEL NOT AVAILABLE | 4730203 | Functional | Others
54900 | Mathura Das Mathur Hospital Jdh | Dialysis Unit | MODEL NOT AVAILABLE | OUCATB33 | Functional | Others
54901 | Devpura Phc | Radiant Heat Warmer | Model Not Available | 3000198195 | Functional | Zeal Medical Pvt Ltd
54902 | Sehala Phc | Glucometer | Model not available | 16331 | Functional | Others
54903 | Devpura Phc | Baby Weighing Machine | Model Not Available | 3000198196 | Functional | Others
54904 | Lachadsar Phc | Radiant Heat Warmer | Zeal - RHW 2101A | 3000116042 | Functional | Others
54905 | Bedla Phc | Glucometer | Model not available | 3000205145 | Functional | Others
54906 | Lachadsar Phc | Baby Weighing Machine | Model Not Available | 3000116044 | Functional | Others
54907 | Lachadsar Phc | FOOT OPERATED SUCTION MACHINE | MODEL NOT AVAILABLE | 3000116045 | Functional | Others
54908 | Menar Phc | Syringe Needle Destroyer | Model not available | 27880 | Functional | Mrk Healthcare Pvt Ltd Delhi
54909 | Mandali Phc | Fetal Doppler | MODEL NOT AVAILABLE | 3000134492 | Functional | Others
54910 | Maniya Chc | 300mA X-Ray Machine | Model not available | 3000259040 | Functional | Others
54911 | Kareda Chc | STABILIZER | MODEL NOT AVAILABLE | 3000125749 | Functional | Others
54912 | Kareda Chc | Hydraulic Operation Table | MODEL NOT AVAILABLE | 3000125750 | Functional | Others
54913 | Kareda Chc | Hydraulic Operation Table | MODEL NOT AVAILABLE | 3000125751 | Functional | Others
54914 | Hemda Phc | Ice lined refrigerator | SB 142 | 24122615 | Functional | Others
54915 | Kareda Chc | Spot Light ( Portable ) | Model Not Available | 3000125753 | Functional | Others
54916 | Ogana Phc | Monocular Microscope | Model not available | 3000204389 | Functional | Others
54917 | 61 F Phc Ganganagar | Sahlis HB Meter | Model not available | 3000048689 | Functional | Others
54918 | Ogana Phc | Ice lined refrigerator | Model Not Available | 3000204390 | Functional | Haier Appliances India Pvt
54919 | Hemda Phc | Baby Weighing Machine | Model Not Available | 3000206670 | Functional | Others
54920 | City Dispensary Ajaynagar | Ice lined refrigerator | HBD-116 | 3000222880 | Functional | Others
54921 | Maniya Chc | Binocular Microscope | Model Not Available | 3000259024 | Functional | Others
54922 | Maniya Chc | Binocular Microscope | Model Not Available | 3000259025 | Functional | Others
54923 | Indrana Phc | Centrifuge Machine ( 4 Tube ) | Model not available | 3000134296 | Functional | Others
54924 | Sheo Chc | Phototherepy Unit | MODEL NOT AVAILABLE | 3000214614 | Functional | Others
54925 | Jln Central Store Medical College | Pulse Oxymeter | Model Not Available | 396F7 | Functional | Others
54926 | Todaraisingh Chc | Freezes | MODEL NOT AVAILABLE | 803NLAM000240 | Functional | Others
54927 | Banwali Phc Ganganagar | Syringe Needle Destroyer | Model not available | 3000048539 | Functional | Others
54928 | Harnawada Gaja Phc | Spot Light ( Portable ) | Model Not Available | 3000206645 | Functional | Others
54929 | Jahazpur Chc | Freezes | MODEL NOT AVAILABLE | 3000125858 | Functional | Others
54930 | Jairoli Phc | Weighing Machine | MODEL NOT AVAILABLE | 3000280145 | Non Functional Repairable | Others
54931 | Jahazpur Chc | Labour Table | Model Not Available | 3000125898 | Functional | Others
54932 | Jahazpur Chc | 100mA X-Ray Machine | Model not available | 3000125873 | Functional | Others
54933 | Jairoli Phc | Blood Cell Counter - 3 part | Model not available | 3000280153 | Functional | Others
54934 | Harnawada Gaja Phc | Syringe Needle Destroyer | Nulife - Dots | NBSD00716384 | Functional | Others
54935 | Sub District Hospital Gangapur City | Syringe Needle Destroyer | Microsil - ND350 | 9308 | Functional | Others
54936 | Unhel Nag. Phc | Freezes | MODEL NOT AVAILABLE | 3000206788 | Functional | Others
54937 | Gangdhar Phc | Glucometer | Model not available | 100024B000773 | Functional | Others
54938 | Gangdhar Phc | Labour Table | Model Not Available | 3000206740 | Functional | Others
54939 | Sub District Hospital Gangapur City | Fiberoptic Laryngoscope | Model Not Available | 24095 | Functional | Others
54940 | Sub District Hospital Gangapur City | Fiberoptic Laryngoscope | Model Not Available | PR1106 | Functional | Others
54941 | Shahjapur Chc | SPHYGMOMANOMETER(BP APPRATUS) | MODEL NOT AVAILABLE | 3000083003 | Functional | Others
54942 | Jasrasar Phc Churu | Syringe Needle Destroyer | Model not available | 3000053874 | Functional | Others
54943 | Jasrasar Phc Churu | Syringe Needle Destroyer | Model not available | 3000053877 | Functional | Others
54944 | Jasrasar Phc Churu | Syringe Needle Destroyer | Model not available | 3000053878 | Functional | Others
54945 | Banera Chc | Ice lined refrigerator | MK - 142 | 14815129 | Functional | Vestfrost Solutions
54946 | Dhaadhan Phc | Glucometer | Model not available | 2000037499 | Functional | Others
54947 | Banera Chc | Ice lined refrigerator | HBD-116 | 3000125632 | Functional | Haier Appliances India Pvt
54948 | Banera Chc | Ice lined refrigerator | SB 142 | 14913184 | Functional | Vestfrost Solutions
54949 | Bandhnaou Phc | Radiant Heat Warmer | Model Not Available | 30000139812 | Functional | Others
54950 | Bandhnaou Phc | Radiant Heat Warmer | Model Not Available | 30000129516 | Functional | Others
54951 | Banera Chc | Defibrillator | MODEL NOT AVAILABLE | JI30406 | Functional | Schiller Healthcare India Pvt Ltd
54952 | Dhaadhan Phc | Hemoglobin meter | Model Not Available | 2000037500 | Functional | Others
54953 | Salwa Khurd Phc | SPHYGMOMANOMETER(BP APPRATUS) | MODEL NOT AVAILABLE | 3000054365 | Functional | Others
54954 | Salwa Khurd Phc | SPHYGMOMANOMETER(BP APPRATUS) | MODEL NOT AVAILABLE | 3000054368 | Functional | Others
54955 | Banera Chc | ECG Machine (Single Channel) | Medicaid - Cardio Fax | 3000125635 | Functional | Medicaid Systems
54956 | Sapotara Chc | Phototherepy Unit | MODEL NOT AVAILABLE | I-IJAK4406 | Functional | Others
54957 | Salwa Khurd Phc | Ice lined refrigerator | MF - 144 | 20062863108 | Functional | Vestfrost Solutions
54958 | Dhaadhan Phc | Hemoglobin meter | Model Not Available | 2000037501 | Functional | Others
54959 | Bhadasar Phc | Ice lined refrigerator | Model Not Available | 3000129510 | Functional | Others
54960 | Sapotara Chc | Radiant Heat Warmer | Meditrin - Heat Warmer | NRHM/WMOG/78 | Functional | Others
54961 | Salwa Khurd Phc | Radiant Heat Warmer | Tiana | 3000054371 | Functional | Ss Technomed Pvt Ltd
54962 | Jharia Phc Churu | Syringe Needle Destroyer | Model not available | 3000053785 | Functional | Others
54963 | Shandawa Chc | 100mA X-Ray Machine | Model not available | 3000129199 | Functional | Others
54964 | Shandawa Chc | ELECTRIC OT TABLE | MODEL NOT AVAILABLE | 3000129192 | Functional | Others
54965 | Shandawa Chc | ELECTRIC OT TABLE | MODEL NOT AVAILABLE | 3000129193 | Functional | Others
54966 | Zanana Hospital Jaipur | Incubator | Yorco : YSI - 431 | 3000140405 | Functional | Others
54967 | Sehwa Phc Churu | Baby Weighing Machine | Model Not Available | 3000053348 | Functional | Others
54968 | Zanana Hospital Jaipur | BLOOD DONOR COUCH | MODEL NOT AVAILABLE | 2638 | Functional | Others
54969 | Zanana Hospital Jaipur | BLOOD DONOR COUCH | MODEL NOT AVAILABLE | 2636 | Functional | Others
54970 | Zanana Hospital Jaipur | BLOOD DONOR COUCH | MODEL NOT AVAILABLE | 3000140425 | Functional | Others
54971 | Banera Chc | Incubator | MODEL NOT AVAILABLE | 3000125605 | Functional | Yorco Sales Pvt Ltd
54972 | Zanana Hospital Jaipur | Multi-Para Monitor | Model not available | A1050721 | Functional | Others
54973 | Zanana Hospital Jaipur | Multi-Para Monitor | Model not available | A1153707 | Functional | Others
54974 | Zanana Hospital Jaipur | Multi-Para Monitor | Model not available | 608P0047 | Functional | Others
54975 | Zanana Hospital Jaipur | Multi-Para Monitor | Model not available | 3000140280 | Functional | Others
54976 | Zanana Hospital Jaipur | Multi-Para Monitor | Model not available | 3000140283 | Functional | Others
54977 | Zanana Hospital Jaipur | Multi-Para Monitor | Model not available | 3000140284 | Functional | Others
54978 | Zanana Hospital Jaipur | Multi-Para Monitor | Model not available | 3000140285 | Functional | Others
54979 | Zanana Hospital Jaipur | Multi-Para Monitor | Model not available | A098R0234 | Functional | Others
54980 | Zanana Hospital Jaipur | Multi-Para Monitor | Model not available | A1153637 | Functional | Others
54981 | Zanana Hospital Jaipur | Multi-Para Monitor | Model not available | A10SR0394 | Functional | Others
54982 | Zanana Hospital Jaipur | Multi-Para Monitor | Model not available | A10SR0561 | Functional | Others
54983 | Zanana Hospital Jaipur | Multi-Para Monitor | Model not available | 3000140298 | Functional | Others
54984 | City Dispensary Panchshil Ajmer | SPHYGMOMANOMETER(BP APPRATUS) | MODEL NOT AVAILABLE | 3000222903 | Functional | Others
54985 | City Dispensary Panchshil Ajmer | Freezes | MODEL NOT AVAILABLE | 3000222899 | Functional | Others
54986 | Ratannagar Chc | Centrifuge Machine ( 8 Tube) | Model Not Available | 2000031148 | Functional | Others
54987 | City Dispensary Panchshil Ajmer | Ice lined refrigerator | Model Not Available | 3000222900 | Functional | Others
54988 | D B Government Hospital Churu Dh | Syringe Infusion Pump | Model not available | 2000029796 | Functional | Others
54989 | D B Government Hospital Churu Dh | Syringe Infusion Pump | Model not available | 2000029797 | Functional | Others
54990 | Bedla Phc | Centrifuge Machine ( 4 Tube ) | Model not available | 3000205147 | Functional | Remi Electrotechnik Ltd
54991 | Bedla Phc | Hemoglobin meter | Model Not Available | 3000205146 | Functional | Others
54992 | Lachadsar Phc | Freezes | MODEL NOT AVAILABLE | 3000116048 | Functional | Others
54993 | Lachadsar Phc | SPHYGMOMANOMETER(BP APPRATUS) | MODEL NOT AVAILABLE | 3000116049 | Functional | Others
54994 | Lachadsar Phc | SPHYGMOMANOMETER(BP APPRATUS) | MODEL NOT AVAILABLE | 3000116050 | Functional | Others
54995 | Binasar Phc | Instrument Sterilizer | Model Not Available | 3000053899 | Functional | Others
54996 | Binasar Phc | Instrument Sterilizer | Model Not Available | 3000053900 | Functional | Others
54997 | Binasar Phc | Binocular Microscope | Model Not Available | 3000053902 | Functional | Others
54998 | Shri Mahaveerji Phc | Radiant Heat Warmer | Zeal - RHW 2101A | RHW2101A/713/766 | Functional | Others
54999 | Shri Mahaveerji Phc | Syringe Needle Destroyer | Model not available | 3000138696 | Functional | Others
55000 | Bedla Phc | Baby Weighing Machine | Model Not Available | 3000205140 | Functional | Crown Digital Scales Inc
55001 | Nosriya Phc | Binocular Microscope | Model Not Available | 940376 | Functional | Others
55002 | Nosriya Phc | Binocular Microscope | Model Not Available | 3000116002 | Functional | Others
55003 | Shri Mahaveerji Phc | Weighing Machine | Crown | 3000138697 | Functional | Others
55004 | Nosriya Phc | Centrifuge Machine ( 4 Tube ) | Model not available | 3106 | Functional | Others
55005 | Shri Mahaveerji Phc | Suction Machine | Model Not Available | 3000138698 | Functional | Others
55006 | Shri Mahaveerji Phc | Suction Machine | Model Not Available | 3000138699 | Functional | Others
55007 | Shri Mahaveerji Phc | Binocular Microscope | Model Not Available | 3000138700 | Functional | Others
55008 | Shri Mahaveerji Phc | Glucometer | SD Check Gold | 3000138702 | Functional | Others
55009 | Budhwali Phc Churu | Syringe Needle Destroyer | Microsil - ND350 | 3000053275 | Functional | Others
55010 | Budhwali Phc Churu | SPHYGMOMANOMETER(BP APPRATUS) | MODEL NOT AVAILABLE | 3000053276 | Functional | Others
55011 | Budhwali Phc Churu | SPHYGMOMANOMETER(BP APPRATUS) | MODEL NOT AVAILABLE | 3000053278 | Functional | Others
55012 | Rawatsar Chc | Blood Bank Refrigerator | Model not available | OTK22957 | Functional | Remi Electrotechnik Ltd
55013 | Gov. Hospital, Ratangarh Sdh | Syringe Needle Destroyer | Model not available | 3000053220 | Functional | Others
55014 | Shri Mahaveerji Phc | Weighing Machine | MODEL NOT AVAILABLE | 3000138707 | Functional | Others
55015 | Bdm Hospital Kotputali Sdh | Radiant Heat Warmer | Meditrin - Heat Warmer | 2000022052 | Functional | Others
55016 | Bdm Hospital Kotputali Sdh | Radiant Heat Warmer | Meditrin - Heat Warmer | 2000022054 | Functional | Others
55017 | Jhadol Phc | Syringe Needle Destroyer | Model not available | 3000262150 | Functional | Others
55018 | Jhadol Phc | Syringe Needle Destroyer | Nulife - Dots | 27043 | Functional | Others
55019 | Jk Lone Hospital Jaipur | Phototherepy Unit | MODEL NOT AVAILABLE | 3000222253 | Functional | Others
55020 | Jk Lone Hospital Jaipur | Phototherepy Unit | MODEL NOT AVAILABLE | 3000222254 | Functional | Others
55021 | Haroti Chc | 100mA X-Ray Machine | GME - GMHF-6 | 3000137133 | Functional | General Medical Equipment
55022 | Jk Lone Hospital Jaipur | Phototherepy Unit | MODEL NOT AVAILABLE | BM/LED/164/03/1213 | Functional | Others
55023 | Haroti Chc | Sahlis HB Meter | Model not available | 3000137123 | Not in use | Others
55024 | Haroti Chc | Sahlis HB Meter | Model not available | 3000137124 | Not in use | Others
55025 | Haroti Chc | Sahlis HB Meter | Model not available | 3000137122 | Not in use | Others
55026 | Pakkasaran Phc | Suction Machine | Model Not Available | 3000044246 | Functional | Others
55027 | Jk Lone Hospital Jaipur | Syringe Needle Destroyer | Model not available | 15000746 | Functional | Others
55028 | Jk Lone Hospital Jaipur | Syringe Needle Destroyer | Model not available | 15000737 | Functional | Others
55029 | Jln Central Store Medical College | ECG Machine (Single Channel) | Model Not Available | 2B14014 | Functional | Others
55030 | Dispensary Moti Katla City | Glucometer | Model not available | 3000086773 | Functional | Others
55031 | Katawar Phc Baran | Syringe Needle Destroyer | Microsil - ND350 | 203792 | Functional | Others
55032 | Jk Lone Hospital Jaipur | Syringe Infusion Pump | Model not available | 15000745 | Functional | Others
55033 | Pakkasaran Phc | Fetal Doppler | MODEL NOT AVAILABLE | 3000044251 | Functional | Others
55034 | Jk Lone Hospital Jaipur | Syringe Infusion Pump | Model not available | 3000222278 | Non Functional Not Repairable | Others
55035 | Dispensary Moti Katla City | Weighing Machine | MODEL NOT AVAILABLE | 3000086777 | Functional | Others
55036 | Dispensary Moti Katla City | Weighing Machine | MODEL NOT AVAILABLE | 3000086778 | Functional | Others
55037 | Dispensary Moti Katla City | Weighing Machine | MODEL NOT AVAILABLE | 3000265501 | Functional | Others
55038 | Nangli Balai Phc Alwar | Binocular Microscope | Model Not Available | 3000284197 | Functional | Others
55039 | Jk Lone Hospital Jaipur | Oxygen Concentrator | Model Not Available | AS27215KS | Functional | Others
55040 | Jk Lone Hospital Jaipur | Oxygen Concentrator | Model Not Available | AS26935KS | Functional | Others
55041 | Karsouli Phc | Stethoscope | Model Not Available | 3000281764 | Functional | Others
55042 | Jln Central Store Medical College | Syringe Infusion Pump | Model not available | 21124284 | Functional | Others
55043 | Banera Chc | SPHYGMOMANOMETER(BP APPRATUS) | Pagoda | 274971 | Non Functional Not Repairable | Elite Scientific Corporation
55044 | Banera Chc | SPHYGMOMANOMETER(BP APPRATUS) | Pagoda | 274393 | Non Functional Not Repairable | Panacea Engineering Medicine
55045 | Banera Chc | SPHYGMOMANOMETER(BP APPRATUS) | Pagoda | 274339 | Non Functional Not Repairable | Elite Scientific Corporation
55046 | Banera Chc | SPHYGMOMANOMETER(BP APPRATUS) | Pagoda | 3000125651 | Functional | Elite Scientific Corporation
55047 | Banera Chc | SPHYGMOMANOMETER(BP APPRATUS) | Pagoda | 3000125652 | Functional | Elite Scientific Corporation
55048 | Buchawas Phc | Syringe Needle Destroyer | Model not available | 3000053042 | Functional | Others
55049 | Buchawas Phc | Syringe Needle Destroyer | Model not available | 3000053041 | Functional | Others
55050 | Buchawas Phc | Syringe Needle Destroyer | Model not available | 3000053038 | Functional | Others
55051 | Buchawas Phc | Syringe Needle Destroyer | Model not available | 3000053039 | Functional | Others
55052 | Dhaadhan Phc | Syringe Needle Destroyer | Model not available | 2000037506 | Functional | Others
55053 | Buchawas Phc | SPHYGMOMANOMETER(BP APPRATUS) | MODEL NOT AVAILABLE | 3000053033 | Functional | Others
55054 | Buchawas Phc | SPHYGMOMANOMETER(BP APPRATUS) | MODEL NOT AVAILABLE | 3000053034 | Functional | Others
55055 | Buchawas Phc | SPHYGMOMANOMETER(BP APPRATUS) | MODEL NOT AVAILABLE | 3000053035 | Functional | Others
55056 | Buchawas Phc | SPHYGMOMANOMETER(BP APPRATUS) | MODEL NOT AVAILABLE | 3000053036 | Functional | Others
55057 | Buchawas Phc | SPHYGMOMANOMETER(BP APPRATUS) | MODEL NOT AVAILABLE | 3000053037 | Functional | Others
55058 | Buchawas Phc | SPHYGMOMANOMETER(BP APPRATUS) | MODEL NOT AVAILABLE | 3000053040 | Functional | Others
55059 | Banera Chc | Autoclave | Model not available | 21A58 | Functional | Others
55060 | Dhaadhan Phc | Syringe Needle Destroyer | Model not available | NBSD0725042 | Functional | Others
55061 | Hasampur Phc | Suction Machine | Model Not Available | 3000222853 | Functional | Others
55062 | Hasampur Phc | Suction Machine | Model Not Available | 3000222854 | Functional | Others
55063 | Hasampur Phc | Syringe Needle Destroyer | Microsil ND 20 | 3000222855 | Functional | Others
55064 | Hasampur Phc | STABILIZER | MODEL NOT AVAILABLE | 3000222856 | Functional | Others
55065 | Banera Chc | FOGGING MACHINE | MODEL NOT AVAILABLE | 3000125645 | Functional | Linco Scientific Instruments And Chemicals (P) Ltd
55066 | Hasampur Phc | Blood Cell Counter - 3 part | Model not available | 3000222847 | Functional | Others
55067 | Hasampur Phc | Glucometer | Model not available | 3000222848 | Functional | Others
55068 | Hasampur Phc | Suction Machine | Model Not Available | 3000222849 | Functional | Others
55069 | D B Government Hospital Churu Dh | Syringe Infusion Pump | Model not available | 2000029798 | Functional | Others
55070 | D B Government Hospital Churu Dh | Syringe Infusion Pump | Model not available | 2000029799 | Functional | Others
55071 | D B Government Hospital Churu Dh | Syringe Infusion Pump | Model not available | 2000029800 | Functional | Others
55072 | Banera Chc | Syringe Needle Destroyer | Model not available | 7172/03 | Functional | Linco Scientific Instruments And Chemicals (P) Ltd
55073 | Banera Chc | Syringe Needle Destroyer | Model not available | 3000125620 | Functional | Linco Scientific Instruments And Chemicals (P) Ltd
55074 | Banera Chc | Hemoglobin meter | Model Not Available | 3000125617 | Functional | Others
55075 | D B Government Hospital Churu Dh | Glucometer | Model not available | 2000029802 | Functional | Others
55076 | Banera Chc | Weighing Machine | MODEL NOT AVAILABLE | 3000125619 | Functional | Others
55077 | D B Government Hospital Churu Dh | Intensive Care Bed | Model Not Available | 2000031082 | Functional | Others
55078 | D B Government Hospital Churu Dh | Intensive Care Bed | Model Not Available | 2000031083 | Functional | Others
55079 | D B Government Hospital Churu Dh | Intensive Care Bed | Model Not Available | 2000031084 | Functional | Others
55080 | D B Government Hospital Churu Dh | Intensive Care Bed | Model Not Available | 2000031085 | Functional | Others
55081 | D B Government Hospital Churu Dh | Intensive Care Bed | Model Not Available | 2000031086 | Functional | Others
55082 | D B Government Hospital Churu Dh | Intensive Care Bed | Model Not Available | 2000031087 | Functional | Others
55083 | Banera Chc | Spot Light ( Portable ) | Model Not Available | 3000125626 | Functional | Others
55084 | Banera Chc | Spot Light ( Portable ) | Model Not Available | 3000125643 | Functional | Others
55085 | Banera Chc | Spot Light ( Portable ) | Model Not Available | 3000125644 | Functional | Others
55086 | D B Government Hospital Churu Dh | Syringe Infusion Pump | Model not available | 2000029810 | Functional | Others
55087 | D B Government Hospital Churu Dh | Syringe Infusion Pump | Model not available | 2000029811 | Functional | Others
55088 | Dhaadhan Phc | Radiant Heat Warmer | Model Not Available | 2000037484 | Functional | Others
55089 | D B Government Hospital Churu Dh | ECG Machine (Single Channel) | Model Not Available | 2000029819 | Functional | Others
55090 | D B Government Hospital Churu Dh | ECG Machine (Single Channel) | Model Not Available | 2000029820 | Functional | Others
55091 | D B Government Hospital Churu Dh | ECG Machine (Single Channel) | Model Not Available | 2000029821 | Functional | Others
55092 | Zanana Hospital Jaipur | ECG Machine (Single Channel) | BPL - Cardiart 108T | 3000140079 | Functional | Others
55093 | Zanana Hospital Jaipur | ECG Machine (Single Channel) | BPL - Cardiart 108T | 3000140080 | Functional | Others
55094 | Zanana Hospital Jaipur | ECG Machine (Single Channel) | BPL - Cardiart 108T | 3000140082 | Functional | Others
55095 | Zanana Hospital Jaipur | ECG Machine (Single Channel) | BPL - Cardiart 108T | 3000140078 | Functional | Others
55096 | Bdm Hospital Kotputali Sdh | Radiant Heat Warmer | Meditrin - Heat Warmer | 2000022044 | Functional | Others
55097 | Bdm Hospital Kotputali Sdh | Radiant Heat Warmer | Meditrin - Heat Warmer | 2000022045 | Functional | Others
55098 | Bdm Hospital Kotputali Sdh | Radiant Heat Warmer | Meditrin - Heat Warmer | 2000022046 | Functional | Others
55099 | Baran Kalla Phc | Ice lined refrigerator | MK - 142 | 24511531 | Functional | Haier Appliances India Pvt
55100 | Shri Mahaveerji Phc | SPHYGMOMANOMETER(BP APPRATUS) | MODEL NOT AVAILABLE | 3000138714 | Functional | Others
55101 | Shri Mahaveerji Phc | SPHYGMOMANOMETER(BP APPRATUS) | MODEL NOT AVAILABLE | 3000138712 | Functional | Others
55102 | Bdm Hospital Kotputali Sdh | Binocular Microscope | Labomed - Vision 2000 | 2000022078 | Functional | Others
55103 | Bdm Hospital Kotputali Sdh | Binocular Microscope | Labomed - Vision 2000 | 2000022077 | Functional | Others
55104 | Bdm Hospital Kotputali Sdh | Binocular Microscope | Labomed - Vision 2000 | 2000022076 | Functional | Others
55105 | Bdm Hospital Kotputali Sdh | Binocular Microscope | Labomed - Vision 2000 | 2000022062 | Functional | Others
55106 | Bdm Hospital Kotputali Sdh | Binocular Microscope | Labomed - Vision 2000 | 2000022093 | Functional | Others
55107 | Bdm Hospital Kotputali Sdh | Binocular Microscope | Labomed - Vision 2000 | 2000022120 | Functional | Others
55108 | City Dispensary Chhapar Sujangarh | Baby Weighing Machine | Model Not Available | 3000129271 | Functional | Others
55109 | Bdm Hospital Kotputali Sdh | Suction Machine | Surgicoin | 2000022027 | Functional | Others
55110 | Bdm Hospital Kotputali Sdh | Suction Machine | Surgicoin | 2000022019 | Functional | Others
55111 | Bdm Hospital Kotputali Sdh | Suction Machine | Surgicoin | 7 | Functional | Others
55112 | Satda Phc Churu | Baby Weighing Machine | Model Not Available | 3000053905 | Functional | Others
55113 | City Dispensary Chhapar Sujangarh | Glucometer | Model not available | 15953 | Functional | Others
55114 | Chavand Phc | Freezes | MODEL NOT AVAILABLE | 3000198201 | Functional | Cmho Supply
55115 | Satda Phc Churu | Weighing Machine | MODEL NOT AVAILABLE | 3000053906 | Functional | Others
55116 | Rawatsar Chc | Incubator | MODEL NOT AVAILABLE | 9001 | Functional | Others
55117 | Bdm Hospital Kotputali Sdh | Blood Bank Refrigerator | Model not available | 2000022106 | Functional | Others
55118 | Bdm Hospital Kotputali Sdh | Blood Bank Refrigerator | Model not available | 2000022117 | Functional | Others
55119 | Bdm Hospital Kotputali Sdh | Blood Bank Refrigerator | Model not available | 2000022096 | Functional | Others
55120 | Bdm Hospital Kotputali Sdh | Blood Bank Refrigerator | Model not available | 2000022121 | Functional | Others
55121 | Bdm Hospital Kotputali Sdh | Blood Bank Refrigerator | Model not available | 638 | Functional | Others
55122 | Principal And Controller Sms Mc Jaipur | Multi-Para Monitor | Star 50 ( L and T ) | NA1 | Functional | Others
55123 | Principal And Controller Sms Mc Jaipur | Multi-Para Monitor | Star 50 ( L and T ) | NA2 | Functional | Others
55124 | Principal And Controller Sms Mc Jaipur | Multi-Para Monitor | Star 50 ( L and T ) | NA3 | Functional | Others
55125 | Principal And Controller Sms Mc Jaipur | Multi-Para Monitor | Star 50 ( L and T ) | NA4 | Functional | Others
55126 | Principal And Controller Sms Mc Jaipur | Multi-Para Monitor | Star 50 ( L and T ) | NA5 | Functional | Others
55127 | Principal And Controller Sms Mc Jaipur | Multi-Para Monitor | Star 50 ( L and T ) | NA7 | Functional | Others
55128 | Principal And Controller Sms Mc Jaipur | Multi-Para Monitor | Star 50 ( L and T ) | NA8 | Functional | Others
55129 | Principal And Controller Sms Mc Jaipur | Multi-Para Monitor | Star 50 ( L and T ) | NA9 | Functional | Others
55130 | Principal And Controller Sms Mc Jaipur | Multi-Para Monitor | Star 50 ( L and T ) | NA10 | Functional | Others
55131 | Principal And Controller Sms Mc Jaipur | Multi-Para Monitor | Star 50 ( L and T ) | NA11 | Functional | Others
55132 | Principal And Controller Sms Mc Jaipur | Multi-Para Monitor | Star 50 ( L and T ) | NA12 | Functional | Others
55133 | Principal And Controller Sms Mc Jaipur | Multi-Para Monitor | Star 50 ( L and T ) | NA13 | Functional | Others
55134 | Principal And Controller Sms Mc Jaipur | Multi-Para Monitor | Star 50 ( L and T ) | NA14 | Functional | Others
55135 | Principal And Controller Sms Mc Jaipur | Multi-Para Monitor | Star 50 ( L and T ) | NA15 | Functional | Others
55136 | Principal And Controller Sms Mc Jaipur | Multi-Para Monitor | Star 50 ( L and T ) | NA16 | Functional | Others
55137 | Principal And Controller Sms Mc Jaipur | Multi-Para Monitor | Star 50 ( L and T ) | NA17 | Functional | Others
55138 | Principal And Controller Sms Mc Jaipur | Multi-Para Monitor | Star 50 ( L and T ) | NA18 | Functional | Others
55139 | Principal And Controller Sms Mc Jaipur | Multi-Para Monitor | Star 50 ( L and T ) | NA19 | Functional | Others
55140 | Principal And Controller Sms Mc Jaipur | Multi-Para Monitor | Star 50 ( L and T ) | NA20 | Functional | Others
55141 | Jk Lone Hospital Jaipur | Glucometer | Model not available | 4226210130009020 | Non Functional Repairable | Others
55142 | Jk Lone Hospital Jaipur | Glucometer | Model not available | 4226210130009120 | Non Functional Repairable | Others
55143 | Jk Lone Hospital Jaipur | Glucometer | Model not available | 4226210130000920 | Non Functional Repairable | Others
55144 | Saiwad Phc | Radiant Heat Warmer | Model Not Available | 3000140698 | Functional | Others
55145 | Intali Kheda Phc | Centrifuge Machine ( 8 Tube) | Model Not Available | 3000205888 | Functional | Others
55146 | Saiwad Phc | Suction Machine | Model Not Available | 3000140699 | Functional | Others
55147 | Jk Lone Hospital Jaipur | Oxygen Concentrator | BPL - OG 4203 | AXTC1C6288 | Functional | Others
55148 | Gadra Phc | Hemoglobin meter | Model Not Available | 2000037913 | Functional | Others
55149 | Thanwla Phc | Blood Bank Refrigerator | Model not available | 2000036470 | Functional | Others
55150 | Jk Lone Hospital Jaipur | Weighing Machine | MODEL NOT AVAILABLE | 3000222220 | Functional | Others
55151 | Jk Lone Hospital Jaipur | Weighing Machine | MODEL NOT AVAILABLE | 3000222215 | Functional | Others
55152 | District Hospital Nagaur Dh | Hot Air Oven | Model not available | 300020083 | Functional | Others
55153 | Harsana Phc | Syringe Needle Destroyer | Model not available | 3000280663 | Functional | Others
55154 | Ismilepur Phc | Freezes | MODEL NOT AVAILABLE | 3000281285 | Functional | Others
55155 | Ismilepur Phc | Neubaurs Chamber | Model not available | 3000281287 | Functional | Others
55156 | Sub District Hospital Gangapur City | Centrifuge Machine ( 8 Tube) | Model Not Available | H4MLC-151 | Functional | Others
55157 | Gadra Road Chc | Hydraulic Operation Table | MODEL NOT AVAILABLE | 3000214092 | Functional | Others
55158 | Sub District Hospital Gangapur City | Centrifuge Machine ( 8 Tube) | Model Not Available | EPLC3569 | Functional | Others
55159 | Setellite Sethi Colony Satellite | Semi Automated Chemistry Analyzer | Robonik - Prietest Touch | AT0221108RBK | Functional | Others
55160 | District Hospital Nagaur Dh | Labour Table | Model Not Available | 3000200016 | Functional | Others
55161 | District Hospital Nagaur Dh | Labour Table | Model Not Available | 3000200017 | Functional | Others
55162 | Amarwasi Phc | Binocular Microscope | Microlux - 16 | 13085 | Functional | Others
55163 | District Hospital Nagaur Dh | Water Bath | Model not available | 3000200020 | Functional | Others
55164 | District Hospital Nagaur Dh | Water Bath | Model not available | 3000200113 | Functional | Others
55165 | Mathura Das Mathur Hospital Jdh | Syringe Infusion Pump | SIMTEK - Infutek 405 | 45SS03 | Functional | Others
55166 | A K Hospital Beawar Ajmer Dh | 100mA X-Ray Machine | Allengers - 100R | 2015-09-24 | Functional | Allengers Medical Systems Ltd
55167 | Amarwasi Phc | Hemoglobin meter | Model Not Available | 3000209043 | Functional | Others
55168 | Amarwasi Phc | Ice lined refrigerator | HBC-70 | 3000209053 | Functional | Others
55169 | Amarwasi Phc | Ice lined refrigerator | HBD-116 | 7U0144 | Functional | Others
55170 | Nahata Hospital Balotara Sdh | Suction Machine | Model Not Available | 3000134436 | Functional | Others
55171 | Nahata Hospital Balotara Sdh | Suction Machine | Model Not Available | 3000134591 | Functional | Others
55172 | Zanana Hospital Jaipur | Syringe Needle Destroyer | MRK | 35134 | Functional | Others
55173 | Zanana Hospital Jaipur | Syringe Needle Destroyer | MRK | 3000140418 | Functional | Others
55174 | Zanana Hospital Jaipur | Syringe Needle Destroyer | MRK | NBSD0713203 | Functional | Others
55175 | Principal And Controller Sms Mc Jaipur | Incubator | Model Not Available | 3000265057 | Functional | Others
55176 | Principal And Controller Sms Mc Jaipur | Incubator | Model Not Available | 3000265117 | Functional | Others
55177 | Principal And Controller Sms Mc Jaipur | Incubator | Model Not Available | 3000265118 | Functional | Others
55178 | Principal And Controller Sms Mc Jaipur | Incubator | Model Not Available | 3000265120 | Functional | Others
55179 | Principal And Controller Sms Mc Jaipur | Incubator | Model Not Available | 3000265143 | Functional | Others
55180 | Principal And Controller Sms Mc Jaipur | Incubator | Model Not Available | 3000085878 | Functional | Others
55181 | Rajaldesar Chc | Emergeny First Aid Kit | Medisys | 2000031173 | Functional | Others
55182 | Rajaldesar Chc | ELECTRIC OT TABLE | MODEL NOT AVAILABLE | 2000031174 | Functional | Others
55183 | Satellite Chb Jodhpur | Suction Machine | Model Not Available | 3000049183 | Functional | Others
55184 | Rajaldesar Chc | Defibrillator | MODEL NOT AVAILABLE | 2000031181 | Functional | Others
55185 | Principal And Controller Sms Mc Jaipur | Suction Machine | Surgicoin | 3000265147 | Functional | Others
55186 | Principal And Controller Sms Mc Jaipur | Suction Machine | Surgicoin | 3000265148 | Functional | Others
55187 | Banera Chc | Semi Automated Chemistry Analyzer | 3300 | 33006756 | Functional | Awarness Technologies
55188 | Shandawa Chc | Phototherepy Unit | MODEL NOT AVAILABLE | 3000129175 | Functional | Others
55189 | Shandawa Chc | Suction Machine | Model Not Available | 3000129181 | Functional | Others
55190 | Shandawa Chc | Suction Machine | Model Not Available | 3000129182 | Functional | Others
55191 | Shandawa Chc | Suction Machine | Model Not Available | 3000129187 | Functional | Others
55192 | Shandawa Chc | Nebulizer | MODEL NOT AVAILABLE | 3000129186 | Functional | Others
55193 | Shandawa Chc | Autoclave | Model not available | 3000129196 | Functional | Others
55194 | City Dispensary Vaishali Nagar | SPHYGMOMANOMETER(BP APPRATUS) | MODEL NOT AVAILABLE | 3000222866 | Functional | Others
55195 | Shandawa Chc | Fetal Doppler | MODEL NOT AVAILABLE | 3000129179 | Functional | Others
55196 | City Dispensary Vaishali Nagar | Weighing Machine | MODEL NOT AVAILABLE | 3000222867 | Functional | Others
55197 | Shandawa Chc | SPHYGMOMANOMETER(BP APPRATUS) | MODEL NOT AVAILABLE | 3000129180 | Functional | Others
55198 | City Dispensary Vaishali Nagar | Freezes | MODEL NOT AVAILABLE | 3000222868 | Functional | Others
55199 | Shandawa Chc | Binocular Microscope | Model Not Available | 3000129198 | Functional | Others
55200 | Zanana Hospital Jaipur | Nebulizer | CompAIR NE-C801 | 3000140530 | Functional | Others
55201 | Zanana Hospital Jaipur | ELISA Washer | Model not available | 3000140403 | Functional | Others
55202 | Bdm Hospital Kotputali Sdh | Blood Bank Refrigerator | Model not available | 2000022319 | Functional | Others
55203 | Bdm Hospital Kotputali Sdh | Blood Bank Refrigerator | Model not available | 2000022320 | Functional | Others
55204 | Chavand Phc | Syringe Needle Destroyer | Model not available | 3000198202 | Functional | Cmho Supply
55205 | Satda Phc Churu | Nebulizer | MODEL NOT AVAILABLE | 3000053907 | Functional | Others
55206 | Bdm Hospital Kotputali Sdh | ESR Stand | Model not available | 2000022300 | Functional | Others
55207 | Bdm Hospital Kotputali Sdh | ESR Stand | Model not available | 2000022301 | Functional | Others
55208 | Bdm Hospital Kotputali Sdh | Glucometer | Model not available | 2000022303 | Functional | Others
55209 | Rawatsar Chc | Semi Automated Chemistry Analyzer | 3300 | 3300-6733 | Functional | Awarness Technologies
55210 | Bdm Hospital Kotputali Sdh | Pulse Oxymeter | Model Not Available | 2000022307 | Functional | Others
55211 | Chavand Phc | Syringe Needle Destroyer | Model not available | 3000198206 | Functional | Bhasin Sons Private Limited
55212 | Satda Phc Churu | Syringe Needle Destroyer | Model not available | 3000053909 | Functional | Others
55213 | Satda Phc Churu | Syringe Needle Destroyer | Model not available | 3000053908 | Functional | Others
55214 | Satda Phc Churu | Syringe Needle Destroyer | Model not available | 3000053911 | Functional | Others
55215 | Satda Phc Churu | Weighing Machine | MODEL NOT AVAILABLE | 3000053910 | Functional | Others
55216 | Chavand Phc | Instrument Sterilizer | Model Not Available | 3000198207 | Functional | Others
55217 | Chavand Phc | Radiant Heat Warmer | Zeal - RHW 2101A | RHW2101A/0713/433 | Functional | Zeal Medical Pvt Ltd
55218 | Bdm Hospital Kotputali Sdh | 100mA X-Ray Machine | Allengers - MARS 3.5 | 2000022005 | Functional | Others
55219 | Bdm Hospital Kotputali Sdh | 100mA X-Ray Machine | Allengers - MARS 3.5 | 2000022041 | Functional | Others
55220 | Rawatsar Chc | Blood Mixer ( Roller Mixer ) | Model not available | 3000044477 | Functional | Others
55221 | Rawatsar Chc | Hot Air Oven | Model not available | 3000044478 | Non Functional Not Repairable | Alco Medical Microscopes
55222 | Bdm Hospital Kotputali Sdh | Indirect Ophthalmoscope | Model Not Available | 2000022150 | Functional | Others
55223 | Rawatsar Chc | VDRL Rotator (Rotor and Shaker) | Model Not Available | 9002 | Non Functional Not Repairable | Others
55224 | Bdm Hospital Kotputali Sdh | ELISA Reader | Model not available | 3251379 | Functional | Others
55225 | Parita Phc | Binocular Microscope | Model Not Available | 3000138677 | Functional | Others
55226 | Rawatsar Chc | Syringe Needle Destroyer | Model not available | 3000044481 | Functional | Others
55227 | Bdm Hospital Kotputali Sdh | Sahlis HB Meter | HB Meter | 2000022102 | Functional | Others
55228 | Dhedheru Bhambhuyan Phc Churu | Baby Weighing Machine | Model Not Available | 3000121104 | Functional | Others
55229 | Gadra Phc | Hemoglobin meter | Model Not Available | 2000037914 | Functional | Others
55230 | Gadra Phc | Neubaurs Chamber | Model not available | 2000037917 | Functional | Others
55231 | Jk Lone Hospital Jaipur | Suction Machine | Model Not Available | 3000222324 | Non Functional Repairable | Others
55232 | Dabok Phc | Freezes | MODEL NOT AVAILABLE | 3000052983 | Functional | Others
55233 | Gadra Phc | Syringe Needle Destroyer | Model not available | 2000037919 | Functional | Others
55234 | Jln Central Store Medical College | Phototherepy Unit | MODEL NOT AVAILABLE | 2000033020 | Functional | Others
55235 | Baseri Chc | SPHYGMOMANOMETER(BP APPRATUS) | MODEL NOT AVAILABLE | 282718 | Functional | Others
55236 | Sauroth Phc | SPHYGMOMANOMETER(BP APPRATUS) | MODEL NOT AVAILABLE | 3000138851 | Functional | Others
55237 | Jk Lone Hospital Jaipur | Fiberoptic Laryngoscope | Model Not Available | 3000222315 | Functional | Others
55238 | Jk Lone Hospital Jaipur | Fiberoptic Laryngoscope | Model Not Available | 3000222316 | Functional | Others
55239 | Jk Lone Hospital Jaipur | Fiberoptic Laryngoscope | Model Not Available | 3000222317 | Functional | Others
55240 | Jk Lone Hospital Jaipur | Fiberoptic Laryngoscope | Model Not Available | 3000222318 | Functional | Others
55241 | Jk Lone Hospital Jaipur | Fiberoptic Laryngoscope | Model Not Available | 3000222319 | Functional | Others
55242 | Biraloka Phc | Radiant Heat Warmer | Model Not Available | 2000028986 | Functional | Others
55243 | Jaitsisar Chc Churu | Baby Weighing Machine | Crown | 3000116142 | Functional | Others
55244 | Dudhwakhara Chc | SPHYGMOMANOMETER(BP APPRATUS) | MODEL NOT AVAILABLE | 3000053638 | Functional | Others
55245 | Dudhwakhara Chc | Centrifuge Machine ( 4 Tube ) | Model not available | 3000053652 | Functional | Others
55246 | Kadlu Phc | Baby Weighing Machine | Docbel Braun | 2000030475 | Functional | Others
55247 | Dudhwakhara Chc | Binocular Microscope | Model Not Available | 3000053654 | Functional | Others
55248 | Dudhwakhara Chc | Binocular Microscope | Model Not Available | 3000053657 | Functional | Others
55249 | Dudhwakhara Chc | Blood Bank Refrigerator | Model not available | 3000053660 | Functional | Others
55250 | Dudhwakhara Chc | O.T. Light Single Dome | MODEL NOT AVAILABLE | 3000053662 | Functional | Others
55251 | Dudhwakhara Chc | O.T. Light Single Dome | MODEL NOT AVAILABLE | 3000053663 | Functional | Others
55252 | Kadlu Phc | SPHYGMOMANOMETER(BP APPRATUS) | MODEL NOT AVAILABLE | T768665589 | Functional | Others
55253 | Rajaldesar Chc | Baby Weighing Machine | Model Not Available | 3000116012 | Functional | Others
55254 | Rajaldesar Chc | 100mA X-Ray Machine | Model not available | 3000116017 | Functional | Others
55255 | Rajaldesar Chc | Phototherepy Unit | MODEL NOT AVAILABLE | 3000116022 | Functional | Others
55256 | Sub District Hospital Gangapur City | Instrument Sterilizer | Model Not Available | 3000140058 | Functional | Others
55257 | Sub District Hospital Gangapur City | Labour Table | Model Not Available | 3000024407 | Functional | Others
55258 | Sub District Hospital Gangapur City | Labour Table | Model Not Available | 3000084408 | Functional | Others
55259 | Sub District Hospital Gangapur City | Labour Table | Model Not Available | 3000084409 | Functional | Others
55260 | Zanana Hospital Jaipur | Syringe Needle Destroyer | MRK | 14C900 | Functional | Others
55261 | Zanana Hospital Jaipur | Syringe Needle Destroyer | MRK | 14C897 | Functional | Others
55262 | Zanana Hospital Jaipur | Syringe Needle Destroyer | MRK | NBSC0713201 | Functional | Others
55263 | Zanana Hospital Jaipur | Syringe Needle Destroyer | MRK | NBSD0713201 | Functional | Others
55264 | Zanana Hospital Jaipur | Syringe Needle Destroyer | MRK | NBSD07113231 | Functional | Others
55265 | Zanana Hospital Jaipur | Syringe Needle Destroyer | MRK | NBSD0713232 | Functional | Others
55266 | Zanana Hospital Jaipur | Syringe Needle Destroyer | MRK | 14C895 | Functional | Others
55267 | Zanana Hospital Jaipur | Syringe Needle Destroyer | MRK | NBSD0713205 | Functional | Others
55268 | Zanana Hospital Jaipur | Ventilator | Model Not Available | 3000140086 | Functional | Others
55269 | Zanana Hospital Jaipur | Ventilator | Model Not Available | 3000140087 | Functional | Others
55270 | Zanana Hospital Jaipur | Ventilator | Model Not Available | 3000140088 | Functional | Others
55271 | Zanana Hospital Jaipur | Ventilator | Model Not Available | 20135121319 | Functional | Others
55272 | Zanana Hospital Jaipur | Ventilator | Model Not Available | BC401176 | Functional | Others
55273 | Zanana Hospital Jaipur | Ventilator | Model Not Available | RHW21OIA/0414/04 | Functional | Others
55274 | Zanana Hospital Jaipur | Ventilator | Model Not Available | AAHT2340 | Functional | Others
55275 | Zanana Hospital Jaipur | Ventilator | Model Not Available | 20135121327 | Functional | Others
55276 | Togara Kalan Phc | SPHYGMOMANOMETER(BP APPRATUS) | MODEL NOT AVAILABLE | 141161 | Functional | Others
55277 | Hasampur Phc | Hemoglobin meter | Model Not Available | 3000222850 | Functional | Others
55278 | Hasampur Phc | Blood Bank Refrigerator | Model not available | 3000222851 | Functional | Others
55279 | Hasampur Phc | Blood Bank Refrigerator | Model not available | 3000222852 | Functional | Others
55280 | Hasampur Phc | Freezes | MODEL NOT AVAILABLE | 30002228501 | Functional | Others
55281 | Hasampur Phc | Nebulizer | MODEL NOT AVAILABLE | 3000222502 | Functional | Others
55282 | Zanana Hospital Jaipur | ELISA Washer | Model not available | 3000140404 | Functional | Others
55283 | Sehwa Phc Churu | Blood Bank Refrigerator | Model not available | 3000053347 | Functional | Others
55284 | Banera Chc | Hemoglobin meter | HB 301 | 134483097 | Functional | Hemocue India
55285 | City Dispensary Panchshil Ajmer | Weighing Machine | MODEL NOT AVAILABLE | 3000222898 | Functional | Others
55286 | Zanana Hospital Jaipur | Binocular Microscope | Model Not Available | ZE155 | Functional | Others
55287 | Zanana Hospital Jaipur | Binocular Microscope | Model Not Available | 49676 | Functional | Others
55288 | Zanana Hospital Jaipur | Binocular Microscope | Model Not Available | 140368486 | Functional | Others
55289 | Zanana Hospital Jaipur | Binocular Microscope | Model Not Available | 3000140386 | Functional | Others
55290 | Zanana Hospital Jaipur | Binocular Microscope | Model Not Available | 3000140387 | Functional | Others
55291 | Zanana Hospital Jaipur | Binocular Microscope | Model Not Available | 3000140388 | Functional | Others
55292 | Zanana Hospital Jaipur | Binocular Microscope | Model Not Available | 3000140389 | Functional | Others
55293 | Zanana Hospital Jaipur | Binocular Microscope | Model Not Available | 10410574 | Functional | Others
55294 | Banera Chc | Glucometer | Model not available | XCGPI93-POA4F | Functional | Others
55295 | City Dispensary Panchshil Ajmer | Ice lined refrigerator | Model Not Available | 3000222901 | Functional | Others
55296 | City Dispensary Panchshil Ajmer | Syringe Needle Destroyer | Model not available | 3000222902 | Functional | Others
55297 | D B Government Hospital Churu Dh | Suction Machine | Model Not Available | 2000029738 | Functional | Others
55298 | Banera Chc | Freezes | MODEL NOT AVAILABLE | 3000125614 | Functional | Others
55299 | D B Government Hospital Churu Dh | Multi-Para Monitor | Model not available | 2000029739 | Functional | Others
55300 | D B Government Hospital Churu Dh | Multi-Para Monitor | Model not available | 2000029740 | Functional | Others
55301 | D B Government Hospital Churu Dh | Multi-Para Monitor | Model not available | 2000029741 | Functional | Others
55302 | D B Government Hospital Churu Dh | Multi-Para Monitor | Model not available | 2000029742 | Functional | Others
55303 | D B Government Hospital Churu Dh | Multi-Para Monitor | Model not available | 2000029743 | Functional | Others
55304 | D B Government Hospital Churu Dh | Blood Bank Refrigerator | Model not available | 2000029801 | Functional | Others
55305 | Bhavi Phc | Ice lined refrigerator | HBD-116 | A510175 | Functional | Haier Appliances India Pvt
55306 | Banera Chc | ECG Machine (Single Channel) | BPL - Cardiart 108T | BAMA4C3747 | Functional | Bpl Medical Technologies
55307 | Bhavi Phc | Centrifuge Machine ( 8 Tube) | Model Not Available | 300054081 | Functional | Others
55308 | Zanana Hospital Jaipur | O.T. Light Single Dome | MODEL NOT AVAILABLE | 3000140171 | Functional | Others
55309 | Parita Phc | Glucometer | Model not available | CT0046188 | Functional | Others
55310 | Dhedheru Bhambhuyan Phc Churu | Baby Weighing Machine | Model Not Available | 3000121105 | Functional | Others
55311 | Bdm Hospital Kotputali Sdh | Tube Sealer for Blood bags | Model Not Available | 20000229092 | Functional | Others
55312 | Dhedheru Bhambhuyan Phc Churu | Syringe Needle Destroyer | Model not available | 3000121106 | Functional | Others
55313 | Bdm Hospital Kotputali Sdh | BLOOD DONOR COUCH | MODEL NOT AVAILABLE | 2000022125 | Functional | Others
55314 | Parita Phc | Centrifuge Machine ( 6 Tube ) | Model Not Available | 3000138680 | Functional | Others
55315 | Parita Phc | Syringe Needle Destroyer | Model not available | 3000138681 | Functional | Others
55316 | Gov. Hospital, Ratangarh Sdh | Suction Machine | Model Not Available | 2000031078 | Functional | Others
55317 | Parita Phc | SPHYGMOMANOMETER(BP APPRATUS) | MODEL NOT AVAILABLE | 98134608 | Functional | Others
55318 | Bdm Hospital Kotputali Sdh | Instrument Sterilizer | Model Not Available | 2000022058 | Functional | Others
55319 | Gov. Hospital, Ratangarh Sdh | Ophthalmoscope | Model Not Available | 2000031106 | Functional | Others
55320 | Parita Phc | SPHYGMOMANOMETER(BP APPRATUS) | MODEL NOT AVAILABLE | 20126501138L9 | Functional | Others
55321 | Rawatsar Chc | Glucometer | Model not available | 2.223e+54 | Functional | Others
55322 | Rawatsar Chc | Glucometer | Model not available | 1013E000641 | Functional | Others
55323 | Bdm Hospital Kotputali Sdh | Centrifuge Machine ( 12 Tube ) | Model Not Available | 2000022066 | Functional | Others
55324 | Bdm Hospital Kotputali Sdh | Centrifuge Machine ( 12 Tube ) | Model Not Available | 2000022067 | Functional | Others
55325 | Bdm Hospital Kotputali Sdh | Centrifuge Machine ( 12 Tube ) | Model Not Available | 2000022063 | Functional | Others
55326 | Bdm Hospital Kotputali Sdh | Centrifuge Machine ( 12 Tube ) | Model Not Available | 2000022085 | Functional | Others
55327 | Gov. Hospital, Ratangarh Sdh | Eye Operating Microscope | Zeiss | 2000031072 | Functional | Others
55328 | Gov. Hospital, Ratangarh Sdh | Eye Operating Microscope | Zeiss | 2000031073 | Functional | Others
55329 | Parita Phc | Syringe Needle Destroyer | Model not available | 3000138684 | Functional | Others
55330 | Gov. Hospital, Ratangarh Sdh | Autoclave | Model not available | 2000031074 | Functional | Others
55331 | Gov. Hospital, Ratangarh Sdh | Autoclave | Model not available | 2000031075 | Functional | Others
55332 | Bdm Hospital Kotputali Sdh | Blood Cell Counter - 5 part | Cellenium 2700 | 2040062 | Functional | Others
55333 | Gov. Hospital, Ratangarh Sdh | Blood Bank Refrigerator | Model not available | 2000031076 | Functional | Others
55334 | Bdm Hospital Kotputali Sdh | Incubator | MODEL NOT AVAILABLE | 2000022065 | Functional | Others
55335 | Jhalarapatan Chc | Radiant Heat Warmer | Meditrin - Heat Warmer | 3000206510 | Functional | Others
55336 | Rajaldesar Chc | Blood Bank Refrigerator | Model not available | 3000116022 | Functional | Others
55337 | Rajaldesar Chc | Blood Bank Refrigerator | Model not available | 3000116039 | Functional | Others
55338 | Rajaldesar Chc | Blood Bank Refrigerator | Model not available | 3000116040 | Functional | Others
55339 | Shandawa Chc | Instrument Sterilizer | Model Not Available | 3000129184 | Functional | Others
55340 | Shandawa Chc | Instrument Sterilizer | Model Not Available | 3000129194 | Functional | Others
55341 | Principal And Controller Sms Mc Jaipur | Automated Perimetery | MODEL NOT AVAILABLE | 3000085880 | Functional | Others
55342 | Principal And Controller Sms Mc Jaipur | Automated Perimetery | MODEL NOT AVAILABLE | 3000085881 | Functional | Others
55343 | Principal And Controller Sms Mc Jaipur | Automated Perimetery | MODEL NOT AVAILABLE | 3000265110 | Functional | Others
55344 | Principal And Controller Sms Mc Jaipur | Automated Perimetery | MODEL NOT AVAILABLE | 3000265109 | Functional | Others
55345 | Principal And Controller Sms Mc Jaipur | Automated Perimetery | MODEL NOT AVAILABLE | 3000265111 | Functional | Others
55346 | Principal And Controller Sms Mc Jaipur | Automated Perimetery | MODEL NOT AVAILABLE | 3000265114 | Functional | Others
55347 | Principal And Controller Sms Mc Jaipur | Automated Perimetery | MODEL NOT AVAILABLE | 3000265144 | Functional | Others
55348 | Principal And Controller Sms Mc Jaipur | Automated Perimetery | MODEL NOT AVAILABLE | 3000265145 | Functional | Others
55349 | Shandawa Chc | Blood Bank Refrigerator | Model not available | 3000129188 | Functional | Others
55350 | Shandawa Chc | Blood Bank Refrigerator | Model not available | 3000129189 | Functional | Others
55351 | Shandawa Chc | Blood Bank Refrigerator | Model not available | 3000129190 | Functional | Others
55352 | Shandawa Chc | Blood Bank Refrigerator | Model not available | 3000129191 | Functional | Others
55353 | Shandawa Chc | Blood Bank Refrigerator | Model not available | 3000129200 | Functional | Others
55354 | Shandawa Chc | Blood Bank Refrigerator | Model not available | 3000129201 | Functional | Others
55355 | Jharia Phc Churu | Weighing Machine | MODEL NOT AVAILABLE | 3000053786 | Functional | Others
55356 | Shandawa Chc | Cardioscope | MODEL NOT AVAILABLE | 3000129202 | Functional | Others
55357 | Shandawa Chc | Cardioscope | MODEL NOT AVAILABLE | 3000129203 | Functional | Others
55358 | Zanana Hospital Jaipur | Centrifuge Machine ( 16 Tube ) | REMI (R8C + R83) | DHLC5979 | Functional | Others
55359 | Zanana Hospital Jaipur | Centrifuge Machine ( 16 Tube ) | REMI (R8C + R83) | 76211502 | Functional | Others
55360 | Zanana Hospital Jaipur | Centrifuge Machine ( 16 Tube ) | REMI (R8C + R83) | CCC437 | Functional | Others
55361 | Zanana Hospital Jaipur | Centrifuge Machine ( 16 Tube ) | REMI (R8C + R83) | 3000140416 | Functional | Others
55362 | Zanana Hospital Jaipur | Centrifuge Machine ( 16 Tube ) | REMI (R8C + R83) | 3000140415 | Functional | Others
55363 | Jk Lone Hospital Jaipur | Syringe Infusion Pump | SIMTEK - Infutek 405 | 15121045ST07 | Functional | Simtek Medico Systems Pvt Ltd
55364 | Chomehla Chc | Phototherepy Unit | Fenam, Bilitron Sky 5006 | I-IJAK440282 | Functional | Others
55365 | Chomehla Chc | Baby Weighing Machine | Crown | 3000206780 | Functional | Others
55366 | Chomehla Chc | Syringe Needle Destroyer | Microsil - ND350 | 3000206781 | Functional | Others
55367 | Unhel Nag. Phc | Hemoglobin meter | Model Not Available | 3000206786 | Functional | Others
55368 | Unhel Nag. Phc | Baby Weighing Machine | Model Not Available | 3000206813 | Functional | Others
55369 | General Hospital Karauli Dh | Bipolar Cautery Machine | Model Not Available | ASGL1004014 | Functional | Others
55370 | General Hospital Karauli Dh | Syringe Needle Destroyer | Microsil - ND350 | 9101 | Functional | Others
55371 | Gangdhar Phc | Radiant Heat Warmer | Zeal - RHW 2101A | 3000206737 | Functional | Others
55372 | Sub District Hospital Gangapur City | O.T. Light Double Dome | MODEL NOT AVAILABLE | 3000140049 | Functional | Others
55373 | Thanawad Phc | Fetal Doppler | MODEL NOT AVAILABLE | 3000206873 | Functional | Others
55374 | Thanawad Phc | FOOT OPERATED SUCTION MACHINE | MODEL NOT AVAILABLE | 3000206874 | Functional | Others
55375 | Thanawad Phc | Syringe Needle Destroyer | Microsil - ND350 | 3000206876 | Functional | Others
55376 | Maniya Chc | Centrifuge Machine ( 8 Tube) | Model Not Available | 3000259023 | Functional | Others
55377 | Maniya Chc | Centrifuge Machine ( 8 Tube) | Model Not Available | 3000259022 | Functional | Others
55378 | Jawar Phc | Syringe Needle Destroyer | Nulife - Dots | 3000201177 | Functional | Others
55379 | Jawar Phc | Ice lined refrigerator | HBD-116 | BEo4G4E2600B2A750001 | Functional | Others
55380 | Jawar Phc | Freezes | MODEL NOT AVAILABLE | 3000201169 | Functional | Others
55381 | Hemda Phc | Binocular Microscope | AMT 5A | 4790 | Functional | Others
55382 | Hemda Phc | Hemoglobin meter | HB 301 | 3000206659 | Functional | Others
55383 | Maniya Chc | ECG Machine (Single Channel) | Model Not Available | 3000259030 | Functional | Others
55384 | Maniya Chc | Suction Machine | Model Not Available | 3000259031 | Functional | Others
55385 | Maniya Chc | SPHYGMOMANOMETER(BP APPRATUS) | MODEL NOT AVAILABLE | 3000259032 | Functional | Others
55386 | Maniya Chc | Radiant Heat Warmer | Model Not Available | 3000259033 | Functional | Others
55387 | Singoli Phc | Ice lined refrigerator | Model Not Available | 3000262059 | Functional | Others
55388 | Hemda Phc | Centrifuge Machine ( 12 Tube ) | Model Not Available | 4790 | Functional | Others
55389 | Kareda Chc | Hot Air Oven | Model not available | 3000125739 | Functional | Others
55390 | Bhavi Phc | Instrument Sterilizer | Model Not Available | 300049167 | Functional | Others
55391 | Bhavi Phc | Radiant Heat Warmer | Meditrin - Heat Warmer | 0813/1011 | Functional | Meditrin Instruments
55392 | D B Government Hospital Churu Dh | Multi-Para Monitor | Model not available | 2000029812 | Functional | Others
55393 | D B Government Hospital Churu Dh | Multi-Para Monitor | Model not available | 2000029813 | Functional | Others
55394 | Bhavi Phc | SPHYGMOMANOMETER(BP APPRATUS) | MODEL NOT AVAILABLE | 300054126 | Functional | Others
55395 | D B Government Hospital Churu Dh | Emergeny First Aid Kit | Medisys | 2000029814 | Functional | Others
55396 | D B Government Hospital Churu Dh | Emergeny First Aid Kit | Medisys | 2000029816 | Functional | Others
55397 | Zanana Hospital Jaipur | ECG Machine (Single Channel) | BPL - Cardiart 108T | 3000140081 | Functional | Others
55398 | D B Government Hospital Churu Dh | Glucometer | Model not available | 2000029803 | Functional | Others
55399 | D B Government Hospital Churu Dh | Glucometer | Model not available | 2000029804 | Functional | Others
55400 | Dhaadhan Phc | Baby Weighing Machine | Model Not Available | 130722689 | Functional | Others
55401 | D B Government Hospital Churu Dh | Pulse Oxymeter | Model Not Available | 2000029805 | Functional | Others
55402 | D B Government Hospital Churu Dh | Pulse Oxymeter | Model Not Available | 2000029806 | Functional | Others
55403 | D B Government Hospital Churu Dh | Pulse Oxymeter | Model Not Available | 2000029807 | Functional | Others
55404 | D B Government Hospital Churu Dh | Pulse Oxymeter | Model Not Available | 2000029808 | Functional | Others
55405 | D B Government Hospital Churu Dh | Pulse Oxymeter | Model Not Available | 2000029809 | Functional | Others
55406 | Zanana Hospital Jaipur | Suction Machine | Model Not Available | 3000140460 | Functional | Others
55407 | Zanana Hospital Jaipur | Suction Machine | Model Not Available | 3000140416 | Functional | Others
55408 | Zanana Hospital Jaipur | Suction Machine | Model Not Available | 3000140462 | Functional | Others
55409 | Zanana Hospital Jaipur | Suction Machine | Model Not Available | C52008 | Functional | Others
55410 | Zanana Hospital Jaipur | Suction Machine | Model Not Available | 3000140315 | Functional | Others
55411 | Zanana Hospital Jaipur | Suction Machine | Model Not Available | 3000140316 | Functional | Others
55412 | Dhaadhan Phc | FOOT OPERATED SUCTION MACHINE | MODEL NOT AVAILABLE | 20000374861 | Functional | Others
55413 | Banera Chc | Labour Table | Model Not Available | 3000125627 | Functional | Others
55414 | Banera Chc | Labour Table | Model Not Available | 3000125628 | Functional | Others
55415 | Zanana Hospital Jaipur | Hydraulic Operation Table | MODEL NOT AVAILABLE | 3000140327 | Functional | Others
55416 | Zanana Hospital Jaipur | Hydraulic Operation Table | MODEL NOT AVAILABLE | 3000140328 | Functional | Others
55417 | Khjuri Phc | SPHYGMOMANOMETER(BP APPRATUS) | MODEL NOT AVAILABLE | 3000209095 | Functional | Others
55418 | Satellite Hospital Mandor, Jodhpur | ECG Machine (Single Channel) | BPL - Cardiart 108T | 222877 | Functional | Cmho Supply
55419 | Khjuri Phc | Instrument Sterilizer | Model Not Available | 3000209098 | Functional | Others
55420 | Khjuri Phc | Binocular Microscope | Model Not Available | 3000209099 | Functional | Others
55421 | Satellite Hospital Mandor, Jodhpur | Semi Automated Chemistry Analyzer | CPC - STAT FAX 3300 | 3306927 | Functional | Others
55422 | Khjuri Phc | Syringe Needle Destroyer | Model not available | 3000209101 | Functional | Others
55423 | Khjuri Phc | Syringe Needle Destroyer | Model not available | 3000209105 | Functional | Others
55424 | Khjuri Phc | Centrifuge Machine ( 4 Tube ) | Model not available | 3000209100 | Functional | Others
55425 | Jurhera Chc | Centrifuge Machine ( 4 Tube ) | Model not available | 3000236832 | Functional | Others
55426 | Masari Phc Alwar | SPHYGMOMANOMETER(BP APPRATUS) | MODEL NOT AVAILABLE | 280278 | Functional | Others
55427 | Masari Phc Alwar | Weighing Machine | Crown | 2808280 | Functional | Others
55428 | Seruna Phc | Ice lined refrigerator | HBC-70 | 3000042217 | Functional | Others
55429 | Masari Phc Alwar | Hemoglobin meter | HB 301 | 280281 | Functional | Others
55430 | Seruna Phc | Freezes | MODEL NOT AVAILABLE | 3000042219 | Functional | Others
55431 | Jurhera Chc | Semi Automated Chemistry Analyzer | Model not Available | 3000236833 | Functional | Others
55432 | Seruna Phc | Syringe Needle Destroyer | Model not available | 3000042220 | Functional | Others
55433 | Maalbambori Phc Baran | SPHYGMOMANOMETER(BP APPRATUS-Digital) | Model Not Available | 3000208622 | Functional | Others
55434 | Seruna Phc | Baby Weighing Machine | Crown | 3000042227 | Functional | Others
55435 | Lakhasar Phc | Baby Weighing Machine | Model Not Available | 3000042188 | Functional | Others
55436 | Lakhasar Phc | ELECTRIC OT TABLE | MODEL NOT AVAILABLE | 3000042193 | Functional | Others
55437 | Lakhasar Phc | ELECTRIC OT TABLE | MODEL NOT AVAILABLE | 3000042194 | Functional | Others
55438 | Lakhasar Phc | ELECTRIC OT TABLE | MODEL NOT AVAILABLE | 3000042195 | Functional | Others
55439 | Lakhasar Phc | ELECTRIC OT TABLE | MODEL NOT AVAILABLE | 3000042196 | Functional | Others
55440 | Kudsu Phc | Ice lined refrigerator | HBC-70 | 2000035204 | Functional | Others
55441 | Maalbambori Phc Baran | Syringe Needle Destroyer | Nulife - Dots | 3000208623 | Functional | Mrk Healthcare Pvt Ltd Delhi
55442 | Kudsu Phc | Blood Bank Refrigerator | Model not available | 2000035205 | Functional | Others
55443 | Soarai Phc Alwar | Weighing Machine | Crown | 280902 | Non Functional Not Repairable | Others
55444 | Akola Phc | Blood Bank Refrigerator | Model not available | 24921269 | Functional | Others
55445 | Akola Phc | SPHYGMOMANOMETER(BP APPRATUS) | MODEL NOT AVAILABLE | 3000042922 | Functional | Others
55446 | Jln Central Store Medical College | ECG Machine (Single Channel) | Model Not Available | 4E22601 | Functional | Others
55447 | Nandrai Phc | Syringe Needle Destroyer | Microsil ND 20 | 3000125531 | Functional | Others
55448 | Jln Central Store Medical College | Syringe Infusion Pump | Model not available | 21210724 | Functional | Others
55449 | Nandrai Phc | Centrifuge Machine ( 8 Tube) | Model Not Available | 3000125526 | Functional | Others
55450 | Jln Central Store Medical College | Syringe Infusion Pump | Model not available | 21189932 | Functional | Others
55451 | Harnawada Gaja Phc | Baby Weighing Machine | Model Not Available | 3000206652 | Functional | Others
55452 | Jln Central Store Medical College | Syringe Infusion Pump | Model not available | 21210706 | Functional | Others
55453 | Harnawada Gaja Phc | Syringe Needle Destroyer | Microsil - ND350 | 9763 | Functional | Others
55454 | Harnawada Gaja Phc | Centrifuge Machine ( 12 Tube ) | Model Not Available | 4816 | Functional | Others
55455 | Jln Central Store Medical College | Radiant Heat Warmer | Model Not Available | 469/03/1011 | Functional | Others
55456 | Harnawada Gaja Phc | Hemoglobin meter | Model Not Available | 3000206656 | Functional | Others
55457 | General Hospital Karauli Dh | Autoclave | Model not available | 37412 | Functional | Others
55458 | General Hospital Karauli Dh | Suction Machine | Model Not Available | 3000138114 | Functional | Others
55459 | General Hospital Karauli Dh | FOOT OPERATED SUCTION MACHINE | MODEL NOT AVAILABLE | 3000138156 | Functional | Others
55460 | General Hospital Karauli Dh | Hydraulic Operation Table | MODEL NOT AVAILABLE | 3000138159 | Functional | Others
55461 | General Hospital Karauli Dh | Syringe Needle Destroyer | Nulife - Dots | NBSD0726839 | Functional | Others
55462 | General Hospital Karauli Dh | ECG Machine (Single Channel) | BPL - Cardiart 108T | AVMLOG16006 | Functional | Others
55463 | Unhel Phc | Autoclave | Model not available | 2173 | Functional | Others
55464 | Unhel Phc | Spot Light ( Portable ) | Model Not Available | 3000206618 | Functional | Others
55465 | Unhel Phc | Labour Table | Model Not Available | 3000206619 | Functional | Others
55466 | Unhel Phc | Syringe Needle Destroyer | Model not available | NBSD716405 | Functional | Others
55467 | Unhel Phc | Syringe Needle Destroyer | Microsil - ND350 | 9962 | Functional | Others
55468 | Unhel Phc | Freezes | MODEL NOT AVAILABLE | 3000206622 | Functional | Others
55469 | Unhel Phc | Baby Weighing Machine | Model Not Available | 3000206623 | Functional | Others
55470 | Dudhwakhara Chc | Photoelectric Calorimeter | Calorimeter - 1312 | 3000053644 | Functional | Others
55471 | Badnor Phc | Binocular Microscope | MLW Lab | 3000209213 | Functional | Others
55472 | Badnor Phc | Spot Light ( Portable ) | Model Not Available | 3000209230 | Functional | Others
55473 | Riyan Badi Chc | Spot Light ( Portable ) | Model Not Available | 2000030202 | Functional | Others
55474 | Riyan Badi Chc | Spot Light ( Portable ) | Model Not Available | 2000030203 | Functional | Others
55475 | Riyan Badi Chc | Spot Light ( Portable ) | Model Not Available | 2000030204 | Functional | Others
55476 | Riyan Badi Chc | Spot Light ( Portable ) | Model Not Available | 2000030205 | Functional | Others
55477 | Riyan Badi Chc | Spot Light ( Portable ) | Model Not Available | 2000030229 | Functional | Others
55478 | Riyan Badi Chc | Syringe Needle Destroyer | Model not available | 2000020226 | Functional | Others
55479 | Riyan Badi Chc | Syringe Needle Destroyer | Model not available | 2000030228 | Functional | Others
55480 | Riyan Badi Chc | Syringe Needle Destroyer | Model not available | 2000030200 | Functional | Others
55481 | Riyan Badi Chc | Syringe Needle Destroyer | Model not available | 2000030180 | Functional | Others
55482 | Simbhugarh Phc | SPHYGMOMANOMETER(BP APPRATUS) | MODEL NOT AVAILABLE | 3000262326 | Functional | Others
55483 | Simbhugarh Phc | Instrument Sterilizer | Model Not Available | 3000262327 | Functional | Others
55484 | Simbhugarh Phc | Hemoglobin meter | Model Not Available | 3000262331 | Functional | Others
55485 | Simbhugarh Phc | Centrifuge Machine ( 6 Tube ) | Model Not Available | 3000262332 | Functional | Others
55486 | Gachhipura Chc | SPHYGMOMANOMETER(BP APPRATUS) | MODEL NOT AVAILABLE | 2000020124 | Functional | Others
55487 | Gachhipura Chc | SPHYGMOMANOMETER(BP APPRATUS) | MODEL NOT AVAILABLE | 2000028125 | Functional | Others
55488 | Gachhipura Chc | SPHYGMOMANOMETER(BP APPRATUS) | MODEL NOT AVAILABLE | 2000028126 | Functional | Others
55489 | Gachhipura Chc | SPHYGMOMANOMETER(BP APPRATUS) | MODEL NOT AVAILABLE | 2000028127 | Functional | Others
55490 | Gachhipura Chc | SPHYGMOMANOMETER(BP APPRATUS) | MODEL NOT AVAILABLE | 2000028128 | Functional | Others
55491 | Simbhugarh Phc | Ice lined refrigerator | MK - 142 | 24921322 | Functional | Others
55492 | Simbhugarh Phc | Ice lined refrigerator | HBC-70 | BOX100B2A6D0050 | Functional | Others
55493 | Simbhugarh Phc | Ice lined refrigerator | SB 142 | 2461734 | Functional | Others
55494 | Simbhugarh Phc | Spot Light ( Portable ) | Model Not Available | 3000262338 | Functional | Others
55495 | Simbhugarh Phc | Labour Table | Model Not Available | 3000262339 | Functional | Others
55496 | Simbhugarh Phc | FOOT OPERATED SUCTION MACHINE | SU-101 | 11546 | Functional | Others
55497 | Akola Phc | Ice lined refrigerator | MK - 142 | 3000042918 | Functional | Others
55498 | Nandrai Phc | Blood Bank Refrigerator | Model not available | 3000125523 | Functional | Others
55499 | Jln Central Store Medical College | Syringe Infusion Pump | Model not available | 21210738 | Functional | Others
55500 | Unhel Phc | Centrifuge Machine ( 12 Tube ) | Model Not Available | 4775 | Functional | Others
55501 | Unhel Phc | Hemoglobin meter | Model Not Available | 3000206611 | Functional | Others
55502 | General Hospital Karauli Dh | Instrument Sterilizer | Model Not Available | 40 | Functional | Others
55503 | General Hospital Karauli Dh | Hydraulic Operation Table | MODEL NOT AVAILABLE | 3000138118 | Functional | Others
55504 | General Hospital Karauli Dh | Hydraulic Operation Table | MODEL NOT AVAILABLE | 3000138119 | Functional | Others
55505 | General Hospital Karauli Dh | Hydraulic Operation Table | MODEL NOT AVAILABLE | 3000138120 | Functional | Others
55506 | Unhel Phc | Instrument Sterilizer | Model Not Available | 3000206617 | Functional | Others
55507 | Panwar Phc | Baby Weighing Machine | Model Not Available | 3000201082 | Functional | Others
55508 | Zanana Hospital Jaipur | Hydraulic Operation Table | MODEL NOT AVAILABLE | 3000140310 | Functional | Others
55509 | Zanana Hospital Jaipur | Hydraulic Operation Table | MODEL NOT AVAILABLE | 3000140313 | Functional | Others
55510 | Zanana Hospital Jaipur | Hydraulic Operation Table | MODEL NOT AVAILABLE | 3000140314 | Functional | Others
55511 | Zanana Hospital Jaipur | Hydraulic Operation Table | MODEL NOT AVAILABLE | 3000140305 | Functional | Others
55512 | Zanana Hospital Jaipur | Hydraulic Operation Table | MODEL NOT AVAILABLE | 3000140307 | Functional | Others
55513 | Zanana Hospital Jaipur | Hydraulic Operation Table | MODEL NOT AVAILABLE | 3000140301 | Functional | Others
55514 | Zanana Hospital Jaipur | Hydraulic Operation Table | MODEL NOT AVAILABLE | 3000140302 | Functional | Others
55515 | Zanana Hospital Jaipur | Hydraulic Operation Table | MODEL NOT AVAILABLE | 3000140303 | Functional | Others
55516 | Zanana Hospital Jaipur | Hemoglobin Analyzer | Model not available | A1625 | Functional | Others
55517 | Zanana Hospital Jaipur | Hemoglobin Analyzer | Model not available | 81896 | Functional | Others
55518 | Zanana Hospital Jaipur | Hemoglobin Analyzer | Model not available | 3000140354 | Functional | Others
55519 | Zanana Hospital Jaipur | Hemoglobin Analyzer | Model not available | 3000140358 | Functional | Others
55520 | Zanana Hospital Jaipur | Hemoglobin Analyzer | Model not available | 3000140359 | Functional | Others
55521 | Zanana Hospital Jaipur | Hemoglobin Analyzer | Model not available | 3000140393 | Functional | Others
55522 | Zanana Hospital Jaipur | Hemoglobin Analyzer | Model not available | 3000140394 | Functional | Others
55523 | Machri Phc | SPHYGMOMANOMETER(BP APPRATUS) | MODEL NOT AVAILABLE | 3000280005 | Functional | Others
55524 | Jln Central Store Medical College | Hemoglobin Analyzer | Model not available | 2000034315 | Functional | Others
55525 | Chomehla Chc | Labour Table | Model Not Available | 3000206754 | Functional | Others
55526 | Khanpura Mewan Phc | Binocular Microscope | Model Not Available | 3000281296 | Functional | Others
55527 | Intali Kheda Phc | Binocular Microscope | Model Not Available | 3000052847 | Functional | Others
55528 | Thanwla Phc | Instrument Sterilizer | Model Not Available | 2000030252 | Functional | Others
55529 | Thanwla Phc | Instrument Sterilizer | Model Not Available | 2000030250 | Functional | Others
55530 | Thanwla Phc | Blood Bank Refrigerator | Model not available | 2000030253 | Functional | Others
55531 | Dispensary Jawahar Nagar City | Sahlis HB Meter | Model not available | 3000086989 | Functional | Others
55532 | Thanwla Phc | Sahlis HB Meter | Model not available | 2000036462 | Functional | Others
55533 | Gahenkar Chc | SPHYGMOMANOMETER(BP APPRATUS) | MODEL NOT AVAILABLE | 3000281861 | Functional | Others
55534 | Unhel Nag. Phc | Centrifuge Machine ( 8 Tube) | Model Not Available | 3000206758 | Functional | Remi Electrotechnik Ltd
55535 | Jobner Phc | Syringe Needle Destroyer | Microsil ND 120 | 274/2009 | Functional | Others
55536 | Jobner Phc | Syringe Needle Destroyer | Microsil ND 120 | 7156 | Functional | Others
55537 | Jobner Phc | Syringe Needle Destroyer | Microsil ND 120 | 3000140722 | Functional | Others
55538 | Jobner Phc | Syringe Needle Destroyer | Microsil ND 120 | 549/2001 | Functional | Others
55539 | Gahenkar Chc | Centrifuge Machine ( 8 Tube) | Model Not Available | 3000281852 | Functional | Others
55540 | Shahjapur Chc | Freezes | MODEL NOT AVAILABLE | 3000280938 | Functional | Others
55541 | Shahjapur Chc | Freezes | MODEL NOT AVAILABLE | 3000280939 | Functional | Others
55542 | Unhel Nag. Phc | Centrifuge Machine ( 12 Tube ) | Model Not Available | 3000206815 | Functional | Others
55543 | Gangdhar Phc | Syringe Needle Destroyer | Nulife - Dots | NBSDO716417 | Functional | Others
55544 | Dabala Phc | Instrument Sterilizer | Model Not Available | 3000041066 | Functional | Others
55545 | Taraj Phc | Ice lined refrigerator | MK - 142 | 25116498 | Functional | Others
55546 | Taraj Phc | Freezes | MODEL NOT AVAILABLE | 3000206344 | Functional | Others
55547 | Sub District Hospital Gangapur City | FOGGING MACHINE | MODEL NOT AVAILABLE | 3000140050 | Functional | Others
55548 | Sub District Hospital Gangapur City | Semi Automated Chemistry Analyzer | CPC - STAT FAX 3300 | 33006886 | Functional | Others
55549 | Khonagoriyan | Binocular Microscope | PZB 22 | 2000025265 | Functional | Others
55550 | Dudhwakhara Chc | Nebulizer | MODEL NOT AVAILABLE | 3000053649 | Functional | Others
55551 | Swaipur Phc | Spot Light ( Portable ) | Model Not Available | 3000042898 | Functional | Others
55552 | Swaipur Phc | Labour Table | Model Not Available | 3000042899 | Functional | Others
55553 | Swaipur Phc | Spot Light ( Portable ) | Model Not Available | 3000042900 | Functional | Others
55554 | Mehandipur Balaji Phc | Binocular Microscope | AMT 5A | 890517 | Functional | Others
55555 | Mehandipur Balaji Phc | Binocular Microscope | AMT 5A | 3000138789 | Functional | Others
55556 | Dudhwakhara Chc | Blood Cell Counter - 3 part | Model not available | 3000053653 | Functional | Others
55557 | Dudhwakhara Chc | Blood Cell Counter - 3 part | Model not available | 3000053655 | Functional | Others
55558 | Panwar Phc | Syringe Needle Destroyer | Model not available | 3000201077 | Functional | Others
55559 | Barliyas Phc | Baby Weighing Machine | Model Not Available | 3000042933 | Functional | Others
55560 | Mehandipur Balaji Phc | Syringe Needle Destroyer | Microsil ND 20 | 3000138781 | Functional | Others
55561 | Dudhwakhara Chc | Hydraulic Operation Table | MODEL NOT AVAILABLE | 3000053667 | Functional | Others
55562 | Dudhwakhara Chc | Hydraulic Operation Table | MODEL NOT AVAILABLE | 3000053669 | Functional | Others
55563 | Dudhwakhara Chc | Hydraulic Operation Table | MODEL NOT AVAILABLE | 3000053670 | Functional | Others
55564 | Mehandipur Balaji Phc | Nebulizer | MODEL NOT AVAILABLE | 3000138796 | Functional | Others
55565 | Mehandipur Balaji Phc | Hemoglobin meter | Model Not Available | 3000138740 | Functional | Others
55566 | Pachpahar Phc | Syringe Needle Destroyer | Microsil ND 20 | 3000206065 | Functional | Others
55567 | Pachpahar Phc | Spot Light ( Portable ) | Model Not Available | 3000206067 | Functional | Others
55568 | Mehandipur Balaji Phc | SPHYGMOMANOMETER(BP APPRATUS) | MODEL NOT AVAILABLE | 3000138799 | Functional | Others
55569 | Pachpahar Phc | Syringe Needle Destroyer | Model not available | 3000206071 | Functional | Others
55570 | Mehandipur Balaji Phc | SPHYGMOMANOMETER(BP APPRATUS) | MODEL NOT AVAILABLE | 3000137800 | Functional | Others
55571 | Zanana Hospital Jaipur | Centrifuge Machine ( 16 Tube ) | REMI (R8C + R83) | 3000140414 | Functional | Others
55572 | Zanana Hospital Jaipur | Centrifuge Machine ( 16 Tube ) | REMI (R8C + R83) | EOLC470 | Functional | Others
55573 | Zanana Hospital Jaipur | Centrifuge Machine ( 16 Tube ) | REMI (R8C + R83) | 18LC2981 | Functional | Others
55574 | Zanana Hospital Jaipur | Centrifuge Machine ( 16 Tube ) | REMI (R8C + R83) | 3000140804 | Functional | Others
55575 | Rajgarh Chc Churu | Instrument Sterilizer | Model Not Available | 300005381 | Functional | Others
55576 | Badnor Phc | Ice lined refrigerator | HBD-116 | B2A590290 | Functional | Others
55577 | Badnor Phc | Ice lined refrigerator | MK - 142 | 25000002 | Functional | Others
55578 | Badnor Phc | SPHYGMOMANOMETER(BP APPRATUS) | MODEL NOT AVAILABLE | 10609 | Functional | Others
55579 | Badnor Phc | Spot Light ( Portable ) | Model Not Available | 3000209227 | Functional | Others
55580 | Badnor Phc | Labour Table | Model Not Available | 3000209228 | Functional | Others
55581 | Besroli Phc | Instrument Sterilizer | Model Not Available | 2000028482 | Functional | Others
55582 | Asind Chc | Syringe Needle Destroyer | Model not available | 3000209165 | Functional | Others
55583 | Asind Chc | Incubator | MODEL NOT AVAILABLE | 3000209166 | Functional | Others
55584 | Asind Chc | Binocular Microscope | Microlux - 16 | 3000209172 | Functional | Others
55585 | Asind Chc | Semi Automated Chemistry Analyzer | Model not Available | 1213048 | Functional | Others
55586 | Asind Chc | Binocular Microscope | MLW Lab | 3000209174 | Functional | Others
55587 | Chomehla Chc | ECG Machine (Single Channel) | Medicaid - Cardio Fax | C613435 | Functional | Others
55588 | Chomehla Chc | Radiant Heat Warmer | Zeal - RHW 2101A | RHW2101A/0813 | Functional | Others
55589 | Dangawas Phc | Binocular Microscope | Model Not Available | 2000030165 | Functional | Others
55590 | Dangawas Phc | Binocular Microscope | Model Not Available | 2000030166 | Functional | Others
55591 | Dangawas Phc | Binocular Microscope | Model Not Available | 2000030167 | Functional | Others
55592 | Dangawas Phc | Binocular Microscope | Model Not Available | 2000030168 | Functional | Others
55593 | Sub District Hospital Gangapur City | FOGGING MACHINE | MODEL NOT AVAILABLE | 3000084416 | Functional | Others
55594 | Sub District Hospital Gangapur City | Baby Weighing Machine | Model Not Available | 3000084417 | Non Functional Not Repairable | Others
55595 | Chomehla Chc | Hemoglobin meter | HB 301 | 3000206750 | Functional | Others
55596 | Unhel Nag. Phc | Colorimeter | MODEL NOT AVAILABLE | 136080 | Functional | Others
55597 | General Hospital Karauli Dh | Anesthesia Machine | MODEL NOT AVAILABLE | DO9060466 | Functional | Others
55598 | General Hospital Karauli Dh | Pulse Oxymeter | Model Not Available | C11B2617 | Functional | Others
55599 | Ismilepur Phc | Centrifuge Machine ( 6 Tube ) | REMI - C 854/6 | GGLC8246 | Functional | Remi Electrotechnik Ltd
55600 | Sub District Hospital Gangapur City | Suction Machine | Model Not Available | 3000084406 | Functional | Others
55601 | Harsana Phc | Baby Weighing Machine | Model Not Available | 3000280667 | Functional | Others
55602 | Akola Phc | Weighing Machine | MODEL NOT AVAILABLE | 3000042920 | Functional | Others
55603 | Jln Central Store Medical College | ECG Machine (Single Channel) | Model Not Available | 2F16460 | Functional | Others
55604 | Nandrai Phc | SPHYGMOMANOMETER(BP APPRATUS) | MODEL NOT AVAILABLE | 288578 | Functional | Others
55605 | Nandrai Phc | Weighing Machine | MODEL NOT AVAILABLE | 3000125530 | Functional | Others
55606 | Jln Central Store Medical College | Syringe Infusion Pump | Model not available | 21124382 | Functional | Others
55607 | Nandrai Phc | Baby Weighing Machine | Model Not Available | 3000125529 | Functional | Others
55608 | Zanana Hospital Jaipur | Hemoglobin Analyzer | Model not available | 3000140395 | Functional | Others
55609 | Zanana Hospital Jaipur | Hemoglobin Analyzer | Model not available | 12023934E | Functional | Others
55610 | Zanana Hospital Jaipur | Hemoglobin Analyzer | Model not available | 12023936E | Functional | Others
55611 | Dhaadhan Phc | Suction Machine | Model Not Available | 2000037488 | Functional | Others
55612 | Banera Chc | Syringe Needle Destroyer | Model not available | 3000125629 | Functional | Others
55613 | Zanana Hospital Jaipur | Defibrillator | MODEL NOT AVAILABLE | 3000140290 | Functional | Others
55614 | Zanana Hospital Jaipur | Defibrillator | MODEL NOT AVAILABLE | 3000140291 | Functional | Others
55615 | Zanana Hospital Jaipur | Defibrillator | MODEL NOT AVAILABLE | 201004 | Functional | Others
55616 | Zanana Hospital Jaipur | Defibrillator | MODEL NOT AVAILABLE | 3000140322 | Functional | Others
55617 | Zanana Hospital Jaipur | Defibrillator | MODEL NOT AVAILABLE | 39724791 | Functional | Others
55618 | Dhaadhan Phc | Autoclave | Model not available | 2000037491 | Functional | Others
55619 | Dhaadhan Phc | Instrument Sterilizer | Model Not Available | 7481 | Functional | Others
55620 | Jamba Phc | Monocular Microscope | Monocular - M L W | 946610 | Functional | Mlw Intermed
55621 | Jamba Phc | Monocular Microscope | Monocular - M L W | 3000120232 | Functional | Mlw Intermed
55622 | Principal And Controller Sms Mc Jaipur | Cautry Machine | Model Not Available | 10146 | Functional | Others
55623 | Principal And Controller Sms Mc Jaipur | Cautry Machine | Model Not Available | 22 | Functional | Others
55624 | Principal And Controller Sms Mc Jaipur | Cautry Machine | Model Not Available | 190314 | Functional | Others
55625 | Principal And Controller Sms Mc Jaipur | Cautry Machine | Model Not Available | 1111003 | Functional | Others
55626 | Principal And Controller Sms Mc Jaipur | Cautry Machine | Model Not Available | 1010148 | Functional | Others
55627 | Banera Chc | FOOT OPERATED SUCTION MACHINE | MODEL NOT AVAILABLE | 3000125630 | Functional | Others
55628 | Sub District Hospital Gangapur City | Water Bath | Yorco - YSI-413D | 3804 | Functional | Others
55629 | Khonagoriyan | Weighing Machine | MODEL NOT AVAILABLE | 2000025268 | Functional | Others
55630 | Mathura Das Mathur Hospital Jdh | Syringe Infusion Pump | SIMTEK - Infutek 405 | 5SS14 | Functional | Others
55631 | Shahjapur Chc | Ice lined refrigerator | Model Not Available | 3000083024 | Functional | Others
55632 | Sirpoi Phc | Centrifuge Machine ( 8 Tube) | Model Not Available | 4814 | Functional | Others
55633 | District Hospital Nagaur Dh | Pulse Oxymeter | Model Not Available | 3000200116 | Functional | Others
55634 | Sirpoi Phc | Baby Weighing Machine | Crown | 3000206687 | Functional | Others
55635 | Togara Kalan Phc | Glucometer | Nipro | 15775 | Functional | Others
55636 | Gudha Natha Watan Phc Bundi | Syringe Needle Destroyer | Microsil ND 20 | 3000046483 | Functional | Linco Scientific Instruments And Chemicals (P) Ltd
55637 | Garinda Phc Sikar | Baby Weighing Machine | Model Not Available | 2000031556 | Non Functional Not Repairable | Others
55638 | Malpura Chc | Suction Machine | Model Not Available | 3000088326 | Functional | Others
55639 | Nahata Hospital Balotara Sdh | Oxygen Concentrator | Model Not Available | 3000134595 | Functional | Others
55640 | Bambor Phc | Syringe Needle Destroyer | Model not available | 3000088399 | Functional | Others
55641 | Kurabad Chc | Radiant Heat Warmer | Zeal - RHW 2101A | 3000204176 | Functional | Zeal Medical Pvt Ltd
55642 | Padrada Phc | Glucometer | Model not available | 3000198073 | Functional | Others
55643 | Kuchera Chc | Syringe Needle Destroyer | Microsil ND 20 | 2000036608 | Functional | Others
55644 | District Hospital Nagaur Dh | Nebulizer | MODEL NOT AVAILABLE | 3000200063 | Functional | Others
55645 | Jawar Phc | Baby Weighing Machine | Crown | 3000201180 | Functional | Others
55646 | District Hospital Nagaur Dh | Baby Weighing Machine | Model Not Available | 3000200073 | Functional | Others
55647 | Mandukara Phc | SPHYGMOMANOMETER(BP APPRATUS) | MODEL NOT AVAILABLE | 20100408504LF | Functional | Others
55648 | Mirjewala Phc | Centrifuge Machine ( 4 Tube ) | Model not available | 3000048387 | Functional | Others
55649 | Kishangarhbas Chc | Double Puncture Laparoscope with Console Unit | Model Not Available | 3000281158 | Functional | Others
55650 | Maniya Chc | Hemoglobin meter | Model Not Available | 3000259028 | Functional | Others
55651 | Hemda Phc | Spot Light ( Portable ) | Model Not Available | 3000206661 | Functional | Others
55652 | Partapgarh Phc | Binocular Microscope | MLW Lab | 3000281748 | Functional | Others
55653 | Maniya Chc | Syringe Needle Destroyer | Model not available | 3000259029 | Functional | Others
55654 | Maniya Chc | Syringe Needle Destroyer | Model not available | 3000259037 | Functional | Others
55655 | Rajgarh Chc Churu | Instrument Sterilizer | Model Not Available | 3000053580 | Functional | Others
55656 | Rajgarh Chc Churu | Instrument Sterilizer | Model Not Available | 3000053590 | Functional | Others
55657 | Jhalarapatan Chc | Syringe Needle Destroyer | Microsil - ND350 | 9929 | Functional | Others
55658 | Jhalarapatan Chc | C R System | Model not available | 3000206501 | Functional | Others
55659 | Rajgarh Chc Churu | Syringe Needle Destroyer | Model not available | 3000053525 | Functional | Others
55660 | Rajgarh Chc Churu | Syringe Needle Destroyer | Model not available | 3000053524 | Functional | Others
55661 | Rajgarh Chc Churu | Syringe Needle Destroyer | Model not available | 3000053523 | Functional | Others
55662 | Rajgarh Chc Churu | Syringe Needle Destroyer | Model not available | 2000053522 | Functional | Others
55663 | Jhalarapatan Chc | 300mA X-Ray Machine | GME - GMHF-32 | SR2K1302XRHA | Functional | Others
55664 | Jhalarapatan Chc | Oxygen Concentrator | BPL - OG 4203 | AXTC04898 | Functional | Others
55665 | Rajgarh Chc Churu | Dental X-Ray Machine | Model Not Available | 3000053562 | Functional | Others
55666 | Rajgarh Chc Churu | Dental X-Ray Machine | Model Not Available | 3000053561 | Functional | Others
55667 | Rajgarh Chc Churu | Dental X-Ray Machine | Model Not Available | 3000053560 | Functional | Others
55668 | Rajgarh Chc Churu | Dental X-Ray Machine | Model Not Available | 545 | Functional | Others
55669 | Rajgarh Chc Churu | Dental X-Ray Machine | Model Not Available | 1122 | Functional | Others
55670 | Rajgarh Chc Churu | Dental X-Ray Machine | Model Not Available | 23 | Functional | Others
55671 | Rajgarh Chc Churu | Dental X-Ray Machine | Model Not Available | na1 | Functional | Others
55672 | Rajgarh Chc Churu | Dental X-Ray Machine | Model Not Available | na2 | Functional | Others
55673 | Zanana Hospital Jaipur | Intensive Care Bed | Model Not Available | 101233 | Functional | Others
55674 | Zanana Hospital Jaipur | Intensive Care Bed | Model Not Available | 101238 | Functional | Others
55675 | Rajgarh Chc Churu | FOGGING MACHINE | MODEL NOT AVAILABLE | 3000053579 | Functional | Others
55676 | Rajgarh Chc Churu | FOGGING MACHINE | MODEL NOT AVAILABLE | 3000053578 | Functional | Others
55677 | Rajgarh Chc Churu | FOGGING MACHINE | MODEL NOT AVAILABLE | 3000053577 | Functional | Others
55678 | Rajgarh Chc Churu | FOGGING MACHINE | MODEL NOT AVAILABLE | 3000053535 | Functional | Others
55679 | Rajgarh Chc Churu | FOGGING MACHINE | MODEL NOT AVAILABLE | 3000053527 | Functional | Others
55680 | Banera Chc | Instrument Sterilizer | Model Not Available | 3000125613 | Functional | Cmho Supply
55681 | Zanana Hospital Jaipur | CTMT Machine | RMS | 3000140445 | Functional | Others
55682 | Zanana Hospital Jaipur | CTMT Machine | RMS | 3000140446 | Functional | Others
55683 | Jk Lone Hospital Jaipur | Weighing Machine | MODEL NOT AVAILABLE | 3000222204 | Functional | Docbel Group Of Industries
55684 | Shahjapur Chc | Weighing Machine | MODEL NOT AVAILABLE | 3000280928 | Functional | Others
55685 | Sub District Hospital Gangapur City | Pulse Oxymeter | Model Not Available | CO9P0453 | Functional | Others
55686 | Sub District Hospital Gangapur City | SPHYGMOMANOMETER(BP APPRATUS) | MODEL NOT AVAILABLE | 299156 | Non Functional Not Repairable | Others
55687 | Gangdhar Phc | Instrument Sterilizer | Model Not Available | 3000206739 | Functional | Others
55688 | General Hospital Karauli Dh | Hydraulic Operation Table | MODEL NOT AVAILABLE | 3000138104 | Functional | Others
55689 | Gadra Road Chc | Suction Machine | Model Not Available | 3000214102 | Functional | Others
55690 | Ismilepur Phc | ESR Stand | Model not available | 3000281289 | Functional | Others
55691 | Gangdhar Phc | Baby Weighing Machine | Crown | 3000206743 | Functional | Others
55692 | Shahjapur Chc | Labour Table | Model Not Available | 3000280929 | Functional | Others
55693 | Gadra Road Chc | Ventilator | Model Not Available | 3000214093 | Functional | Others
55694 | Taraj Phc | Syringe Needle Destroyer | Model not available | 3000206342 | Functional | Others
55695 | Pur Phc | Blood Bank Refrigerator | Model not available | 3000280202 | Functional | Others
55696 | District Hospital Nagaur Dh | Incubator | MODEL NOT AVAILABLE | 3000200014 | Functional | Others
55697 | Khonagoriyan | SPHYGMOMANOMETER(BP APPRATUS) | MODEL NOT AVAILABLE | 98135857 | Functional | Others
55698 | Khonagoriyan | SPHYGMOMANOMETER(BP APPRATUS) | MODEL NOT AVAILABLE | 289325 | Functional | Others
55699 | Ranwasiya Phc | SPHYGMOMANOMETER(BP APPRATUS) | MODEL NOT AVAILABLE | 3000206141 | Functional | Others
55700 | Jln Central Store Medical College | ECG Machine (Twelve Channel ) | Model Not Available | A414120087 | Functional | Others
55701 | Jln Central Store Medical College | Oxygen Concentrator | Model Not Available | 5547 | Functional | Others
55702 | Jln Central Store Medical College | Phototherepy Unit | MODEL NOT AVAILABLE | 59D | Functional | Others
55703 | Thanawad Phc | Freezes | VEE 184 | 3000206871 | Functional | Others
55704 | Maniya Chc | Blood Mixer ( Roller Mixer ) | Model not available | 3000259018 | Functional | Others
55705 | Thanawad Phc | Baby Weighing Machine | Crown | 3000206872 | Functional | Others
55706 | Jawar Phc | Syringe Needle Destroyer | Nulife - Dots | 30002011734 | Functional | Others
55707 | Jawar Phc | Ice lined refrigerator | MK - 142 | 25116380 | Functional | Others
55708 | Hemda Phc | Baby Weighing Machine | Crown | 30000206662 | Functional | Others
55709 | Barundani Phc | Baby Weighing Machine | Model Not Available | 3000262062 | Functional | Others
55710 | Principal And Controller Sms Mc Jaipur | Semi Automated Chemistry Analyzer | Model not Available | 70112 | Functional | Others
55711 | Principal And Controller Sms Mc Jaipur | Semi Automated Chemistry Analyzer | Model not Available | 130234 | Functional | Others
55712 | Principal And Controller Sms Mc Jaipur | Semi Automated Chemistry Analyzer | Model not Available | 70801001 | Functional | Others
55713 | Dhaadhan Phc | Instrument Sterilizer | Model Not Available | 2000037493 | Functional | Others
55714 | Jamba Phc | Centrifuge Machine ( 12 Tube ) | Model Not Available | 3000120233 | Functional | Others
55715 | Principal And Controller Sms Mc Jaipur | Incubator | Yorco : YSI - 431 | 3000140377 | Functional | Others
55716 | Principal And Controller Sms Mc Jaipur | Incubator | Yorco : YSI - 431 | 1304185 | Functional | Others
55717 | Banera Chc | Nebulizer | MODEL NOT AVAILABLE | 33691 | Functional | Others
55718 | Banera Chc | Radiant Heat Warmer | Meditrin - Heat Warmer | NRHM/WM09/50 | Functional | Meditrin Instruments
55719 | Dhaadhan Phc | Syringe Needle Destroyer | Microsil - ND350 | 10437 | Functional | Others
55720 | Banera Chc | Suction Machine | Model Not Available | 3000125623 | Functional | Meditrin Instruments
55721 | Dhaadhan Phc | Weighing Machine | MODEL NOT AVAILABLE | 2000037495 | Functional | Others
55722 | Banera Chc | Instrument Sterilizer | Model Not Available | 3000125624 | Functional | Cmho Supply
55723 | Dhaadhan Phc | Centrifuge Machine ( 8 Tube) | Model Not Available | 2000037497 | Functional | Others
55724 | Dhaadhan Phc | Baby Weighing Machine | Model Not Available | 2000037505 | Functional | Others
55725 | Salwa Khurd Phc | Instrument Sterilizer | Model Not Available | 3000054374 | Functional | Others
55726 | Salwa Khurd Phc | Centrifuge Machine ( 8 Tube) | REMI - R 8C | EICL3265 | Functional | Others
55727 | Banera Chc | Instrument Sterilizer | Model Not Available | 3000125640 | Non Functional Not Repairable | Paras Enterprises
55728 | Banera Chc | Pulse Oxymeter | Model Not Available | C11P2432 | Functional | Others
55729 | Dhaadhan Phc | SPHYGMOMANOMETER(BP APPRATUS) | MODEL NOT AVAILABLE | 2000037508 | Functional | Others
55730 | Banera Chc | Suction Machine | Model Not Available | 3000125642 | Functional | Others
55731 | Salwa Khurd Phc | Monocular Microscope | Monocular - M L W | 320008980715 | Functional | Mlw Intermed
55732 | Salwa Khurd Phc | Monocular Microscope | Monocular - M L W | 950638 | Functional | Mlw Intermed
55733 | Banera Chc | Hydraulic Operation Table | MODEL NOT AVAILABLE | 3000125646 | Functional | Others
55734 | Banera Chc | Hydraulic Operation Table | MODEL NOT AVAILABLE | 3000125647 | Functional | Others
55735 | Banera Chc | Syringe Needle Destroyer | Nulife - Dots | 3000125648 | Functional | Mrk Healthcare Pvt Ltd Delhi
55736 | Banera Chc | Syringe Needle Destroyer | Nulife - Dots | 25833 | Functional | Mrk Healthcare Pvt Ltd Delhi
55737 | Masari Phc Alwar | Baby Weighing Machine | Crown | 280279 | Functional | Others
55738 | Masari Phc Alwar | Hemoglobin meter | HB 301 | 280282 | Functional | Others
55739 | Seruna Phc | Radiant Heat Warmer | Meditrin - Heat Warmer | 3000042225 | Functional | Others
55740 | Seruna Phc | FOOT OPERATED SUCTION MACHINE | MODEL NOT AVAILABLE | 3000042226 | Functional | Others
55741 | Seruna Phc | Centrifuge Machine ( 8 Tube) | Model Not Available | 3000042212 | Functional | Others
55742 | Seruna Phc | Binocular Microscope | Labomed - Vision 2000 | 3000042213 | Functional | Others
55743 | Jhadol S Chc | Instrument Sterilizer | Model Not Available | 3000198292 | Functional | Yorco Sales Pvt Ltd
55744 | Seruna Phc | Blood Bank Refrigerator | Model not available | 3000042216 | Functional | Others
55745 | Lakhasar Phc | Autoclave | Model not available | 3000042198 | Functional | Others
55746 | Lakhasar Phc | Autoclave | Model not available | 3000042201 | Functional | Others
55747 | Lakhasar Phc | Autoclave | Model not available | 3000042202 | Functional | Others
55748 | Kudsu Phc | Labour Table | Model Not Available | 2000035198 | Functional | Others
55749 | Kudsu Phc | Baby Weighing Machine | Model Not Available | 2000035199 | Functional | Others
55750 | Kudsu Phc | Instrument Sterilizer | Model Not Available | 2000035201 | Functional | Others
55751 | Kudsu Phc | Syringe Needle Destroyer | Nulife - Dots | 2000035203 | Functional | Others
55752 | Kudsu Phc | Freezes | MODEL NOT AVAILABLE | 2000035207 | Functional | Others
55753 | Maalbambori Phc Baran | Baby Weighing Machine | Model Not Available | 3000208624 | Functional | Others
55754 | Soarai Phc Alwar | SPHYGMOMANOMETER(BP APPRATUS) | MODEL NOT AVAILABLE | 280900 | Non Functional Not Repairable | Others
55755 | Machri Phc | Weighing Machine | MODEL NOT AVAILABLE | 3000280006 | Functional | Others
55756 | Jhadol S Chc | ECG Machine (Single Channel) | Model Not Available | 3000198311 | Functional | Others
55757 | Maalbambori Phc Baran | Baby Weighing Machine | Model Not Available | 30008624 | Functional | Others
55758 | Gangapur Chc | VDRL Rotator (Rotor and Shaker) | Model Not Available | 3000262073 | Functional | Others
55759 | Gangapur Chc | Semi Automated Chemistry Analyzer | Model not Available | 3000262074 | Functional | Others
55760 | Kilchu Phc | Instrument Sterilizer | Model Not Available | 150 | Functional | Others
55761 | Bigga Phc | Labour Table | Model Not Available | 2000030860 | Functional | Others
55762 | Gangapur Chc | 100mA X-Ray Machine | Model not available | 3000262077 | Functional | Others
55763 | Khjuri Phc | Hemoglobin meter | Model Not Available | 3000209102 | Functional | Others
55764 | Zanana Hospital Jaipur | CTMT Machine | RMS | 3000140447 | Functional | Others
55765 | Zanana Hospital Jaipur | CTMT Machine | RMS | 3000140448 | Functional | Others
55766 | Rajgarh Chc Churu | Blood Bank Refrigerator | Model not available | 3000053590 | Functional | Others
55767 | Rajgarh Chc Churu | Blood Bank Refrigerator | Model not available | 3000053589 | Functional | Others
55768 | Rajgarh Chc Churu | Blood Bank Refrigerator | Model not available | 3000053588 | Functional | Others
55769 | Rajgarh Chc Churu | Blood Bank Refrigerator | Model not available | 3000053587 | Functional | Others
55770 | Rajgarh Chc Churu | Blood Bank Refrigerator | Model not available | 3000053553 | Functional | Others
55771 | Rajgarh Chc Churu | Blood Bank Refrigerator | Model not available | 3000053564 | Functional | Others
55772 | Rajgarh Chc Churu | Blood Bank Refrigerator | Model not available | 3000053563 | Functional | Others
55773 | Rajgarh Chc Churu | Blood Bank Refrigerator | Model not available | 3000053545 | Functional | Others
55774 | Rajgarh Chc Churu | Blood Bank Refrigerator | Model not available | 3000053529 | Functional | Others
55775 | Rajgarh Chc Churu | Oxygen Concentrator | Model Not Available | 3000053541 | Functional | Others
55776 | Rajgarh Chc Churu | Oxygen Concentrator | Model Not Available | 3000053531 | Functional | Others
55777 | Sapotara Chc | Weighing Machine | MODEL NOT AVAILABLE | 3000138659 | Functional | Others
55778 | Sapotara Chc | Centrifuge Machine ( 8 Tube) | REMI - R4C | 3000138607 | Functional | Others
55779 | Sapotara Chc | Binocular Microscope | MLW Lab | 3000138608 | Functional | Others
55780 | Sapotara Chc | Hot Air Oven | Model not available | 3000138630 | Functional | Others
55781 | Sapotara Chc | Binocular Microscope | MLW Lab | 3000138609 | Functional | Others
55782 | Sapotara Chc | Hemoglobin meter | Model Not Available | 3000138612 | Functional | Others
55783 | Ghanghu Chc Churu | FOOT OPERATED SUCTION MACHINE | MODEL NOT AVAILABLE | 3000053624 | Functional | Others
55784 | Ghanghu Chc Churu | FOOT OPERATED SUCTION MACHINE | MODEL NOT AVAILABLE | 3000053625 | Functional | Others
55785 | Sapotara Chc | FOOT OPERATED SUCTION MACHINE | MODEL NOT AVAILABLE | 3000138636 | Functional | Others
55786 | Ghanghu Chc Churu | Syringe Needle Destroyer | Model not available | 3000053629 | Functional | Others
55787 | Ghanghu Chc Churu | Syringe Needle Destroyer | Model not available | 3000053630 | Functional | Others
55788 | Ghanghu Chc Churu | Syringe Needle Destroyer | Model not available | 3000053631 | Functional | Others
55789 | Sapotara Chc | Water Bath | Yorco - YSI-413D | 67537447 | Functional | Others
55790 | Jasrasar Phc Churu | Centrifuge Machine ( 12 Tube ) | Model Not Available | 3000053853 | Functional | Others
55791 | Unhel Nag. Phc | Hemoglobin meter | HB 301 | 3000206817 | Functional | Others
55792 | Gangdhar Phc | FOOT OPERATED SUCTION MACHINE | MODEL NOT AVAILABLE | 3000206738 | Functional | Others
55793 | Sub District Hospital Gangapur City | Fiberoptic Laryngoscope | Model Not Available | 3000084434 | Functional | Others
55794 | Ranwasiya Phc | Radiant Heat Warmer | Zeal - RHW 2101A | 3000206142 | Functional | Zeal Medical Pvt Ltd
55795 | Jln Central Store Medical College | Syringe Infusion Pump | JAZ-1800C | 130507972 | Functional | Others
55796 | Barundani Phc | SPHYGMOMANOMETER(BP APPRATUS) | MODEL NOT AVAILABLE | 3000262063 | Functional | Others
55797 | Singoli Phc | Blood Bank Refrigerator | Model not available | 3000262060 | Functional | Others
55798 | Hemda Phc | Baby Weighing Machine | Crown | 3000206666 | Functional | Others
55799 | Kareda Chc | Glucometer | Model not available | 3000125746 | Functional | Others
55800 | Kareda Chc | 100mA X-Ray Machine | Model not available | 3000125747 | Functional | Others
55801 | Kareda Chc | Autoclave | Model not available | 3000125748 | Functional | Others
55802 | Hemda Phc | Freezes | MODEL NOT AVAILABLE | 3000206668 | Functional | Others
55803 | Kareda Chc | Labour Table | Model Not Available | 3000125752 | Functional | Others
55804 | Kareda Chc | Glucometer | Model not available | 3000125754 | Functional | Others
55805 | Jahazpur Chc | Autoclave | Model not available | 25 | Functional | Others
55806 | Jahazpur Chc | Hydraulic Operation Table | MODEL NOT AVAILABLE | 3000125850 | Functional | Others
55807 | City Dispensary Ajaynagar | Ice lined refrigerator | MF - 144 | 3000222881 | Functional | Others
55808 | Harnawada Gaja Phc | Autoclave | Model not available | 3031 | Functional | Others
55809 | Jahazpur Chc | Syringe Needle Destroyer | Microsil ND 20 | 3000125853 | Functional | Others
55810 | Jahazpur Chc | ECG Machine (Single Channel) | Model Not Available | 3000125854 | Functional | Others
55811 | Jairoli Phc | Stethoscope | Model Not Available | 3000280144 | Non Functional Repairable | Others
55812 | Jahazpur Chc | Freezes | MODEL NOT AVAILABLE | 3000125859 | Functional | Others
55813 | Harnawada Gaja Phc | Baby Weighing Machine | Model Not Available | 11431 | Functional | Others
55814 | Jahazpur Chc | Centrifuge Machine ( 8 Tube) | REMI - R4C | 3000125860 | Functional | Others
55815 | Jairoli Phc | Syringe Needle Destroyer | Model not available | 3000280146 | Non Functional Repairable | Others
55816 | Jahazpur Chc | Blood Cell Counter - 3 part | Horiba - ABX Micros ES 60 | 3000125862 | Functional | Others
55817 | Jairoli Phc | Syringe Needle Destroyer | Model not available | 3000280147 | Non Functional Not Repairable | Others
55818 | Khirwa Phc | Sahlis HB Meter | HB Meter | 2000029363 | Functional | Top Syringe Mfg Co Pvt Ltd
55819 | Talera Chc | Syringe Needle Destroyer | Model not available | 3000265684 | Functional | Others
55820 | Talera Chc | Syringe Needle Destroyer | Model not available | 3000265688 | Functional | Others
55821 | Setellite Sethi Colony Satellite | SPHYGMOMANOMETER(BP APPRATUS) | Bhasin Sons | 2000025552 | Functional | Others
55822 | Bhekraid Phc | Freezes | MODEL NOT AVAILABLE | 3000265556 | Functional | Others
55823 | Talera Chc | Binocular Microscope | Model Not Available | 3000265680 | Functional | Others
55824 | Bhekraid Phc | Incubator | MODEL NOT AVAILABLE | 3000265557 | Functional | Others
55825 | Chani Phc | Ice lined refrigerator | HBD-116 | 3000205742 | Functional | Haier Appliances India Pvt
55826 | Akalera Chc | Hemoglobin meter | Model Not Available | 3000206580 | Functional | Others
55827 | Bhekraid Phc | Binocular Microscope | Model Not Available | 3000265557 | Functional | Others
55828 | Chani Phc | FOOT OPERATED SUCTION MACHINE | MODEL NOT AVAILABLE | 3000205746 | Functional | Others
55829 | Bhekraid Phc | Syringe Needle Destroyer | Model not available | 28946 | Functional | Others
55830 | Talera Chc | Centrifuge Machine ( 4 Tube ) | Model not available | 300025681 | Functional | Others
55831 | Khirwa Phc | SPHYGMOMANOMETER(BP APPRATUS) | MODEL NOT AVAILABLE | 2000029352 | Functional | Others
55832 | Kheroda Phc | Instrument Sterilizer | Model Not Available | 3000052568 | Functional | Others
55833 | Kheroda Phc | Instrument Sterilizer | Model Not Available | 3000052869 | Functional | Others
55834 | Kheroda Phc | Instrument Sterilizer | Model Not Available | 3000052874 | Functional | Others
55835 | Kheroda Phc | Instrument Sterilizer | Model Not Available | 3000052875 | Functional | Others
55836 | Kheroda Phc | Instrument Sterilizer | Model Not Available | 3000052881 | Functional | Others
55837 | Kheroda Phc | Instrument Sterilizer | Model Not Available | 3000052878 | Functional | Others
55838 | Kheroda Phc | Instrument Sterilizer | Model Not Available | 3000052877 | Functional | Others
55839 | Sadar Hospital Dholpur Dh | STABILIZER | MODEL NOT AVAILABLE | 3000218025 | Functional | Others
55840 | Sadar Hospital Dholpur Dh | Blood Bank Refrigerator | REMI - BR 70 | 4378 | Functional | Others
55841 | Sadar Hospital Dholpur Dh | Radiant Heat Warmer | Meditrin - Heat Warmer | 2000026034 | Functional | Others
55842 | Sadar Hospital Dholpur Dh | Radiant Heat Warmer | Meditrin - Heat Warmer | 2000026035 | Functional | Others
55843 | Sadar Hospital Dholpur Dh | Radiant Heat Warmer | Meditrin - Heat Warmer | 2000026036 | Functional | Others
55844 | Sadar Hospital Dholpur Dh | Radiant Heat Warmer | Meditrin - Heat Warmer | 2000026037 | Functional | Others
55845 | Sursura Phc Ajmer | SPHYGMOMANOMETER(BP APPRATUS) | Pagoda | 280571 | Functional | Others
55846 | Kabra Phc | Autoclave | Model not available | 5027 | Functional | Others
55847 | Karanikot Phc | Ice lined refrigerator | HBD-116 | 3000280462 | Functional | Others
55848 | Rawatsar Chc | Hydraulic Operation Table | MODEL NOT AVAILABLE | 3000044528 | Functional | Others
55849 | Jln Central Store Medical College | Oxygen Concentrator | Model Not Available | AXTC9L4362 | Functional | Others
55850 | Sursura Phc Ajmer | Freezes | MODEL NOT AVAILABLE | 1598005 | Functional | Others
55851 | City Dispensary Gadhimaliyal | Binocular Microscope | Model Not Available | 3000222930 | Functional | Others
55852 | Sursura Phc Ajmer | Ice lined refrigerator | MF - 144 | 3000222499 | Functional | Others
55853 | Jln Central Store Medical College | Multi-Para Monitor | Model not available | AO9SE00033 | Functional | Others
55854 | Sardarsahar Chc | Blood Cell Counter - 3 part | Horiba - ABX Micros ES 60 | 3000129371 | Functional | Others
55855 | Rawatsar Chc | Cautry Machine | Model Not Available | 11025 | Functional | Rhsdp Supply
55856 | Sardarsahar Chc | Semi Automated Chemistry Analyzer | CHEM 5 PLUS | 3000129375 | Functional | Others
55857 | Karanikot Phc | Syringe Needle Destroyer | Model not available | 3000280458 | Functional | Others
55858 | Idwa Chc | Baby Weighing Machine | Model Not Available | 2000036211 | Functional | Others
55859 | Dhanapa Phc | Micropipettes | MODEL NOT AVAILABLE | 2000036274 | Functional | Others
55860 | Dhanapa Phc | Micropipettes | MODEL NOT AVAILABLE | 2000036275 | Functional | Others
55861 | Kabra Phc | Freezes | MODEL NOT AVAILABLE | 1014E001487 | Functional | Others
55862 | Idwa Chc | Suction Machine | Model Not Available | 2000036214 | Functional | Others
55863 | Karanikot Phc | SPHYGMOMANOMETER(BP APPRATUS) | MODEL NOT AVAILABLE | 3000280445 | Not in use | Others
55864 | Rishabhdev Chc | Suction Machine | Model Not Available | 3000205454 | Functional | Suprime Enterprises
55865 | Rishabhdev Chc | Suction Machine | Model Not Available | 3000205456 | Functional | Suprime Enterprises
55866 | Maroth Chc | Binocular Microscope | Model Not Available | 8015 | Functional | Others
55867 | Rawatsar Chc | Monocular Microscope | Model not available | 3000044539 | Functional | Others
55868 | Samod Chc | Syringe Needle Destroyer | Model not available | 3000222746 | Functional | Others
55869 | Samod Chc | Syringe Needle Destroyer | Model not available | 3000222747 | Functional | Others
55870 | Samod Chc | Syringe Needle Destroyer | Model not available | 3000222784 | Functional | Others
55871 | Samod Chc | Syringe Needle Destroyer | Model not available | 3000222749 | Functional | Others
55872 | Jln Central Store Medical College | Multi-Para Monitor | Model not available | AISOE0367 | Functional | Others
55873 | Bhadasar Phc | Syringe Needle Destroyer | Model not available | 3000129152 | Functional | Others
55874 | City Dispensary Gadhimaliyal | Glucometer | Model not available | 3000222931 | Functional | Others
55875 | Maroth Chc | Blood Cell Counter - 3 part | Model not available | 28016 | Functional | Others
55876 | Kabra Phc | Centrifuge Machine ( 6 Tube ) | Model Not Available | 3000080137 | Functional | Others
55877 | Mathura Das Mathur Hospital Jdh | ECG Machine (Single Channel) | Model Not Available | 13420906 | Functional | Others
55878 | Sherpur Phc | Baby Weighing Machine | Model Not Available | 3000138878 | Functional | Others
55879 | Gov. Hospital, Sujangarh Sdh | Blood Cell Counter - 3 part | Model not available | 3000129063 | Functional | Others
55880 | Gov. Hospital, Sujangarh Sdh | Blood Cell Counter - 3 part | Model not available | 3000129064 | Functional | Others
55881 | Gov. Hospital, Sujangarh Sdh | Blood Cell Counter - 3 part | Model not available | 3000129065 | Functional | Others
55882 | Gov. Hospital, Sujangarh Sdh | Blood Cell Counter - 3 part | Model not available | 3000129070 | Functional | Others
55883 | Gov. Hospital, Sujangarh Sdh | Blood Cell Counter - 3 part | Model not available | 3000129071 | Functional | Others
55884 | Govindgarh Chc Jaipur | Radiant Heat Warmer | Model Not Available | 3000222384 | Functional | Others
55885 | Gov. Hospital, Sujangarh Sdh | Instrument Sterilizer | Model Not Available | 3000129083 | Functional | Others
55886 | Harsor Chc | Radiant Heat Warmer | Model Not Available | 2000036196 | Functional | Others
55887 | Govindgarh Chc Jaipur | Phototherepy Unit | MODEL NOT AVAILABLE | 3000222372 | Functional | Others
55888 | Rawatsar Chc | Spot Light ( Portable ) | Model Not Available | 3000044562 | Functional | Others
55889 | Jk Lone Hospital Jaipur | Syringe Infusion Pump | Model not available | 3000222055 | Functional | Others
55890 | Jk Lone Hospital Jaipur | Syringe Infusion Pump | Model not available | 3000222056 | Functional | Others
55891 | Jk Lone Hospital Jaipur | Syringe Infusion Pump | Model not available | 3000222057 | Functional | Others
55892 | Jk Lone Hospital Jaipur | Syringe Infusion Pump | Model not available | 3000222058 | Functional | Others
55893 | Sherpur Phc | Syringe Needle Destroyer | Nulife - Dots | 3000138874 | Functional | Others
55894 | Diggi Phc | Binocular Microscope | Model Not Available | 3000088469 | Functional | Others
55895 | Gov. Hospital, Sujangarh Sdh | Binocular Microscope | Model Not Available | 3000129092 | Functional | Others
55896 | Gov. Hospital, Sujangarh Sdh | Binocular Microscope | Model Not Available | 3000129094 | Functional | Others
55897 | Gov. Hospital, Sujangarh Sdh | Binocular Microscope | Model Not Available | 3000129095 | Functional | Others
55898 | Jamdoli Phc | Hemoglobin meter | Model Not Available | 650tax | Functional | Others
55899 | Momasar Phc | SPHYGMOMANOMETER(BP APPRATUS-Digital) | Model Not Available | 3000265663 | Functional | Others
55900 | Momasar Phc | Weighing Machine | MODEL NOT AVAILABLE | 3000265664 | Functional | Others
55901 | Sadar Hospital Dholpur Dh | Syringe Needle Destroyer | Model not available | 3000218094 | Functional | Mrk Healthcare Pvt Ltd Delhi
55902 | Momasar Phc | Ice lined refrigerator | Model Not Available | 3000265666 | Functional | Others
55903 | Bapini Phc | Weighing Machine | MODEL NOT AVAILABLE | 3000265953 | Functional | Others
55904 | Momasar Phc | Sahlis HB Meter | Model not available | 3000265668 | Functional | Others
55905 | Bapini Phc | Ice lined refrigerator | Model Not Available | 3000265956 | Functional | Others
55906 | Sadar Hospital Dholpur Dh | ECG Machine (Single Channel) | BPL - Cardiart 108T | BAMB8D8645 | Non Functional Not Repairable | Others
55907 | Sadar Hospital Dholpur Dh | Suction Machine | SURGIX | 3000218074 | Functional | Others
55908 | Sadar Hospital Dholpur Dh | SPHYGMOMANOMETER(BP APPRATUS) | MODEL NOT AVAILABLE | 3000218097 | Functional | Others
55909 | Bapini Phc | Glucometer | Model not available | 3000265959 | Functional | Others
55910 | Bapini Phc | Sahlis HB Meter | Model not available | 3000265960 | Functional | Others
55911 | Sadar Hospital Dholpur Dh | Radiant Heat Warmer | Meditrin - Heat Warmer | 2000026039 | Functional | Others
55912 | Sadar Hospital Dholpur Dh | Radiant Heat Warmer | Meditrin - Heat Warmer | 2000026045 | Functional | Others
55913 | Sadar Hospital Dholpur Dh | Pulse Oxymeter | Model Not Available | C09P0306 | Functional | Others
55914 | Sadar Hospital Dholpur Dh | Phototherepy Unit | Delta Medical | 2000026051 | Functional | Others
55915 | Sadar Hospital Dholpur Dh | Phototherepy Unit | Delta Medical | 2000026050 | Functional | Others
55916 | Sadar Hospital Dholpur Dh | Phototherepy Unit | Delta Medical | 2000026052 | Functional | Others
55917 | Sadar Hospital Dholpur Dh | Phototherepy Unit | Delta Medical | 2000026049 | Functional | Others
55918 | Sadar Hospital Dholpur Dh | Phototherepy Unit | Delta Medical | 2000026048 | Functional | Others
55919 | Sadar Hospital Dholpur Dh | Phototherepy Unit | Delta Medical | 3000218075 | Functional | Others
55920 | Sadar Hospital Dholpur Dh | Phototherepy Unit | Delta Medical | 2000026071 | Functional | Others
55921 | Beru Phc Jodhpur | Ice lined refrigerator | Model Not Available | 3000265946 | Functional | Others
55922 | Sadar Hospital Dholpur Dh | Radiant Heat Warmer | Meditrin - Heat Warmer | 2000026044 | Functional | Others
55923 | Sadar Hospital Dholpur Dh | Radiant Heat Warmer | Meditrin - Heat Warmer | 2000026043 | Functional | Others
55924 | Sadar Hospital Dholpur Dh | Radiant Heat Warmer | Meditrin - Heat Warmer | 2000026042 | Functional | Others
55925 | Sadar Hospital Dholpur Dh | Radiant Heat Warmer | Meditrin - Heat Warmer | 2000026041 | Functional | Others
55926 | City Dispensary Housing Board Ksg | SPHYGMOMANOMETER(BP APPRATUS) | MODEL NOT AVAILABLE | 3000222915 | Functional | Others
55927 | Karanikot Phc | Syringe Needle Destroyer | Model not available | 3000280443 | Not in use | Others
55928 | Jln Central Store Medical College | Phototherepy Unit | MODEL NOT AVAILABLE | 2000034109 | Functional | Others
55929 | Todabhim Chc | Endoscope | MODEL NOT AVAILABLE | 3000138772 | Functional | Others
55930 | D B Government Hospital Churu Dh | Syringe Needle Destroyer | Model not available | 2000031124 | Functional | Others
55931 | D B Government Hospital Churu Dh | Syringe Needle Destroyer | Model not available | 2000031125 | Functional | Others
55932 | City Dispensary Housing Board Ksg | Freezes | MODEL NOT AVAILABLE | 3000222917 | Functional | Others
55933 | Jk Lone Hospital Jaipur | Glucometer | Model not available | 3000222046 | Functional | Others
55934 | Jk Lone Hospital Jaipur | ECG Machine (Twelve Channel ) | Cardiotouch Bionet 3000 | T200300066 | Functional | Others
55935 | Rawatsar Chc | Suction Machine | Model Not Available | 3000044553 | Functional | Rhsdp Supply
55936 | Karanikot Phc | Binocular Microscope | Model Not Available | 3000280450 | Functional | Others
55937 | Maroth Chc | ECG Machine (Single Channel) | Medicaid - Cardio Fax | 8004 | Functional | Others
55938 | D B Government Hospital Churu Dh | Micropipettes | MODEL NOT AVAILABLE | 278328 | Functional | Others
55939 | D B Government Hospital Churu Dh | Micropipettes | MODEL NOT AVAILABLE | 3000053154 | Functional | Others
55940 | Jk Lone Hospital Jaipur | Phototherepy Unit | MODEL NOT AVAILABLE | 3000222047 | Functional | Others
55941 | Jk Lone Hospital Jaipur | Phototherepy Unit | MODEL NOT AVAILABLE | 3000222048 | Functional | Others
55942 | Rishabhdev Chc | Instrument Sterilizer | Model Not Available | 3000198106 | Functional | Paras Enterprises
55943 | Jk Lone Hospital Jaipur | Nebulizer | MODEL NOT AVAILABLE | 804839 | Functional | Others
55944 | Rishabhdev Chc | Fetal Doppler | MODEL NOT AVAILABLE | 2012FQ012 | Functional | Cmho Supply
55945 | Jk Lone Hospital Jaipur | Binocular Microscope | Model Not Available | 3000222052 | Functional | Others
55946 | Jk Lone Hospital Jaipur | Binocular Microscope | Model Not Available | 3000222053 | Functional | Others
55947 | Gov. Hospital, Sujangarh Sdh | Monocular Microscope | Model not available | 3000129059 | Functional | Others
55948 | Gov. Hospital, Sujangarh Sdh | Monocular Microscope | Model not available | 3000129060 | Functional | Others
55949 | Rawatsar Chc | Spot Light ( Portable ) | Model Not Available | 3000044561 | Non Functional Not Repairable | Others
55950 | Gov. Hospital, Sujangarh Sdh | Incubator | MODEL NOT AVAILABLE | 910 | Functional | Others
55951 | Gov. Hospital, Sujangarh Sdh | Incubator | MODEL NOT AVAILABLE | 3000129081 | Functional | Others
55952 | Jk Lone Hospital Jaipur | Nebulizer | MODEL NOT AVAILABLE | 36551 | Functional | Others
55953 | Govindgarh Chc Jaipur | Fetal Doppler | MODEL NOT AVAILABLE | 3000222392 | Functional | Others
55954 | Harsor Chc | Centrifuge Machine ( 8 Tube) | Model Not Available | 2000028785 | Functional | Others
55955 | Gov. Hospital, Sujangarh Sdh | ELISA Washer | Model not available | 3000129088 | Functional | Others
55956 | Gov. Hospital, Sujangarh Sdh | ELISA Washer | Model not available | 3000129087 | Functional | Others
55957 | Gov. Hospital, Sujangarh Sdh | Syringe Infusion Pump | Model not available | 3000129118 | Functional | Others
55958 | Gov. Hospital, Sujangarh Sdh | Syringe Infusion Pump | Model not available | 3000129119 | Functional | Others
55959 | Gov. Hospital, Sujangarh Sdh | Syringe Infusion Pump | Model not available | 3000129120 | Functional | Others
55960 | City Dispensary Kasturba | Freezes | MODEL NOT AVAILABLE | 3000222906 | Functional | Others
55961 | Diggi Phc | Hemoglobin meter | Model Not Available | 3000088472 | Functional | Others
55962 | Jk Lone Hospital Jaipur | Weighing Machine | MODEL NOT AVAILABLE | 3000230466 | Functional | Others
55963 | Jk Lone Hospital Jaipur | Weighing Machine | MODEL NOT AVAILABLE | 3000230467 | Functional | Others
55964 | Diggi Phc | Centrifuge Machine ( 8 Tube) | Model Not Available | 3000088473 | Functional | Others
55965 | Gov. Hospital, Sujangarh Sdh | Syringe Infusion Pump | SIMTEK - Infutek 405 | 3000129121 | Functional | Others
55966 | Gov. Hospital, Sujangarh Sdh | Autoclave | Model not available | 3000129096 | Functional | Others
55967 | Gov. Hospital, Sujangarh Sdh | Autoclave | Model not available | 3000129097 | Functional | Others
55968 | Gov. Hospital, Sujangarh Sdh | Autoclave | Model not available | 30001292099 | Functional | Others
55969 | Gov. Hospital, Sujangarh Sdh | Autoclave | Model not available | 3000129100 | Functional | Others
55970 | Karanikot Phc | Syringe Needle Destroyer | Model not available | 3000280455 | Functional | Others
55971 | Jln Central Store Medical College | Phototherepy Unit | MODEL NOT AVAILABLE | 103/0109 | Functional | Others
55972 | Maroth Chc | Defibrillator | DEFIGARD 4000 | 8008 | Functional | Others
55973 | Mishroli Phc | Binocular Microscope | AMT 5A | 3000206272 | Functional | Others
55974 | Jk Lone Hospital Jaipur | Phototherepy Unit | MODEL NOT AVAILABLE | NRHM/PT09 | Functional | Others
55975 | Jk Lone Hospital Jaipur | Fiberoptic Laryngoscope | Model Not Available | 3000222227 | Functional | Others
55976 | Gov. Hospital, Sujangarh Sdh | Instrument Sterilizer | Model Not Available | 3000129102 | Functional | Others
55977 | Gov. Hospital, Sujangarh Sdh | Instrument Sterilizer | Model Not Available | 3000129103 | Functional | Others
55978 | Setellite Sethi Colony Satellite | Hot Air Oven | Model not available | 2000025534 | Functional | Others
55979 | Harsor Chc | Micropipettes | MODEL NOT AVAILABLE | 2000028787 | Functional | Others
55980 | Sadar Hospital Dholpur Dh | Oxygen Concentrator | Philips - Everflo | 20414 | Functional | Others
55981 | Momasar Phc | Freezes | MODEL NOT AVAILABLE | 3000265665 | Functional | Others
55982 | Bapini Phc | Blood Bank Refrigerator | Model not available | 3000265957 | Functional | Others
55983 | Sadar Hospital Dholpur Dh | Radiant Heat Warmer | Meditrin - Heat Warmer | 2000026040 | Functional | Others
55984 | City Dispensary Fatehpura | Syringe Needle Destroyer | Model not available | 3000040081 | Functional | Others
55985 | City Dispensary Fatehpura | Syringe Needle Destroyer | Model not available | 3000040079 | Functional | Others
55986 | Kaman Chc | Freezes | MODEL NOT AVAILABLE | 3000265814 | Functional | Others
55987 | Kaman Chc | Freezes | MODEL NOT AVAILABLE | 3000265815 | Functional | Others
55988 | Beru Phc Jodhpur | Blood Bank Refrigerator | Model not available | 3000265947 | Functional | Others
55989 | City Dispensary Fatehpura | Weighing Machine | MODEL NOT AVAILABLE | 3000040073 | Functional | Others
55990 | Sadar Hospital Dholpur Dh | Phototherepy Unit | Fenam, Bilitron Sky 5006 | 3000218075 | Functional | Others
55991 | Sadar Hospital Dholpur Dh | Phototherepy Unit | Fenam, Bilitron Sky 5006 | 2000026048 | Functional | Others
55992 | Beru Phc Jodhpur | Syringe Needle Destroyer | Model not available | 3000265948 | Functional | Others
55993 | Dardahind Phc | FOOT OPERATED SUCTION MACHINE | MODEL NOT AVAILABLE | 3000080127 | Functional | Others
55994 | Kaman Chc | Blood Bank Refrigerator | Model not available | 3000265817 | Functional | Others
55995 | Peepalbara Phc | SPHYGMOMANOMETER(BP APPRATUS) | MODEL NOT AVAILABLE | 3000205500 | Functional | Others
55996 | Balkasa Phc Bundi | SPHYGMOMANOMETER(BP APPRATUS) | MODEL NOT AVAILABLE | 3000265690 | Functional | Others
55997 | Balkasa Phc Bundi | Ice lined refrigerator | Model Not Available | 3000265693 | Functional | Others
55998 | Bilond Phc | Baby Weighing Machine | Model Not Available | 3000265787 | Functional | Others
55999 | Mithra Phc Barmer | SPHYGMOMANOMETER(BP APPRATUS) | MODEL NOT AVAILABLE | 3000265638 | Functional | Others
56000 | Bilond Phc | Ice lined refrigerator | Model Not Available | 3000265789 | Functional | Others
56001 | General Hospital Karauli Dh | Pulse Oxymeter | MEDITEC P201 | 105220200099 | Functional | Others
56002 | Pahada Rishabhdev Phc | Freezes | MODEL NOT AVAILABLE | 3000205774 | Functional | Others
56003 | Chakhu Phc | Ice lined refrigerator | HBC-70 | BE07F4E0N00B285R0020 | Functional | Others
56004 | Bassi Phc Udaipur | Centrifuge Machine ( 8 Tube) | Model Not Available | 3000205805 | Functional | Others
56005 | Korer Phc | Glucometer | Model not available | 3000265829 | Functional | Others
56006 | Sadar Hospital Dholpur Dh | ECG Machine (Single Channel) | Model Not Available | g103401010 | Functional | Others
56007 | Sherpur Phc | Syringe Needle Destroyer | Model not available | 3000138880 | Functional | Others
56008 | Gov. Hospital, Sujangarh Sdh | Suction Machine | Model Not Available | 3000129113 | Functional | Others
56009 | Jk Lone Hospital Jaipur | MTP Suction apparatus electrically operated | MODEL NOT AVAILABLE | 3000230463 | Functional | Bhasin Sons Private Limited
56010 | City Dispensary Kasturba | Freezes | MODEL NOT AVAILABLE | 3000222607 | Functional | Others
56011 | Setellite Sethi Colony Satellite | Incubator | MODEL NOT AVAILABLE | 2000025533 | Functional | Others
56012 | Jk Lone Hospital Jaipur | Phototherepy Unit | MODEL NOT AVAILABLE | 3000230468 | Functional | Others
56013 | Jk Lone Hospital Jaipur | Phototherepy Unit | MODEL NOT AVAILABLE | 3000230472 | Functional | Others
56014 | Gov. Hospital, Sujangarh Sdh | Instrument Sterilizer | Model Not Available | 3000129112 | Functional | Others
56015 | Gov. Hospital, Sujangarh Sdh | Pulse Oxymeter | Model Not Available | 3000129104 | Functional | Others
56016 | City Dispensary Kasturba | Blood Bank Refrigerator | Model not available | 3000222909 | Functional | Others
56017 | Karanikot Phc | Suction Machine | Model Not Available | 3000280454 | Functional | Others
56018 | Jk Lone Hospital Jaipur | Suction Machine | Model Not Available | 3000222230 | Functional | Others
56019 | Jln Central Store Medical College | Syringe Infusion Pump | Model not available | 184176 | Functional | Others
56020 | Jamdoli Phc | Ice lined refrigerator | HBD-116 | 25018826 | Functional | Others
56021 | Gov. Hospital, Sujangarh Sdh | Cautry Machine | Model Not Available | 3000129106 | Functional | Others
56022 | Jk Lone Hospital Jaipur | Radiant Heat Warmer | Meditrin - Heat Warmer | NRHM/WM09/205 | Functional | Others
56023 | Maroth Chc | Suction Machine | Model Not Available | 8006 | Functional | Others
56024 | Maroth Chc | Suction Machine | Model Not Available | 8005 | Functional | Others
56025 | Jamdoli Phc | Weighing Machine | MODEL NOT AVAILABLE | 3000087368 | Functional | Others
56026 | Govindgarh Chc Jaipur | Urine Test Strip Analyzer | Model Not Available | 3000222394 | Functional | Others
56027 | Jamdoli Phc | Baby Weighing Machine | Docbel Braun | 3000087370 | Functional | Docbel Group Of Industries
56028 | Govindgarh Chc Jaipur | Blood Mixer ( Roller Mixer ) | Model not available | 664 | Functional | Others
56029 | Jk Lone Hospital Jaipur | Bi-pap Machine | MODEL NOT AVAILABLE | C100570308F78 | Functional | Others
56030 | Rawatsar Chc | Syringe Needle Destroyer | Model not available | 3000044470 | Functional | Others
56031 | Deh Phc | Micropipettes | MODEL NOT AVAILABLE | 2000036528 | Functional | Others
56032 | Deh Phc | Micropipettes | MODEL NOT AVAILABLE | 2000036611 | Functional | Others
56033 | Deh Phc | Micropipettes | MODEL NOT AVAILABLE | 2000036612 | Functional | Others
56034 | Sadar Hospital Dholpur Dh | Radiant Heat Warmer | Meditrin - Heat Warmer | 2000026038 | Functional | Others
56035 | Sadar Hospital Dholpur Dh | ECG Machine (Single Channel) | Cardiart 6108 T | AVML0G16090 | Functional | Bpl Medical Technologies
56036 | Jhilay Phc | Binocular Microscope | MLW Lab | 3000080359 | Functional | Others
56037 | Beru Phc Jodhpur | Freezes | MODEL NOT AVAILABLE | 3000264945 | Functional | Others
56038 | Sadar Hospital Dholpur Dh | Autoclave | Model not available | 2000046973 | Functional | Others
56039 | Dardahind Phc | Instrument Sterilizer | Model Not Available | 98J801 | Functional | Others
56040 | Bilond Phc | SPHYGMOMANOMETER(BP APPRATUS) | MODEL NOT AVAILABLE | 3000265786 | Functional | Others
56041 | Chakhu Phc | Incubator | MODEL NOT AVAILABLE | 3000265924 | Functional | Others
56042 | Korer Phc | Binocular Microscope | Model Not Available | 3000265828 | Functional | Others
56043 | Sadar Hospital Dholpur Dh | SPHYGMOMANOMETER(BP APPRATUS) | MODEL NOT AVAILABLE | 3000218031 | Non Functional Not Repairable | Others
56044 | Kanwat Chc | Binocular Microscope | Model Not Available | 3862 | Functional | Others
56045 | Sedwa Phc | Binocular Microscope | Model Not Available | 3000265658 | Functional | Others
56046 | Sedwa Phc | Glucometer | Model not available | 3000265659 | Functional | Others
56047 | Jaipuria Hospital Dh | Multi-Para Monitor | Model not available | MI4E004259 | Functional | Schiller Healthcare India Pvt Ltd
56048 | Dantaramgarh Phc Sikar | Freezes | MODEL NOT AVAILABLE | 3.9101e+17 | Functional | Others
56049 | Mundiya Phc Tonk | Radiant Heat Warmer | Zeal - RHW 2101A | RHW/2101A/113/2459 | Functional | Others
56050 | Mandwa Phc | Binocular Microscope | Microlux - 16 | 3000205585 | Functional | Ajay Optical India
56051 | Mandwa Phc | Syringe Needle Destroyer | Model not available | 3000205586 | Functional | Others
56052 | Baleba Phc Barmer | Incubator | MODEL NOT AVAILABLE | 3000265560 | Functional | Others
56053 | Jk Lone Hospital Jaipur | Ophthalmoscope | Model Not Available | 3000222205 | Functional | Others
56054 | Panchwara Phc Banswara | SPHYGMOMANOMETER(BP APPRATUS) | MODEL NOT AVAILABLE | 30002229485 | Functional | Others
56055 | Richwa Phc | Ice lined refrigerator | MK - 142 | 25019016 | Functional | Others
56056 | Richwa Phc | Ice lined refrigerator | MF - 144 | 20071018595 | Functional | Others
56057 | Panchwara Phc Banswara | Freezes | MODEL NOT AVAILABLE | 30002229487 | Functional | Others
56058 | Choti Sarva Phc | Syringe Needle Destroyer | Model not available | 300022294448 | Functional | Others
56059 | Pallu Phc | Freezes | MODEL NOT AVAILABLE | 30002229428 | Functional | Others
56060 | Chc Badrel | Hemoglobin meter | Model Not Available | 30002229449 | Functional | Others
56061 | Harsor Chc | Micropipettes | MODEL NOT AVAILABLE | 2000028788 | Functional | Others
56062 | Maroth Chc | Baby Weighing Machine | Crown | 8007 | Functional | Others
56063 | Jk Lone Hospital Jaipur | Syringe Needle Destroyer | Microsil ND 20 | BHILWARA/2383-00 | Functional | Others
56064 | Govindgarh Chc Jaipur | Fetal Doppler | MODEL NOT AVAILABLE | 3000222836 | Functional | Others
56065 | Gov. Hospital, Sujangarh Sdh | Autoclave | Model not available | 3000129105 | Functional | Others
56066 | Karanikot Phc | Syringe Needle Destroyer | Model not available | 3000280452 | Functional | Others
56067 | City Dispensary Kasturba | Binocular Microscope | Model Not Available | 3000222910 | Functional | Others
56068 | Gov. Hospital, Sujangarh Sdh | Autoclave | Model not available | 3000129107 | Functional | Others
56069 | Gov. Hospital, Sujangarh Sdh | Autoclave | Model not available | 3000129108 | Functional | Others
56070 | Govindgarh Chc Jaipur | O.T. Light Single Dome | MODEL NOT AVAILABLE | 3000222386 | Functional | Others
56071 | Jln Central Store Medical College | Pulse Oxymeter | Model Not Available | CO9P05 | Functional | Others
56072 | Kherwada Chc | Semi Automated Chemistry Analyzer | Micro Lab - RX 50V | 1211130 | Functional | Others
56073 | Govindgarh Chc Jaipur | 100mA X-Ray Machine | Model not available | 3000222399 | Functional | Others
56074 | Kherwada Chc | Blood Cell Counter - 3 part | Horiba - ABX Micros ES 60 | 3000204452 | Functional | Horiba India Pvt Ltd
56075 | Jk Lone Hospital Jaipur | Radiant Heat Warmer | Model Not Available | 3000230476 | Functional | Others
56076 | Kherwada Chc | Syringe Needle Destroyer | Microsil ND 120 | 3000204453 | Functional | Others
56077 | Jamdoli Phc | Syringe Needle Destroyer | Microsil ND 20 | 1125 | Functional | Micro Lab Instruments Ahmedabad
56078 | Govindgarh Chc Jaipur | Incubator | MODEL NOT AVAILABLE | 3000222393 | Functional | Others
56079 | Chanani Phc | FOOT OPERATED SUCTION MACHINE | MODEL NOT AVAILABLE | 3000080328 | Functional | Others
56080 | Chanani Phc | Instrument Sterilizer | Model Not Available | 1222 | Functional | Others
56081 | Kherwada Chc | Blood Bank Refrigerator | Model not available | 3000204455 | Functional | Others
56082 | Rawatsar Chc | Instrument Sterilizer | Model Not Available | 3000044469 | Functional | Others
56083 | Jamdoli Phc | Radiant Heat Warmer | Meditrin - Heat Warmer | NRHM/WM/09/1109 | Functional | Meditrin Instruments
56084 | Jk Lone Hospital Jaipur | Bi-pap Machine | MODEL NOT AVAILABLE | C10057005F2BD | Functional | Others
56085 | City Dispensary Kasturba | Glucometer | Model not available | 3000222911 | Functional | Others
56086 | Butati Phc | SPHYGMOMANOMETER(BP APPRATUS) | MODEL NOT AVAILABLE | 8854 | Functional | Others
56087 | Butati Phc | SPHYGMOMANOMETER(BP APPRATUS) | MODEL NOT AVAILABLE | 8855 | Functional | Others
56088 | Parana Phc | Freezes | MODEL NOT AVAILABLE | 3000080213 | Functional | Others
56089 | Parana Phc | Spot Light ( Portable ) | Model Not Available | 3000080217 | Functional | Others
56090 | Sadar Hospital Dholpur Dh | SPHYGMOMANOMETER(BP APPRATUS) | MODEL NOT AVAILABLE | 3000218032 | Functional | Others
56091 | Ghata Phc | Binocular Microscope | Model Not Available | 3000265804 | Functional | Others
56092 | Ghata Phc | Binocular Microscope | Model Not Available | 9504142 | Functional | Others
56093 | Tepu Phc Jodhpur | Syringe Needle Destroyer | Model not available | 3000265988 | Functional | Others
56094 | Tepu Phc Jodhpur | Monocular Microscope | Model not available | 3000265989 | Not in use | Others
56095 | District Sahadat Hospital Tonk Dh | Suction Machine | EURUVAC Elite | 3000088087 | Functional | Others
56096 | Tepu Phc Jodhpur | Suction Machine | HI VAC | 3000265993 | Functional | Others
56097 | Setellite Sethi Colony Satellite | SPHYGMOMANOMETER(BP APPRATUS) | MODEL NOT AVAILABLE | 2000025553 | Functional | Others
56098 | Isru Phc Jodhpur | SPHYGMOMANOMETER(BP APPRATUS) | MODEL NOT AVAILABLE | 3000265999 | Functional | Others
56099 | Setellite Sethi Colony Satellite | Weighing Machine | MODEL NOT AVAILABLE | 2000025556 | Functional | Others
56100 | Sadar Hospital Dholpur Dh | Syringe Infusion Pump | SIMTEK - Infutek 405 | 2000026075 | Functional | Others
56101 | Sadar Hospital Dholpur Dh | Syringe Infusion Pump | SIMTEK - Infutek 405 | 2000026076 | Functional | Others
56102 | Sadar Hospital Dholpur Dh | Syringe Infusion Pump | SIMTEK - Infutek 405 | 2000026085 | Functional | Others
56103 | Sadar Hospital Dholpur Dh | Syringe Infusion Pump | SIMTEK - Infutek 405 | 2000026086 | Functional | Others
56104 | Sadar Hospital Dholpur Dh | Syringe Infusion Pump | SIMTEK - Infutek 405 | 2000026074 | Functional | Others
56105 | Sadar Hospital Dholpur Dh | Syringe Infusion Pump | SIMTEK - Infutek 405 | 2000026084 | Functional | Others
56106 | Sadar Hospital Dholpur Dh | Syringe Infusion Pump | SIMTEK - Infutek 405 | 2000026083 | Functional | Others
56107 | Sadar Hospital Dholpur Dh | Syringe Infusion Pump | SIMTEK - Infutek 405 | 2000026087 | Functional | Others
56108 | Sadar Hospital Dholpur Dh | Syringe Infusion Pump | SIMTEK - Infutek 405 | 2000026077 | Functional | Others
56109 | Nasirda Phc | Hemoglobin meter | Model Not Available | 3000080297 | Functional | Others
56110 | Setellite Sethi Colony Satellite | A Scan Ultrasonic Biometer | Model Not Available | 2000025560 | Functional | Others
56111 | Aid Post Masuria | Incubator | MODEL NOT AVAILABLE | 3000265972 | Functional | Others
56112 | Sadar Hospital Dholpur Dh | Syringe Needle Destroyer | Microsil ND-60 | 3000218034 | Non Functional Not Repairable | Others
56113 | Nagarfort Phc | Freezes | MODEL NOT AVAILABLE | 3000080315 | Functional | Others
56114 | Baniyawas Phc Jodhpur | Baby Weighing Machine | Model Not Available | 3000265962 | Functional | Others
56115 | Deh Phc | Micropipettes | MODEL NOT AVAILABLE | 2000036613 | Functional | Others
56116 | Deh Phc | Micropipettes | MODEL NOT AVAILABLE | 2000036614 | Functional | Others
56117 | Setellite Sethi Colony Satellite | Suction Machine | Model Not Available | 2000025536 | Functional | Others
56118 | Bhadra Chc | Glucometer | Model not available | 2000037803 | Functional | Others
56119 | Tausar Phc | Centrifuge Machine ( 8 Tube) | Model Not Available | 2000030646 | Functional | Others
56120 | Bhadra Chc | Binocular Microscope | Model Not Available | 2000037802 | Functional | Others
56121 | Pundlota Phc | Incubator | MODEL NOT AVAILABLE | 2000028799 | Functional | Others
56122 | Pundlota Phc | Binocular Microscope | Model Not Available | 2000028800 | Functional | Others
56123 | Tausar Phc | Hemoglobin meter | Model Not Available | 2000030650 | Functional | Others
56124 | Tausar Phc | Hemoglobin meter | Model Not Available | 2000030651 | Functional | Others
56125 | Seriya Phc | Instrument Sterilizer | Model Not Available | 3000205831 | Functional | Others
56126 | Pundlota Phc | Radiant Heat Warmer | Model Not Available | 2000036198 | Functional | Others
56127 | Bhadra Chc | Sahlis HB Meter | Model not available | 2000037823 | Functional | Others
56128 | Pundlota Phc | FOOT OPERATED SUCTION MACHINE | MODEL NOT AVAILABLE | 2000036202 | Functional | Others
56129 | Butati Phc | Labour Table | Model Not Available | 8858 | Functional | Others
56130 | Khajwana Phc | Syringe Needle Destroyer | Model not available | 2000036955 | Functional | Others
56131 | Bhadra Chc | Sahlis HB Meter | HB Meter | 2000037827 | Functional | Others
56132 | Kherwada Chc | Spot Light ( Portable ) | Model Not Available | 3000204437 | Functional | Others
56133 | Kherwada Chc | Syringe Needle Destroyer | Nulife - Dots | 3000204438 | Functional | Others
56134 | Kherwada Chc | Instrument Sterilizer | Model Not Available | 3000204439 | Functional | Atlas Surgical Company
56135 | Kaladera Chc | 100mA X-Ray Machine | Model not available | 3000222513 | Functional | Others
56136 | Setellite Sethi Colony Satellite | O.T. Light Single Dome | MODEL NOT AVAILABLE | 2000025537 | Functional | Others
56137 | Bhadra Chc | Centrifuge Machine ( 4 Tube ) | Remi 4C | FOLO-3834 | Functional | Remi Electrotechnik Ltd
56138 | Bariberi Phc | Micropipettes | MODEL NOT AVAILABLE | NA | Functional | Others
56139 | Kaladera Chc | Centrifuge Machine ( 8 Tube) | Model Not Available | 3000222516 | Functional | Others
56140 | Kaladera Chc | Centrifuge Machine ( 8 Tube) | Model Not Available | 3000222528 | Functional | Others
56141 | Kaladera Chc | Binocular Microscope | RXL-4B | 27701 | Functional | Others
56142 | Mundra Phc Churu | Baby Weighing Machine | Model Not Available | 3000129341 | Functional | Others
56143 | Mundra Phc Churu | Syringe Needle Destroyer | Model not available | 3000129343 | Functional | Others
56144 | Saypur Phc | Binocular Microscope | AMT 5A | 3000138688 | Functional | Others
56145 | Mundra Phc Churu | Ice lined refrigerator | HBC-70 | 3000129346 | Functional | Others
56146 | Dheerwas Phc | SPHYGMOMANOMETER(BP APPRATUS) | MODEL NOT AVAILABLE | 3000053099 | Functional | Others
56147 | Dheerwas Phc | SPHYGMOMANOMETER(BP APPRATUS) | MODEL NOT AVAILABLE | 3000053107 | Functional | Others
56148 | Dheerwas Phc | SPHYGMOMANOMETER(BP APPRATUS) | MODEL NOT AVAILABLE | 3000053108 | Functional | Others
56149 | Khejroli Phc | Ice lined refrigerator | MF - 144 | 91010604 | Functional | Others
56150 | Khudikalaan Phc | Radiant Heat Warmer | Zeal - RHW 2101A | 2000036258 | Functional | Others
56151 | Khudikalaan Phc | Radiant Heat Warmer | Zeal - RHW 2101A | 1013 | Functional | Others
56152 | Khudikalaan Phc | Suction Machine | Model Not Available | 2000036260 | Functional | Others
56153 | Khudikalaan Phc | Suction Machine | Model Not Available | 2000036262 | Functional | Others
56154 | Rawatsar Chc | Mobile ( Portable ) X-Ray Machine | Model not available | G-07-10-707 | Functional | Donation
56155 | Khudikalaan Phc | Nebulizer | MODEL NOT AVAILABLE | 2000028875 | Functional | Others
56156 | Khudikalaan Phc | Nebulizer | MODEL NOT AVAILABLE | 2000036264 | Functional | Others
56157 | D B Government Hospital Churu Dh | Syringe Infusion Pump | Model not available | 2000029950 | Functional | Others
56158 | D B Government Hospital Churu Dh | Syringe Infusion Pump | Model not available | 2000029951 | Functional | Others
56159 | D B Government Hospital Churu Dh | Syringe Infusion Pump | Model not available | 2000029952 | Functional | Others
56160 | D B Government Hospital Churu Dh | Syringe Infusion Pump | Model not available | 2000029953 | Functional | Others
56161 | D B Government Hospital Churu Dh | Syringe Infusion Pump | Model not available | 2000029954 | Functional | Others
56162 | D B Government Hospital Churu Dh | Syringe Infusion Pump | Model not available | 2000029955 | Functional | Others
56163 | D B Government Hospital Churu Dh | Syringe Infusion Pump | Model not available | 2000029956 | Functional | Others
56164 | D B Government Hospital Churu Dh | Syringe Infusion Pump | Model not available | 2000029957 | Functional | Others
56165 | D B Government Hospital Churu Dh | Syringe Infusion Pump | Model not available | 2000029958 | Functional | Others
56166 | D B Government Hospital Churu Dh | Syringe Infusion Pump | Model not available | 2000029959 | Functional | Others
56167 | D B Government Hospital Churu Dh | Syringe Infusion Pump | Model not available | 2000029960 | Functional | Others
56168 | D B Government Hospital Churu Dh | Syringe Infusion Pump | Model not available | 2000029961 | Functional | Others
56169 | Butati Phc | SPHYGMOMANOMETER(BP APPRATUS) | MODEL NOT AVAILABLE | 8856 | Functional | Others
56170 | Tausar Phc | SPHYGMOMANOMETER(BP APPRATUS) | MODEL NOT AVAILABLE | 281110 | Functional | Others
56171 | Bhadra Chc | Semi Automated Chemistry Analyzer | CPC - STAT FAX 3300 | 3300-6645 | Functional | Others
56172 | Pundlota Phc | Hemoglobin Analyzer | Model not available | 2000028803 | Functional | Others
56173 | Tausar Phc | Binocular Microscope | Model Not Available | 2000030645 | Functional | Others
56174 | Pundlota Phc | Freezes | MODEL NOT AVAILABLE | 2000028807 | Functional | Others
56175 | Pundlota Phc | Freezes | MODEL NOT AVAILABLE | 2000028798 | Functional | Others
56176 | Khajwana Phc | FOOT OPERATED SUCTION MACHINE | MODEL NOT AVAILABLE | 2000036947 | Functional | Others
56177 | City Dispensary Kasturba | Centrifuge Machine ( 4 Tube ) | Model not available | 3000222913 | Functional | Others
56178 | Bhadra Chc | Hemoglobin meter | Model Not Available | 2000037804 | Functional | Others
56179 | Pundlota Phc | Centrifuge Machine ( 8 Tube) | Model Not Available | 2000028801 | Functional | Others
56180 | Pundlota Phc | Glucometer | Model not available | 2000028802 | Functional | Others
56181 | Bhadra Chc | Hemoglobin meter | HB 301 | 2000037824 | Functional | Hemocue India
56182 | Balicha Phc | Syringe Needle Destroyer | Model not available | 3000205796 | Functional | Others
56183 | Pundlota Phc | Spot Light ( Portable ) | Model Not Available | 2000036199 | Functional | Others
56184 | Pundlota Phc | Baby Weighing Machine | Model Not Available | 2000036200 | Functional | Others
56185 | Pundlota Phc | Instrument Sterilizer | Model Not Available | 2000036201 | Functional | Others
56186 | Pundlota Phc | Labour Table | Model Not Available | 2000036204 | Functional | Others
56187 | Bhadra Chc | Neubaurs Chamber | Model not available | 2000037826 | Functional | Others
56188 | City Dispensary Kasturba | Blood Cell Counter - 3 part | Model not available | 3000222914 | Functional | Others
56189 | Bhadra Chc | Weighing Machine | MODEL NOT AVAILABLE | 2000037830 | Functional | Others
56190 | Butati Phc | Autoclave | Model not available | 8859 | Functional | Others
56191 | Mishroli Phc | Centrifuge Machine ( 6 Tube ) | REMI - C 854/6 | 3000206075 | Functional | Others
56192 | Parthipura Phc | Weighing Machine | MODEL NOT AVAILABLE | 2000021267 | Functional | Others
56193 | Parthipura Phc | SPHYGMOMANOMETER(BP APPRATUS) | MODEL NOT AVAILABLE | 76978 | Functional | Others
56194 | Parthipura Phc | Syringe Needle Destroyer | Model not available | 2000021269 | Functional | Others
56195 | Bhadra Chc | Water Bath | Model not available | 2000037834 | Functional | Others
56196 | Aid Post Masuria | Syringe Needle Destroyer | Model not available | 3000265974 | Functional | Others
56197 | Nagarfort Phc | Glucometer | Easy Touch ET-101 | 1011A006605 | Functional | Others
56198 | Setellite Sethi Colony Satellite | Ophthalmoscope | Model Not Available | 2000025564 | Functional | Others
56199 | Baniyawas Phc Jodhpur | Freezes | MODEL NOT AVAILABLE | 3000265963 | Functional | Others
56200 | Baniyawas Phc Jodhpur | Freezes | MODEL NOT AVAILABLE | 3000265964 | Functional | Others
56201 | Sadar Hospital Dholpur Dh | O.T. Light Single Dome | MODEL NOT AVAILABLE | 2000020875 | Non Functional Not Repairable | Others
56202 | Jk Lone Hospital Jaipur | Pulse Oxymeter | Model Not Available | 3000230264 | Non Functional Not Repairable | Others
56203 | Aid Post Masuria | Suction Machine | HI VAC | 3000265979 | Functional | Others
56204 | Khareda Phc | Radiant Heat Warmer | Zeal - RHW 2101A | RHW2101A/1113/2460 | Functional | Others
56205 | Setellite Sethi Colony Satellite | Nebulizer | MODEL NOT AVAILABLE | 2000025571 | Functional | Others
56206 | Goniya Phc Barmer | Blood Bank Refrigerator | Model not available | 3000265625 | Functional | Others
56207 | Khareda Phc | Spot Light ( Portable ) | Model Not Available | 3000080356 | Functional | Others
56208 | Jk Lone Hospital Jaipur | Instrument Sterilizer | Model Not Available | 3000230269 | Functional | Others
56209 | Khareda Phc | FOOT OPERATED SUCTION MACHINE | SU-101 | 3000080357 | Functional | Others
56210 | Khareda Phc | Binocular Microscope | Model Not Available | 3000080358 | Functional | Others
56211 | Jk Lone Hospital Jaipur | Cautry Machine | Model Not Available | E02250790 | Functional | Others
56212 | Kachhnara Phc Jhalawar | Centrifuge Machine ( 8 Tube) | Model Not Available | 3000206808 | Functional | Others
56213 | Maleda Phc Tonk | Instrument Sterilizer | Model Not Available | 13741 | Functional | Others
56214 | Jk Lone Hospital Jaipur | O.T. Light Single Dome | MODEL NOT AVAILABLE | 3000230275 | Functional | Others
56215 | Setellite Sethi Colony Satellite | SPHYGMOMANOMETER(BP APPRATUS) | MODEL NOT AVAILABLE | 2000025576 | Functional | Others
56216 | Maleda Phc Tonk | Hemoglobin meter | Model Not Available | 3000080292 | Functional | Others
56217 | Vinaua Phc Bharatpur | FOGGING MACHINE | MODEL NOT AVAILABLE | 3000265772 | Functional | Others
56218 | Vinaua Phc Bharatpur | FOGGING MACHINE | MODEL NOT AVAILABLE | 3000265778 | Functional | Others
56219 | Setellite Sethi Colony Satellite | Hemoglobin meter | HB 301 | 1303813018 | Functional | Others
56220 | Hatundi Phc | Weighing Machine | MODEL NOT AVAILABLE | 3000265878 | Functional | Others
56221 | Bambora Phc | Binocular Microscope | Model Not Available | 3000204229 | Functional | Others
56222 | Bhadra Chc | Radiant Heat Warmer | Model Not Available | 167 | Functional | Others
56223 | Setellite Sethi Colony Satellite | Monocular Microscope | Model not available | 2000025538 | Functional | Others
56224 | Bhakrod Phc | Weighing Machine | MODEL NOT AVAILABLE | 2000036886 | Functional | Others
56225 | Bhadra Chc | FOOT OPERATED SUCTION MACHINE | MODEL NOT AVAILABLE | 2000037838 | Functional | Surgicoin Medequip Pvt Ltd
56226 | General Hospital Sawai Madhopur Dh | Nebulizer | MODEL NOT AVAILABLE | 913 | Functional | Others
56227 | General Hospital Sawai Madhopur Dh | Nebulizer | MODEL NOT AVAILABLE | 96 | Functional | Others
56228 | Kaladera Chc | ECG Machine (Single Channel) | Model Not Available | c613352 | Functional | Others
56229 | Bhadra Chc | Instrument Sterilizer | Model Not Available | 319 | Functional | Paras Enterprises
56230 | Jawas Phc | Neubaurs Chamber | Model not available | 3000205723 | Functional | Others
56231 | Makrana Chc | 300mA X-Ray Machine | GME - GMHF-32 | 2000028315 | Functional | Others
56232 | Makrana Chc | 300mA X-Ray Machine | GME - GMHF-32 | 2000028316 | Functional | Others
56233 | Kaladera Chc | Baby Weighing Machine | Model Not Available | 3000222533 | Functional | Others
56234 | Kaladera Chc | Baby Weighing Machine | Model Not Available | 3000222548 | Functional | Others
56235 | Kaladera Chc | Baby Weighing Machine | Model Not Available | 3000222552 | Functional | Others
56236 | Kaladera Chc | Baby Weighing Machine | Model Not Available | 3000222553 | Functional | Others
56237 | Kaladera Chc | Baby Weighing Machine | Model Not Available | 3000222554 | Functional | Others
56238 | Kaladera Chc | Baby Weighing Machine | Model Not Available | 3000222555 | Functional | Others
56239 | Kaladera Chc | Autoclave | Model not available | 3000222546 | Functional | Others
56240 | Chanani Phc | Centrifuge Machine ( 8 Tube) | Model Not Available | 3000080332 | Functional | Others
56241 | District Hospital Baran Dh | Instrument Sterilizer | Model Not Available | 9857 | Functional | Others
56242 | Makrana Chc | Dental X-ray unit | Model Not Available | 2000028317 | Functional | Others
56243 | Kaladera Chc | Ice lined refrigerator | MF - 144 | 90405905 | Functional | Others
56244 | Makrana Chc | Dental X-ray unit | Model Not Available | 2000028318 | Functional | Others
56245 | Bhadra Chc | Weighing Machine | MODEL NOT AVAILABLE | 257889 | Functional | Others
56246 | Kaladera Chc | Radiant Heat Warmer | Model Not Available | 3000222557 | Functional | Others
56247 | Kaladera Chc | Radiant Heat Warmer | Model Not Available | 3000222558 | Functional | Others
56248 | Nayagaon Udaipur_Phc | Freezes | MODEL NOT AVAILABLE | 3000205763 | Functional | Others
56249 | D B Government Hospital Churu Dh | Syringe Infusion Pump | Model not available | 2000029962 | Functional | Others
56250 | D B Government Hospital Churu Dh | Syringe Infusion Pump | Model not available | 2000029963 | Functional | Others
56251 | Kanod Chc | 100mA X-Ray Machine | Model not available | 3000204895 | Non Functional Repairable | Others
56252 | Basni Seja Phc | SPHYGMOMANOMETER(BP APPRATUS-Digital) | Model Not Available | 2000036080 | Functional | Others
56253 | Basni Seja Phc | SPHYGMOMANOMETER(BP APPRATUS-Digital) | Model Not Available | 2000036081 | Functional | Others
56254 | Saipau Chc | Hemoglobin meter | Model Not Available | 3000242010 | Functional | Others
56255 | Kalwar Phc | SPHYGMOMANOMETER(BP APPRATUS) | MODEL NOT AVAILABLE | 3000086956 | Functional | Others
56256 | Kalwar Phc | SPHYGMOMANOMETER(BP APPRATUS) | MODEL NOT AVAILABLE | 57178 | Functional | Others
56257 | Kalwar Phc | SPHYGMOMANOMETER(BP APPRATUS) | MODEL NOT AVAILABLE | 63944 | Functional | Others
56258 | Vijaypura Phc Karauli | SPHYGMOMANOMETER(BP APPRATUS) | MODEL NOT AVAILABLE | 21003 | Functional | Others
56259 | Saipau Chc | Semi Automated Chemistry Analyzer | Model not Available | 3000242012 | Functional | Others
56260 | City Dispensary Gadhimaliyal | Freezes | MODEL NOT AVAILABLE | 3000222920 | Functional | Others
56261 | Rishabhdev Chc | Autoclave | Model not available | 3000205431 | Functional | Others
56262 | D B Government Hospital Churu Dh | Baby Weighing Machine | Model Not Available | 2000031112 | Functional | Others
56263 | D B Government Hospital Churu Dh | Baby Weighing Machine | Model Not Available | 2000031080 | Functional | Others
56264 | D B Government Hospital Churu Dh | Baby Weighing Machine | Model Not Available | 2000031113 | Functional | Others
56265 | Jk Lone Hospital Jaipur | Ophthalmoscope | Model Not Available | 3000222321 | Functional | Others
56266 | Rawatsar Chc | Fetal Monitor | MODEL NOT AVAILABLE | DQTB3G8705 | Functional | Bpl Medical Technologies
56267 | Saipau Chc | 300mA X-Ray Machine | Model not available | 3000242028 | Functional | Others
56268 | Sanbhariya Phc | Binocular Microscope | Model Not Available | 3000230892 | Functional | Others
56269 | Saipau Chc | 100mA X-Ray Machine | Model not available | 3000242028 | Functional | Others
56270 | Mathura Das Mathur Hospital Jdh | Multi-Para Monitor | Model not available | 3000117696 | Functional | Others
56271 | Rawatsar Chc | Autoclave | Model not available | 3000044529 | Functional | Others
56272 | Rishabhdev Chc | Blood Bank Refrigerator | JAR -31 | R0903708 | Functional | Others
56273 | Rishabhdev Chc | ECG Machine (Six Channel ) | Model Not Available | C7B487 | Functional | Others
56274 | Jodhiyasi Phc | Micropipettes | MODEL NOT AVAILABLE | 2000036964 | Functional | Others
56275 | Rishabhdev Chc | Phototherepy Unit | MODEL NOT AVAILABLE | I-IJAK440184 | Functional | Fanem
56276 | Kherwada Chc | Colorimeter | MODEL NOT AVAILABLE | 3000204449 | Functional | Others
56277 | Kaladera Chc | Binocular Microscope | MLW Lab | 3000222519 | Functional | Others
56278 | Kaladera Chc | Binocular Microscope | MLW Lab | 3000222538 | Functional | Others
56279 | Bariberi Phc | Glucometer | Model not available | A1110H-13F | Functional | Others
56280 | Bariberi Phc | Glucometer | Model not available | A1110H-13F5 | Functional | Others
56281 | Bariberi Phc | Baby Weighing Machine | Model Not Available | NA1 | Functional | Others
56282 | Bhadra Chc | SPHYGMOMANOMETER(BP APPRATUS) | MODEL NOT AVAILABLE | 9813443 | Functional | Others
56283 | Chanani Phc | Syringe Needle Destroyer | Model not available | 3000080330 | Functional | Others
56284 | Bhadra Chc | Syringe Needle Destroyer | Microsil - ND350 | 5226 | Functional | Others
56285 | General Hospital Sawai Madhopur Dh | SPHYGMOMANOMETER(BP APPRATUS) | MODEL NOT AVAILABLE | 98135245 | Functional | Others
56286 | General Hospital Sawai Madhopur Dh | SPHYGMOMANOMETER(BP APPRATUS) | MODEL NOT AVAILABLE | 77 | Functional | Others
56287 | General Hospital Sawai Madhopur Dh | SPHYGMOMANOMETER(BP APPRATUS) | MODEL NOT AVAILABLE | 810 | Functional | Others
56288 | Bhadra Chc | Radiant Heat Warmer | Zeal - RHW 2101A | 0510/116 | Functional | Zeal Medical Pvt Ltd
56289 | Bhadra Chc | Radiant Heat Warmer | Zeal - RHW 2101A | 0510/117 | Functional | Zeal Medical Pvt Ltd
56290 | Bhadra Chc | Radiant Heat Warmer | Zeal - RHW 2101A | 0510/114 | Functional | Zeal Medical Pvt Ltd
56291 | Bhadra Chc | Radiant Heat Warmer | Zeal - RHW 2101A | 0510/115 | Functional | Zeal Medical Pvt Ltd
56292 | Sirpoi Phc | Suction Machine | Model Not Available | 3000206689 | Functional | Others
56293 | Chanani Phc | Glucometer | Easy Touch ET-101 | 1011A012404 | Functional | Others
56294 | General Hospital Sawai Madhopur Dh | Syringe Needle Destroyer | Model not available | NBSDO710467 | Functional | Others
56295 | General Hospital Sawai Madhopur Dh | Syringe Needle Destroyer | Model not available | 2000020153 | Functional | Others
56296 | General Hospital Sawai Madhopur Dh | Syringe Needle Destroyer | Model not available | 2000020151 | Functional | Others
56297 | Kaladera Chc | Ice lined refrigerator | MK - 142 | 3000222551 | Functional | Others
56298 | Chanani Phc | Hemoglobin meter | Model Not Available | 3000080334 | Functional | Others
56299 | Pratapnagar Satellite Hospital | Radiant Heat Warmer | Meditrin - Heat Warmer | 09/082 | Functional | Others
56300 | Bhadra Chc | FOOT OPERATED SUCTION MACHINE | MODEL NOT AVAILABLE | 2000037849 | Functional | Anand Medicaids Pvt Ltd
56301 | Pratapnagar Satellite Hospital | Radiant Heat Warmer | Meditrin - Heat Warmer | wm09/095 | Functional | Meditrin Instruments
56302 | Bhadra Chc | Pulse Oxymeter | Model Not Available | A0703887 | Functional | Schiller Healthcare India Pvt Ltd
56303 | Barwas Phc | Binocular Microscope | Model Not Available | 3000080205 | Functional | Others
56304 | Bambora Phc | Centrifuge Machine ( 8 Tube) | Model Not Available | 3000204230 | Functional | Others
56305 | Bhatinda Phc | Freezes | MODEL NOT AVAILABLE | 3000265939 | Functional | Others
56306 | Bambora Phc | Syringe Needle Destroyer | Model not available | 3000204231 | Functional | Others
56307 | Bhatinda Phc | Blood Bank Refrigerator | Model not available | 3000265941 | Functional | Others
56308 | Jk Lone Hospital Jaipur | O.T. Light Double Dome | MODEL NOT AVAILABLE | ARYE0083 | Functional | Others
56309 | Denok Phc | Hemoglobin meter | Model Not Available | 3000265901 | Functional | Others
56310 | Denok Phc | Hemoglobin meter | Model Not Available | 3000265902 | Functional | Others
56311 | Jaipuria Hospital Dh | Hydraulic Operation Table | MODEL NOT AVAILABLE | 2000025132 | Functional | Others
56312 | Jaipuria Hospital Dh | Hydraulic Operation Table | MODEL NOT AVAILABLE | 2000025145 | Functional | Others
56313 | Barwas Phc | Spot Light ( Portable ) | Model Not Available | 3000080202 | Functional | Others
56314 | Jk Lone Hospital Jaipur | Syringe Infusion Pump | Model not available | 406108 | Functional | Others
56315 | Jk Lone Hospital Jaipur | Cautry Machine | Model Not Available | E07A1175 | Functional | Others
56316 | Sadar Hospital Dholpur Dh | Suction Machine | Model Not Available | 2000046960 | Functional | Others
56317 | Champasar Phc | SPHYGMOMANOMETER(BP APPRATUS) | MODEL NOT AVAILABLE | 3000265913 | Functional | Others
56318 | Jharpa Phc Barmer | SPHYGMOMANOMETER(BP APPRATUS) | MODEL NOT AVAILABLE | 3000265632 | Functional | Others
56319 | Dadia Phc | Instrument Sterilizer | Model Not Available | 840000000000000 | Functional | Others
56320 | Jharpa Phc Barmer | SPHYGMOMANOMETER(BP APPRATUS) | MODEL NOT AVAILABLE | 3000265633 | Functional | Others
56321 | Jaipuria Hospital Dh | Cautry Machine | Model Not Available | V061401 | Functional | Others
56322 | City Dispensary Jhalawar | Syringe Needle Destroyer | Microsil ND 20 | 3000203428 | Functional | Others
56323 | Satelite Hospital Hiran Magri Sec 5 Udaipur | Binocular Microscope | Model Not Available | 2K02343 | Functional | Ajay Optical India
56324 | City Dispensary Jhalawar | SPHYGMOMANOMETER(BP APPRATUS) | MODEL NOT AVAILABLE | 3000208397 | Functional | Others
56325 | City Dispensary Jhalawar | SPHYGMOMANOMETER(BP APPRATUS) | MODEL NOT AVAILABLE | 3000208396 | Functional | Others
56326 | Satelite Hospital Hiran Magri Sec 5 Udaipur | Centrifuge Machine ( 8 Tube) | Model Not Available | 3000043626 | Functional | Remi Electrotechnik Ltd
56327 | Jharpa Phc Barmer | Syringe Needle Destroyer | Model not available | 3000265637 | Functional | Others
56328 | Jaipuria Hospital Dh | Hydraulic Operation Table | MODEL NOT AVAILABLE | 2000025126 | Functional | Others
56329 | Setellite Sethi Colony Satellite | Suction Machine | Model Not Available | 2000025541 | Functional | Others
56330 | Semari Chc | Hot Air Oven | Model not available | 3000198254 | Functional | Others
56331 | Bhadra Chc | Suction Machine | Model Not Available | 2000037857 | Functional | Others
56332 | Mahuibrahimpur Phc | Syringe Needle Destroyer | Microsil ND 20 | 3000138818 | Functional | Others
56333 | Bhadra Chc | Freezes | MODEL NOT AVAILABLE | 183 | Functional | Lg
56334 | Jk Lone Hospital Jaipur | Pulse Oxymeter | Comet - P (L and T) | C10P1940 | Functional | Others
56335 | Pratapnagar Satellite Hospital | Hemoglobin meter | Model Not Available | 3000049150 | Functional | Others
56336 | Shahpura Chc | Autoclave | Model not available | 2000025487 | Functional | Others
56337 | Bhadra Chc | Mobile ( Portable ) X-Ray Machine | Model not available | 2000037862 | Functional | Others
56338 | Kanchanpur Phc Karauli | Syringe Needle Destroyer | Model not available | 3000218974 | Functional | Cmho Supply
56339 | Jk Lone Hospital Jaipur | Pulse Oxymeter | Comet - P (L and T) | C10P1930 | Functional | Others
56340 | Jk Lone Hospital Jaipur | Pulse Oxymeter | Comet - P (L and T) | C10P1950 | Functional | Others
56341 | Jk Lone Hospital Jaipur | Pulse Oxymeter | Comet - P (L and T) | C10P1938 | Functional | Others
56342 | Jk Lone Hospital Jaipur | Pulse Oxymeter | Comet - P (L and T) | C10P1946 | Functional | Others
56343 | Jk Lone Hospital Jaipur | Pulse Oxymeter | Comet - P (L and T) | C10P1955 | Functional | Others
56344 | Jk Lone Hospital Jaipur | Pulse Oxymeter | Comet - P (L and T) | C10P1929 | Functional | Others
56345 | Shahpura Chc | FOGGING MACHINE | MODEL NOT AVAILABLE | 2000025463 | Functional | Others
56346 | Bhadra Chc | Suction Machine | Model Not Available | 2000037864 | Functional | Others
56347 | Shahpura Chc | Ophthalmoscope | Heine Beta - 200 S | 2000025445 | Functional | Others
56348 | Jk Lone Hospital Jaipur | Pulse Oxymeter | Comet - P (L and T) | C10P1954 | Functional | Others
56349 | Jk Lone Hospital Jaipur | Pulse Oxymeter | Comet - P (L and T) | C10P1960 | Functional | Others
56350 | Jk Lone Hospital Jaipur | Pulse Oxymeter | Comet - P (L and T) | C10P1918 | Functional | Others
56351 | Jk Lone Hospital Jaipur | Pulse Oxymeter | Comet - P (L and T) | C10P1928 | Functional | Others
56352 | Jk Lone Hospital Jaipur | Pulse Oxymeter | Comet - P (L and T) | C10P1941 | Functional | Others
56353 | Kathmana Phc | FOOT OPERATED SUCTION MACHINE | MODEL NOT AVAILABLE | 3000088448 | Functional | Others
56354 | Shahpura Chc | Ophthalmoscope | Model Not Available | 2000025450 | Functional | Others
56355 | Chawandiya Phc | Incubator | MODEL NOT AVAILABLE | 2000030621 | Functional | Others
56356 | Todabhim Chc | Defibrillator | DEFIGARD 4000 | 3000138770 | Functional | Others
56357 | Samod Chc | Weighing Machine | MODEL NOT AVAILABLE | 3000222787 | Functional | Others
56358 | Samod Chc | Weighing Machine | MODEL NOT AVAILABLE | 3000222786 | Functional | Others
56359 | Samod Chc | Weighing Machine | MODEL NOT AVAILABLE | 3000222763 | Functional | Others
56360 | Samod Chc | Weighing Machine | MODEL NOT AVAILABLE | 3000222788 | Functional | Others
56361 | Samod Chc | Weighing Machine | MODEL NOT AVAILABLE | 3000222789 | Functional | Others
56362 | Samod Chc | Weighing Machine | MODEL NOT AVAILABLE | 3000222790 | Functional | Others
56363 | Idwa Chc | Radiant Heat Warmer | Meditrin - Heat Warmer | 11159 | Functional | Others
56364 | Maroth Chc | Syringe Needle Destroyer | Model not available | 3016 | Functional | Others
56365 | Idwa Chc | Hemoglobin meter | Model Not Available | 2000036222 | Functional | Others
56366 | Jk Lone Hospital Jaipur | SPHYGMOMANOMETER(BP APPRATUS) | MODEL NOT AVAILABLE | 29386 | Functional | Others
56367 | Gov. Hospital, Ratangarh Sdh | Ventilator | Model Not Available | 3000053200 | Functional | Others
56368 | Jk Lone Hospital Jaipur | SPHYGMOMANOMETER(BP APPRATUS) | MODEL NOT AVAILABLE | 3000222033 | Functional | Others
56369 | Todabhim Chc | Endoscope | MODEL NOT AVAILABLE | 3000138771 | Functional | Others
56370 | Maroth Chc | Centrifuge Machine ( 4 Tube ) | Model not available | 8014 | Functional | Others
56371 | Rishabhdev Chc | Freezes | MODEL NOT AVAILABLE | 3000205463 | Functional | Others
56372 | Gudhasalt Phc | Micropipettes | MODEL NOT AVAILABLE | 2000030406 | Functional | Others
56373 | Gudhasalt Phc | Micropipettes | MODEL NOT AVAILABLE | 2000030407 | Functional | Others
56374 | Gudhasalt Phc | Micropipettes | MODEL NOT AVAILABLE | 2000030408 | Functional | Others
56375 | Gudhasalt Phc | Micropipettes | MODEL NOT AVAILABLE | 2000030409 | Functional | Others
56376 | Gudhasalt Phc | Micropipettes | MODEL NOT AVAILABLE | 2000030410 | Functional | Others
56377 | Gudhasalt Phc | Micropipettes | MODEL NOT AVAILABLE | 2000030403 | Functional | Others
56378 | Gudhasalt Phc | Micropipettes | MODEL NOT AVAILABLE | 2000030404 | Functional | Others
56379 | Gudhasalt Phc | Micropipettes | MODEL NOT AVAILABLE | 2000030405 | Functional | Others
56380 | Gudhasalt Phc | Micropipettes | MODEL NOT AVAILABLE | 2000030411 | Functional | Others
56381 | Jk Lone Hospital Jaipur | Weighing Machine | MODEL NOT AVAILABLE | 3000222040 | Functional | Others
56382 | Jk Lone Hospital Jaipur | Weighing Machine | MODEL NOT AVAILABLE | 3000222041 | Functional | Others
56383 | Basai Nawab Chc | SPHYGMOMANOMETER(BP APPRATUS) | MODEL NOT AVAILABLE | 98135174 | Functional | Others
56384 | Pratapnagar Satellite Hospital | Baby Weighing Machine | Model Not Available | 3000049171 | Functional | Others
56385 | Bhadra Chc | Ice lined refrigerator | Model Not Available | 2000037851 | Functional | Haier Appliances India Pvt
56386 | Sirpoi Phc | Ice lined refrigerator | Model Not Available | 25117571 | Functional | Others
56387 | Jk Lone Hospital Jaipur | Phototherepy Unit | MODEL NOT AVAILABLE | 3000230211 | Non Functional Repairable | Others
56388 | Bhadra Chc | Weighing Machine | Crown | 2000037852 | Functional | Crown Digital Scales Inc
56389 | Sirpoi Phc | Baby Weighing Machine | Crown | 3000206693 | Functional | Others
56390 | Mahuibrahimpur Phc | SPHYGMOMANOMETER(BP APPRATUS) | MODEL NOT AVAILABLE | 3000138811 | Functional | Others
56391 | Soda Phc | Syringe Needle Destroyer | Model not available | 3000088487 | Functional | Others
56392 | Jk Lone Hospital Jaipur | Phototherepy Unit | MODEL NOT AVAILABLE | FMD1006 | Functional | Others
56393 | Jk Lone Hospital Jaipur | Phototherepy Unit | MODEL NOT AVAILABLE | FMD1008 | Functional | Others
56394 | Jk Lone Hospital Jaipur | Phototherepy Unit | MODEL NOT AVAILABLE | 3000230207 | Functional | Others
56395 | Jk Lone Hospital Jaipur | Phototherepy Unit | MODEL NOT AVAILABLE | FDM1014 | Functional | Others
56396 | Jk Lone Hospital Jaipur | Phototherepy Unit | MODEL NOT AVAILABLE | FDM1001 | Functional | Others
56397 | Pratapnagar Satellite Hospital | Ice lined refrigerator | HBD-116 | 40076 | Functional | Others
56398 | General Hospital Sawai Madhopur Dh | Hydraulic Operation Table | MODEL NOT AVAILABLE | 2000020175 | Functional | Others
56399 | General Hospital Sawai Madhopur Dh | Hydraulic Operation Table | MODEL NOT AVAILABLE | 2000020176 | Functional | Others
56400 | General Hospital Sawai Madhopur Dh | Hydraulic Operation Table | MODEL NOT AVAILABLE | 2000020177 | Functional | Others
56401 | General Hospital Sawai Madhopur Dh | Hydraulic Operation Table | MODEL NOT AVAILABLE | 2000020178 | Functional | Others
56402 | General Hospital Sawai Madhopur Dh | Hydraulic Operation Table | MODEL NOT AVAILABLE | 2000020179 | Functional | Others
56403 | Soda Phc | Instrument Sterilizer | Model Not Available | 3000088488 | Functional | Others
56404 | Setellite Sethi Colony Satellite | Boyles Apparatus | JUPITER | 200-1814 | Functional | Alleid Medical Limited
56405 | Bhadra Chc | Syringe Needle Destroyer | Microsil - ND350 | 5225 | Functional | Others
56406 | Kaladera Chc | O.T. Light Single Dome | MODEL NOT AVAILABLE | 3000222559 | Functional | Others
56407 | Mahuibrahimpur Phc | Baby Weighing Machine | Crown | 3000138813 | Functional | Others
56408 | Bhadra Chc | Ice lined refrigerator | Model Not Available | 2000037854 | Functional | Others
56409 | Jaipuria Hospital Dh | Hydraulic Operation Table | MODEL NOT AVAILABLE | 2000025125 | Functional | Others
56410 | Bagri Phc | Suction Machine | Model Not Available | 3000088431 | Functional | Others
56411 | City Dispensary Jhalawar | Weighing Machine | Crown | 3000203431 | Functional | Others
56412 | Barani Khurd Phc Jodhpur | Weighing Machine | MODEL NOT AVAILABLE | 3000265950 | Functional | Others
56413 | Bagri Phc | Binocular Microscope | Model Not Available | 3000088432 | Functional | Others
56414 | Barani Khurd Phc Jodhpur | Freezes | MODEL NOT AVAILABLE | 3000265951 | Functional | Others
56415 | City Dispensary Jhalawar | SPHYGMOMANOMETER(BP APPRATUS) | MODEL NOT AVAILABLE | 3000203429 | Functional | Others
56416 | Bagri Phc | Syringe Needle Destroyer | Model not available | 3000088433 | Functional | Others
56417 | Sadar Hospital Dholpur Dh | 300mA X-Ray Machine | Model not available | si-112531590a | Functional | Others
56418 | Sadar Hospital Dholpur Dh | 300mA X-Ray Machine | Model not available | cix400164-3 | Functional | Others
56419 | Sadar Hospital Dholpur Dh | 300mA X-Ray Machine | Model not available | 2k100830529-x/hf | Functional | Others
56420 | Sadar Hospital Dholpur Dh | 300mA X-Ray Machine | Model not available | 2000026072 | Functional | Others
56421 | Sadar Hospital Dholpur Dh | 300mA X-Ray Machine | Model not available | 2000026066 | Functional | Others
56422 | Sadar Hospital Dholpur Dh | 300mA X-Ray Machine | Model not available | 2000026069 | Functional | Others
56423 | Bagri Phc | Centrifuge Machine ( 8 Tube) | Model Not Available | 3000088434 | Functional | Others
56424 | Satelite Hospital Hiran Magri Sec 5 Udaipur | SPHYGMOMANOMETER(BP APPRATUS) | MODEL NOT AVAILABLE | 3000043294 | Functional | Others
56425 | Satelite Hospital Hiran Magri Sec 5 Udaipur | SPHYGMOMANOMETER(BP APPRATUS) | MODEL NOT AVAILABLE | 3000043295 | Functional | Others
56426 | Bagri Phc | STABILIZER | MODEL NOT AVAILABLE | 3000088436 | Functional | Others
56427 | Satelite Hospital Hiran Magri Sec 5 Udaipur | Baby Weighing Machine | Model Not Available | 3000043296 | Functional | Others
56428 | Satelite Hospital Hiran Magri Sec 5 Udaipur | Instrument Sterilizer | Model Not Available | 3000043297 | Functional | Others
56429 | Sadar Hospital Dholpur Dh | Defibrillator | DEFIGARD 4000 | JI4D319 | Functional | Others
56430 | Nagla Kalyanpur Phc Bharatpur | Ice lined refrigerator | Model Not Available | 3000265836 | Functional | Others
56431 | Jk Lone Hospital Jaipur | MTP Suction apparatus electrically operated | MODEL NOT AVAILABLE | 3000230308 | Functional | Others
56432 | Bisalpur Phc | Freezes | MODEL NOT AVAILABLE | 3000265936 | Functional | Others
56433 | Nagla Kalyanpur Phc Bharatpur | Blood Bank Refrigerator | Model not available | 3000265837 | Functional | Others
56434 | Nagla Kalyanpur Phc Bharatpur | Binocular Microscope | Model Not Available | 3000265838 | Functional | Others
56435 | Padawali Phc | Fetal Doppler | MODEL NOT AVAILABLE | 3000198122 | Functional | Others
56436 | Chawandiya Phc | Binocular Microscope | Model Not Available | 2000030622 | Functional | Others
56437 | Shahpura Chc | Autoclave | Model not available | 2000025451 | Functional | Others
56438 | Kanchanpur Phc Karauli | Autoclave | Model not available | 3000218978 | Functional | Others
56439 | Padawali Phc | SPHYGMOMANOMETER(BP APPRATUS) | MODEL NOT AVAILABLE | 3000198123 | Functional | Others
56440 | Jalaniyasar Phc | Sahlis HB Meter | Model not available | 2000036628 | Functional | Others
56441 | Padawali Phc | Syringe Needle Destroyer | Model not available | 3000198124 | Functional | Others
56442 | Kanchanpur Phc Karauli | Monocular Microscope | Model not available | 3000218981 | Functional | Others
56443 | Jk Lone Hospital Jaipur | Radiant Heat Warmer | Meditrin - Heat Warmer | NRHM/WM09/46/11 | Functional | Others
56444 | Jk Lone Hospital Jaipur | Radiant Heat Warmer | Meditrin - Heat Warmer | NRHM/WM09/33/11 | Functional | Others
56445 | Jk Lone Hospital Jaipur | Radiant Heat Warmer | Meditrin - Heat Warmer | NRHM/WM09/53/11 | Functional | Others
56446 | Jk Lone Hospital Jaipur | Radiant Heat Warmer | Meditrin - Heat Warmer | NRHM/WM09/49/11 | Functional | Others
56447 | Jk Lone Hospital Jaipur | Radiant Heat Warmer | Meditrin - Heat Warmer | NRHM/WM09/38/11 | Functional | Others
56448 | Shahpura Chc | Nebulizer | CN-04 | 2000025493 | Functional | Others
56449 | Chawandiya Phc | Freezes | MODEL NOT AVAILABLE | 2000030629 | Functional | Others
56450 | Kanchanpur Phc Karauli | Glucometer | Model not available | 3000218981 | Functional | Others
56451 | Bhadra Chc | Syringe Needle Destroyer | Model not available | 2000037869 | Functional | Others
56452 | Shahpura Chc | Pulse Oxymeter | Model Not Available | 2000025467 | Functional | Others
56453 | Kachroda Phc | SPHYGMOMANOMETER(BP APPRATUS) | MODEL NOT AVAILABLE | 2996 | Functional | Others
56454 | Chawandiya Phc | Syringe Needle Destroyer | Model not available | 2000030638 | Functional | Others
56455 | Chawandiya Phc | SPHYGMOMANOMETER(BP APPRATUS) | MODEL NOT AVAILABLE | 2000030639 | Functional | Others
56456 | Kachroda Phc | Ice lined refrigerator | MK - 142 | 90506624 | Functional | Others
56457 | Gari Chc | Suction Machine | Model Not Available | 3000281175 | Functional | Others
56458 | Jhareda Phc | Baby Weighing Machine | Model Not Available | 3000138892 | Functional | Others
56459 | Kachroda Phc | Ice lined refrigerator | MF - 144 | 20013806632 | Functional | Others
56460 | Gari Chc | Weighing Machine | MODEL NOT AVAILABLE | 3000281176 | Functional | Others
56461 | Kachroda Phc | Ice lined refrigerator | HBD-116 | 2A7V0096 | Functional | Others
56462 | Jhalarapatan Chc | Phototherepy Unit | Meditrin - Digital Bilitimer Phototherapy | 3000206511 | Functional | Others
56463 | Rampura Beri Phc | Syringe Needle Destroyer | Model not available | 3000053448 | Functional | Others
56464 | Rampura Beri Phc | Syringe Needle Destroyer | Model not available | 3000053449 | Functional | Others
56465 | Rampura Beri Phc | Syringe Needle Destroyer | Model not available | 3000053452 | Functional | Others
56466 | Jhalarapatan Chc | Oxygen Concentrator | BPL - OG 4203 | AXTCIG6833 | Functional | Others
56467 | Rampura Beri Phc | Binocular Microscope | Model Not Available | 3000053450 | Functional | Others
56468 | Rampura Beri Phc | Binocular Microscope | Model Not Available | 3000053451 | Functional | Others
56469 | Rampura Beri Phc | Binocular Microscope | Model Not Available | 3000053453 | Functional | Others
56470 | Jhalarapatan Chc | Syringe Needle Destroyer | Microsil - ND350 | 9587 | Functional | Others
56471 | Rampura Beri Phc | Blood Bank Refrigerator | Model not available | 3000053454 | Functional | Others
56472 | Rampura Beri Phc | Blood Bank Refrigerator | Model not available | 3000053455 | Functional | Others
56473 | Rampura Beri Phc | Blood Bank Refrigerator | Model not available | 3000053456 | Functional | Others
56474 | Khuri Phc | Blood Bank Refrigerator | Model not available | 3000116088 | Functional | Others
56475 | Khuri Phc | Blood Bank Refrigerator | Model not available | 3000116089 | Functional | Others
56476 | Khuri Phc | Blood Bank Refrigerator | Model not available | 3000116091 | Functional | Others
56477 | Khuri Phc | Syringe Needle Destroyer | Model not available | 3000116090 | Functional | Others
56478 | Khuri Phc | Syringe Needle Destroyer | Model not available | 3000116092 | Functional | Others
56479 | Jhalarapatan Chc | Autoclave | Model not available | 3244 | Functional | Others
56480 | Jhalarapatan Chc | Pulse Oxymeter | Comet - P (L and T) | C11P2505 | Functional | Others
56481 | Jhalarapatan Chc | Suction Machine | Model Not Available | 3000206522 | Functional | Others
56482 | Jhalarapatan Chc | Spot Light ( Portable ) | Model Not Available | 3000206523 | Functional | Others
56483 | Jhalarapatan Chc | Pulse Oxymeter | Model Not Available | EA07C00818 | Functional | Others
56484 | Jhalarapatan Chc | O.T. Light Double Dome | MODEL NOT AVAILABLE | 3000206529 | Functional | Others
56485 | Ghanaoun Phc | Centrifuge Machine ( 12 Tube ) | Model Not Available | 3000053363 | Functional | Others
56486 | Ghanaoun Phc | Centrifuge Machine ( 12 Tube ) | Model Not Available | 3000053368 | Functional | Others
56487 | Jhalarapatan Chc | O.T. Light Double Dome | MODEL NOT AVAILABLE | 3000206530 | Functional | Others
56488 | Ghanaoun Phc | Radiant Heat Warmer | Model Not Available | 3000053369 | Functional | Others
56489 | Soda Phc | STABILIZER | MODEL NOT AVAILABLE | 3000088489 | Functional | Others
56490 | Jk Lone Hospital Jaipur | Phototherepy Unit | MODEL NOT AVAILABLE | FMD1005 | Functional | Others
56491 | Jk Lone Hospital Jaipur | Phototherepy Unit | MODEL NOT AVAILABLE | 3000230212 | Functional | Others
56492 | Mahuibrahimpur Phc | Syringe Needle Destroyer | Nulife - Dots | NBSD0726058 | Functional | Others
56493 | Bhadra Chc | Instrument Sterilizer | Model Not Available | 2000037855 | Functional | Others
56494 | Pratapnagar Satellite Hospital | Ice lined refrigerator | SB 142 | 25011539 | Functional | Others
56495 | Soda Phc | Autoclave | Model not available | 3000088490 | Functional | Others
56496 | Bhadra Chc | Syringe Needle Destroyer | Microsil - ND350 | 5031 | Functional | Others
56497 | Soda Phc | Binocular Microscope | Model Not Available | 3000088483 | Functional | Others
56498 | Jk Lone Hospital Jaipur | Fiberoptic Laryngoscope | Model Not Available | 3000230163 | Functional | Others
56499 | Jk Lone Hospital Jaipur | Fiberoptic Laryngoscope | Model Not Available | 3000230215 | Functional | Others
56500 | Jk Lone Hospital Jaipur | Fiberoptic Laryngoscope | Model Not Available | 3000230216 | Functional | Others
56501 | Semari Chc | Semi Automated Chemistry Analyzer | Model not Available | 1211135 | Functional | Others
56502 | Pratapnagar Satellite Hospital | Ice lined refrigerator | MK - 142 | 24511744 | Functional | Haier Appliances India Pvt
56503 | Soda Phc | Centrifuge Machine ( 4 Tube ) | Model not available | 3000088484 | Functional | Others
56504 | Jk Lone Hospital Jaipur | Multi-Para Monitor | Star 50 ( L and T ) | A10SE00232 | Functional | Others
56505 | Soda Phc | Binocular Microscope | Model Not Available | 3000088485 | Functional | Others
56506 | Semari Chc | Syringe Needle Destroyer | Model not available | 3000198256 | Functional | Others
56507 | Jk Lone Hospital Jaipur | Multi-Para Monitor | Star 50 ( L and T ) | A10SE00237 | Functional | Others
56508 | Jk Lone Hospital Jaipur | Multi-Para Monitor | Star 50 ( L and T ) | A10SE00235 | Functional | Others
56509 | Soda Phc | Syringe Needle Destroyer | Model not available | 3000088486 | Functional | Others
56510 | Sirpoi Phc | Instrument Sterilizer | Model Not Available | 3000206379 | Functional | Others
56511 | Semari Chc | Baby Weighing Machine | Model Not Available | 3000198259 | Functional | Others
56512 | Basai Nawab Chc | Blood Cell Counter - 3 part | Model not available | 3000242049 | Functional | Others
56513 | Mahuibrahimpur Phc | Binocular Microscope | Model Not Available | 3000138801 | Functional | Others
56514 | Jk Lone Hospital Jaipur | Nebulizer | MODEL NOT AVAILABLE | NGM11328 | Functional | Others
56515 | Sangria Phc | Centrifuge Machine ( 8 Tube) | Model Not Available | 4795 | Functional | Others
56516 | Newai Chc | Binocular Microscope | Model Not Available | 3000080219 | Functional | Others
56517 | Jk Lone Hospital Jaipur | Cautry Machine | Model Not Available | M020128 | Non Functional Repairable | Others
56518 | Chandanpura Phc Bharatpur | Freezes | MODEL NOT AVAILABLE | 3000265794 | Functional | Others
56519 | Purohit Ji Ki Tapri Phc Kota | Weighing Machine | MODEL NOT AVAILABLE | 3000265503 | Functional | Others
56520 | Sangria Phc | Syringe Needle Destroyer | Microsil - ND350 | 10566 | Functional | Others
56521 | Newai Chc | Freezes | MODEL NOT AVAILABLE | 3000080222 | Functional | Others
56522 | Jk Lone Hospital Jaipur | Fiberoptic Laryngoscope | Model Not Available | 3000230320 | Functional | Others
56523 | Jk Lone Hospital Jaipur | Fiberoptic Laryngoscope | Model Not Available | 3000230321 | Functional | Others
56524 | Jk Lone Hospital Jaipur | Fiberoptic Laryngoscope | Model Not Available | 3000230322 | Functional | Others
56525 | Satelite Hospital Hiran Magri Sec 5 Udaipur | Nebulizer | NE-C28 | 20071200262UF | Functional | Others
56526 | Jk Lone Hospital Jaipur | Fiberoptic Laryngoscope | Model Not Available | 3000230323 | Functional | Others
56527 | Satelite Hospital Hiran Magri Sec 5 Udaipur | SPHYGMOMANOMETER(BP APPRATUS) | MODEL NOT AVAILABLE | 3000040067 | Functional | Others
56528 | Somka Phc | Freezes | MODEL NOT AVAILABLE | 3000265758 | Functional | Others
56529 | Sedwa Phc | Blood Bank Refrigerator | Model not available | 3000265654 | Functional | Others
56530 | Sedwa Phc | Blood Bank Refrigerator | Model not available | 3000265655 | Functional | Others
56531 | Jaipuria Hospital Dh | Multi-Para Monitor | Model not available | 2000025167 | Functional | Others
56532 | Newai Chc | FOOT OPERATED SUCTION MACHINE | MODEL NOT AVAILABLE | 3000080223 | Functional | Others
56533 | Sadar Hospital Dholpur Dh | C-Arm Machine | Model Not Available | 2K1003111C | Functional | Others
56534 | Sedwa Phc | Hemoglobin meter | Model Not Available | 3000265660 | Functional | Others
56535 | Somka Phc | Radiant Heat Warmer | Zeal - RHW 2101A | 3000265765 | Functional | Others
56536 | Sedwa Phc | Hemoglobin meter | Model Not Available | 3000265661 | Functional | Others
56537 | Gingla Chc | Syringe Needle Destroyer | Model not available | 3000198343 | Functional | Others
56538 | Gingla Chc | Syringe Needle Destroyer | Model not available | 3000198341 | Functional | Others
56539 | Sadar Hospital Dholpur Dh | Syringe Needle Destroyer | Nulife - Dots | 28663 | Functional | Others
56540 | Gingla Chc | Instrument Sterilizer | Model Not Available | 30001983442 | Functional | Paras Enterprises
56541 | Somka Phc | SPHYGMOMANOMETER(BP APPRATUS) | MODEL NOT AVAILABLE | 3000265768 | Functional | Others
56542 | Kachroda Phc | Radiant Heat Warmer | Meditrin - Heat Warmer | WM09/02 | Functional | Meditrin Instruments
56543 | Kanchanpur Phc Karauli | Radiant Heat Warmer | Model Not Available | 3000218990 | Functional | Others
56544 | Kachroda Phc | Weighing Machine | MODEL NOT AVAILABLE | 300021660 | Functional | Others
56545 | City Dispensary No 1 Atalbandh | Spot Light ( Portable ) | Model Not Available | 2000003089 | Functional | Others
56546 | Kachroda Phc | Baby Weighing Machine | Crown | 3000216261 | Functional | Crown Digital Scales Inc
56547 | Kachroda Phc | Instrument Sterilizer | Model Not Available | 3000216262 | Functional | Others
56548 | Idawa Phc | Syringe Needle Destroyer | Model not available | 2000028832 | Functional | Others
56549 | Idawa Phc | Syringe Needle Destroyer | Model not available | 2000028833 | Functional | Others
56550 | Todaraisingh Chc | VDRL Rotator (Rotor and Shaker) | Model Not Available | 3000080269 | Functional | Others
56551 | Kachroda Phc | Fetal Doppler | ND - 102 | 3000216265 | Functional | Ashok Enterprises
56552 | Todaraisingh Chc | Blood Cell Counter - 3 part | Horiba - ABX Micros ES 60 | 304E50405444 | Functional | Others
56553 | Karanpur Chc | Hemoglobin meter | Model Not Available | 3000138593 | Functional | Others
56554 | Idawa Phc | Glucometer | Model not available | 2000028812 | Functional | Others
56555 | Idawa Phc | Binocular Microscope | Model Not Available | 2000028813 | Functional | Others
56556 | Malwa Ka Chora Phc | Syringe Needle Destroyer | Model not available | 3000205648 | Functional | Others
56557 | Savora Phc | Glucometer | Model not available | 2000003238 | Functional | Others
56558 | Bassi Chc Jaipur | Boyles Apparatus | MODEL NOT AVAILABLE | 3000087199 | Functional | Others
56559 | Merta City Chc | Labour Table | Model Not Available | 2000028912 | Functional | Others
56560 | Merta City Chc | Labour Table | Model Not Available | 2000028913 | Functional | Others
56561 | Bassi Chc Jaipur | Operating Microscope | Model Not Available | 3000230844 | Functional | Others
56562 | Karanpur Chc | SPHYGMOMANOMETER(BP APPRATUS) | Pagoda | 3000138602 | Functional | Others
56563 | Dharsoni Phc | Radiant Heat Warmer | Meditrin - Heat Warmer | 3000259332 | Functional | Others
56564 | Setellite Sethi Colony Satellite | Cold Light Source | MODEL NOT AVAILABLE | 2000025548 | Functional | Others
56565 | Rol Phc | Micropipettes | MODEL NOT AVAILABLE | 36507 | Functional | Others
56566 | Rol Phc | Micropipettes | MODEL NOT AVAILABLE | 36508 | Functional | Others
56567 | Rol Phc | Micropipettes | MODEL NOT AVAILABLE | 36509 | Functional | Others
56568 | Ghanaoun Phc | Radiant Heat Warmer | Model Not Available | 3000053370 | Functional | Others
56569 | Ghanaoun Phc | Radiant Heat Warmer | Model Not Available | 3000053371 | Functional | Others
56570 | Dheerwas Phc | Radiant Heat Warmer | Model Not Available | 3000053096 | Functional | Others
56571 | Dheerwas Phc | Radiant Heat Warmer | Model Not Available | 3000053097 | Functional | Others
56572 | Dheerwas Phc | Radiant Heat Warmer | Model Not Available | 3000053098 | Functional | Others
56573 | Dheerwas Phc | Radiant Heat Warmer | Model Not Available | 3000053106 | Functional | Others
56574 | Garnawad Phc | Baby Weighing Machine | Crown | 3000206050 | Functional | Others
56575 | Khejroli Phc | Weighing Machine | MODEL NOT AVAILABLE | 3000222421 | Functional | Others
56576 | Khejroli Phc | Baby Weighing Machine | Crown | 3000222411 | Functional | Others
56577 | Khejroli Phc | Freezes | MODEL NOT AVAILABLE | 3000222415 | Functional | Others
56578 | Garnawad Phc | Syringe Needle Destroyer | Nulife - Dots | NBSD07224562 | Functional | Others
56579 | Rawatsar Chc | 300mA X-Ray Machine | Model not available | 2K110130054-X/HF | Functional | Others
56580 | Kuchil Phc | Syringe Needle Destroyer | Model not available | 3000222936 | Functional | Others
56581 | Kuchil Phc | Sahlis HB Meter | HB Meter | 3000222937 | Functional | Metro Traiding Corporation
56582 | Khejroli Phc | Glucometer | Model not available | 3000222404 | Functional | Others
56583 | Khejroli Phc | Glucometer | Model not available | 3000222409 | Functional | Others
56584 | D B Government Hospital Churu Dh | Ventilator | Model Not Available | 2000029939 | Functional | Others
56585 | D B Government Hospital Churu Dh | Ventilator | Model Not Available | 2000029940 | Functional | Others
56586 | D B Government Hospital Churu Dh | Ventilator | Model Not Available | 2000029941 | Functional | Others
56587 | Baiy Phc | Suction Machine | Model Not Available | 3000053067 | Functional | Others
56588 | Baiy Phc | Suction Machine | Model Not Available | 3000053068 | Functional | Others
56589 | Khudikalaan Phc | Syringe Needle Destroyer | Microsil - ND350 | 5828 | Functional | Others
56590 | Khudikalaan Phc | Binocular Microscope | Model Not Available | 2000028871 | Functional | Others
56591 | Kuchil Phc | Freezes | MODEL NOT AVAILABLE | 3000222939 | Functional | Others
56592 | Saipau Chc | Syringe Needle Destroyer | Model not available | 3000242025 | Non Functional Not Repairable | Others
56593 | Saipau Chc | Syringe Needle Destroyer | Model not available | 3000242027 | Non Functional Not Repairable | Others
56594 | D B Government Hospital Churu Dh | Emergeny First Aid Kit | Medisys | 9 | Functional | Others
56595 | Semari Chc | Instrument Sterilizer | Model Not Available | 3000198262 | Functional | Others
56596 | Mahuibrahimpur Phc | Monocular Microscope | Model not available | 3000138804 | Functional | Others
56597 | Pratapnagar Satellite Hospital | Centrifuge Machine ( 8 Tube) | REMI - R 8C | 3000049147 | Functional | Others
56598 | Sirpoi Phc | Baby Weighing Machine | Model Not Available | 3000206378 | Functional | Others
56599 | Semari Chc | FOOT OPERATED SUCTION MACHINE | MODEL NOT AVAILABLE | 3000198264 | Functional | Others
56600 | Pratapnagar Satellite Hospital | Binocular Microscope | BLS 116 | 6186 | Functional | B L Scientific Instruments Co
56601 | Semari Chc | Nebulizer | MODEL NOT AVAILABLE | 88262 | Functional | Others
56602 | Sirpoi Phc | Syringe Needle Destroyer | Nulife - Dots | 3000206376 | Functional | Others
56603 | Kanchanpur Phc Karauli | Weighing Machine | MODEL NOT AVAILABLE | 3000218972 | Functional | Others
56604 | Jk Lone Hospital Jaipur | Ophthalmoscope | Model Not Available | 3000230160 | Functional | Others
56605 | Semari Chc | Freezes | MODEL NOT AVAILABLE | VAL233 | Functional | Others
56606 | Basai Nawab Chc | FOOT OPERATED SUCTION MACHINE | SU-101 | 10221 | Functional | Others
56607 | Kanchanpur Phc Karauli | SPHYGMOMANOMETER(BP APPRATUS) | MODEL NOT AVAILABLE | 300218973 | Functional | Cmho Supply
56608 | Shahpura Chc | Centrifuge Machine ( 4 Tube ) | Model not available | 2000025482 | Functional | Others
56609 | Semari Chc | SPHYGMOMANOMETER(BP APPRATUS) | MODEL NOT AVAILABLE | 366111 | Functional | Others
56610 | Sirpoi Phc | Syringe Needle Destroyer | Nulife - Dots | 3000206382 | Functional | Others
56611 | Pratapnagar Satellite Hospital | Glucometer | SD Check Gold | 3000049151 | Functional | Others
56612 | Bhadra Chc | Dental Chair Unit | Model Not Available | 2000037863 | Functional | Chesa Inc
56613 | Kanchanpur Phc Karauli | Baby Weighing Machine | Model Not Available | 3000218976 | Functional | Others
56614 | Bhadra Chc | Nebulizer | MODEL NOT AVAILABLE | 2000037865 | Functional | Others
56615 | Kathmana Phc | Nebulizer | MODEL NOT AVAILABLE | 3000088447 | Functional | Others
56616 | Setellite Sethi Colony Satellite | Syringe Needle Destroyer | Model not available | 2000025542 | Functional | Others
56617 | Kanchanpur Phc Karauli | Radiant Heat Warmer | Model Not Available | 3000218977 | Functional | Others
56618 | Mahuibrahimpur Phc | Radiant Heat Warmer | Zeal - RHW 2101A | RHW2101A/0713/768 | Functional | Others
56619 | District Hospital Baran Dh | Automated Urine Analyzer | Model not available | 9822 | Functional | Others
56620 | Chawandiya Phc | SPHYGMOMANOMETER(BP APPRATUS) | MODEL NOT AVAILABLE | 2000030620 | Functional | Others
56621 | Bhadra Chc | Syringe Needle Destroyer | Microsil - ND350 | 5289 | Functional | Others
56622 | Jaipuria Hospital Dh | Centrifuge Machine ( 16 Tube ) | Model not available | DFLC-1767 | Functional | Remi Electrotechnik Ltd
56623 | Jaipuria Hospital Dh | ELISA Washer | Model not available | 2000025060 | Functional | Others
56624 | Somka Phc | Instrument Sterilizer | Model Not Available | 3000265771 | Functional | Others
56625 | Mundiya Phc Tonk | FOOT OPERATED SUCTION MACHINE | MODEL NOT AVAILABLE | 10977 | Functional | Others
56626 | Sangria Phc | Ice lined refrigerator | MF - 144 | 20032108868 | Functional | Others
56627 | Mundiya Phc Tonk | Binocular Microscope | Model Not Available | 3000080326 | Functional | Others
56628 | Sangria Phc | Freezes | MODEL NOT AVAILABLE | 3000206681 | Functional | Others
56629 | Sangria Phc | Weighing Machine | Crown | 3000206679 | Functional | Others
56630 | Sangria Phc | Weighing Machine | Crown | 3000206680 | Functional | Others
56631 | Choti Sarva Phc | Freezes | GL-185 | 30002229432 | Functional | Others
56632 | Jk Lone Hospital Jaipur | Fiberoptic Laryngoscope | Model Not Available | 3000230324 | Functional | Others
56633 | Jk Lone Hospital Jaipur | Fiberoptic Laryngoscope | Model Not Available | 3000230325 | Functional | Others
56634 | Sunara Phc | Binocular Microscope | Model Not Available | 3000088586 | Functional | Others
56635 | Pallu Phc | Syringe Needle Destroyer | Model not available | 30002229431 | Functional | Others
56636 | Guradiya Joga Phc Jhalawar | SPHYGMOMANOMETER(BP APPRATUS) | Pagoda | 3000206086 | Functional | Others
56637 | Chc Badrel | Freezes | MODEL NOT AVAILABLE | 30002229451 | Functional | Others
56638 | Jk Lone Hospital Jaipur | Blood Bank Refrigerator | Model not available | 1203230 | Functional | Others
56639 | Chc Badrel | Syringe Needle Destroyer | Model not available | 30002228647 | Functional | Others
56640 | Chc Badrel | Binocular Microscope | Model Not Available | 30002229452 | Non Functional Not Repairable | Others
56641 | Chc Badrel | Binocular Microscope | Model Not Available | 30002229453 | Non Functional Not Repairable | Others
56642 | Chc Badrel | Glucometer | Model not available | 30002228649 | Functional | Others
56643 | Jk Lone Hospital Jaipur | Weighing Machine | MODEL NOT AVAILABLE | 3000085573 | Functional | Others
56644 | Jk Lone Hospital Jaipur | Weighing Machine | MODEL NOT AVAILABLE | 3000085568 | Functional | Others
56645 | Newai Chc | Syringe Infusion Pump | Model not available | 3CI458831 | Functional | Others
56646 | Newai Chc | Syringe Infusion Pump | Model not available | 6CI455519 | Functional | Others
56647 | Jk Lone Hospital Jaipur | Blood Bank Refrigerator | Model not available | 1206256 | Functional | Others
56648 | Jk Lone Hospital Jaipur | Blood Bank Refrigerator | Model not available | 1206255 | Functional | Others
56649 | Rol Phc | Micropipettes | MODEL NOT AVAILABLE | 36510 | Functional | Others
56650 | Rol Phc | Micropipettes | MODEL NOT AVAILABLE | 36511 | Functional | Others
56651 | Brahambad Phc | Autoclave | Model not available | 3000242387 | Functional | Others
56652 | Brahambad Phc | Autoclave | Model not available | 3000242388 | Functional | Others
56653 | Devji Ka Thana Phc | Freezes | MODEL NOT AVAILABLE | 3000265698 | Functional | Others
56654 | Fagaliya Phc | SPHYGMOMANOMETER(BP APPRATUS) | MODEL NOT AVAILABLE | 3000265613 | Functional | Others
56655 | Brahambad Phc | Nebulizer | MODEL NOT AVAILABLE | 3000242388 | Functional | Others
56656 | Devji Ka Thana Phc | Ice lined refrigerator | Model Not Available | 3000265700 | Functional | Others
56657 | Setellite Sethi Colony Satellite | Autoclave | Model not available | 2000025550 | Functional | Others
56658 | Talera Chc | Weighing Machine | MODEL NOT AVAILABLE | 3000265677 | Functional | Others
56659 | Talera Chc | Freezes | MODEL NOT AVAILABLE | 3000265678 | Functional | Others
56660 | Bassi Chc Jaipur | O.T. Light Double Dome | MODEL NOT AVAILABLE | 3000087170 | Functional | Others
56661 | Sadar Hospital Dholpur Dh | SPHYGMOMANOMETER(BP APPRATUS) | MODEL NOT AVAILABLE | 112JUM1106931 | Functional | Others
56662 | Sadar Hospital Dholpur Dh | Blood Bank Refrigerator | REMI - BR 300 | 1234 | Functional | Others
56663 | Sadar Hospital Dholpur Dh | Spot Light ( Portable ) | Model Not Available | 3000218108 | Functional | Others
56664 | Jhilay Phc | Blood Cell Counter - 3 part | Model not available | 3000080365 | Functional | Others
56665 | Kaman Chc | Baby Weighing Machine | Model Not Available | 3000265813 | Functional | Others
56666 | Dardahind Phc | Syringe Needle Destroyer | Model not available | 3000080121 | Functional | Others
56667 | Kaman Chc | Ice lined refrigerator | Model Not Available | 3000265816 | Functional | Others
56668 | Dardahind Phc | Syringe Needle Destroyer | Model not available | 3000080128 | Functional | Others
56669 | Peepalbara Phc | Freezes | MODEL NOT AVAILABLE | 3000205499 | Functional | Others
56670 | Dardahind Phc | Suction Machine | Model Not Available | 3000080131 | Functional | Others
56671 | Chakhu Phc | Colorimeter | MODEL NOT AVAILABLE | 3000265923 | Functional | Others
56672 | Bilond Phc | Freezes | MODEL NOT AVAILABLE | 3000265788 | Functional | Others
56673 | Korer Phc | Baby Weighing Machine | Model Not Available | 3000265823 | Functional | Others
56674 | Korer Phc | Freezes | MODEL NOT AVAILABLE | 3000265824 | Functional | Others
56675 | Korer Phc | Freezes | MODEL NOT AVAILABLE | 3000265825 | Functional | Others
56676 | D B Government Hospital Churu Dh | Emergeny First Aid Kit | Medisys | 10 | Functional | Others
56677 | Khudikalaan Phc | Instrument Sterilizer | Model Not Available | 2004 | Functional | Others
56678 | Khudikalaan Phc | Instrument Sterilizer | Model Not Available | 2000036263 | Functional | Others
56679 | Kuchil Phc | Baby Weighing Machine | Crown | 3000222943 | Functional | Others
56680 | Setellite Sethi Colony Satellite | Blood Mixer ( Roller Mixer ) | Model not available | 2000025522 | Functional | Others
56681 | D B Government Hospital Churu Dh | Multi-Para Monitor | Model not available | 2000031127 | Functional | Others
56682 | D B Government Hospital Churu Dh | O.T. Light Single Dome | MODEL NOT AVAILABLE | 2000031129 | Functional | Others
56683 | Shri Balaji Phc | Freezes | VKE204 | 30568 | Functional | Others
56684 | Kalwar Phc | Weighing Machine | MODEL NOT AVAILABLE | 3000086948 | Functional | Others
56685 | Kalwar Phc | Spot Light ( Portable ) | Model Not Available | 3000086955 | Functional | Others
56686 | Saipau Chc | Hemoglobin meter | Model Not Available | 3000242017 | Non Functional Not Repairable | Others
56687 | Rishabhdev Chc | Hydraulic Operation Table | MODEL NOT AVAILABLE | 109 | Functional | Surgicoin Medequip Pvt Ltd
56688 | Saipau Chc | Incubator | MODEL NOT AVAILABLE | 3000242003 | Functional | Others
56689 | Rajgarh Chc Churu | Binocular Microscope | Model Not Available | 3000053565 | Functional | Others
56690 | Rajgarh Chc Churu | Binocular Microscope | Model Not Available | 3000053569 | Functional | Others
56691 | Rajgarh Chc Churu | Binocular Microscope | Model Not Available | 3000053567 | Functional | Others
56692 | Rajgarh Chc Churu | Binocular Microscope | Model Not Available | 3000053566 | Functional | Others
56693 | Rajgarh Chc Churu | Binocular Microscope | Model Not Available | 3000053570 | Functional | Others
56694 | Saipau Chc | Blood Cell Counter - 3 part | Horiba - ABX Micros ES 60 | 3000242011 | Functional | Others
56695 | Badikhatu Phc | Micropipettes | MODEL NOT AVAILABLE | 2000030353 | Functional | Others
56696 | Badikhatu Phc | Micropipettes | MODEL NOT AVAILABLE | 2000030354 | Functional | Others
56697 | Badikhatu Phc | Micropipettes | MODEL NOT AVAILABLE | 2000030355 | Functional | Others
56698 | Sanjoo Phc | Syringe Needle Destroyer | Model not available | 30068 | Functional | Others
56699 | Dispensary Partab Nagar Sec 11 City | Centrifuge Machine ( 8 Tube) | Model Not Available | 2000024475 | Functional | Others
56700 | Saipau Chc | Water Bath | Model not available | 3000242015 | Functional | Others
56701 | Rishabhdev Chc | Suction Machine | Model Not Available | 30002052430 | Functional | Others
56702 | Dispensary Partab Nagar Sec 11 City | Glucometer | SD Check Gold | 2000024476 | Functional | Sd Bio Standard Diagnostic Pvt Ltd
56703 | Jk Lone Hospital Jaipur | Pulse Oxymeter | Model Not Available | CMMH2M8901 | Functional | Bpl Medical Technologies
56704 | Jk Lone Hospital Jaipur | Pulse Oxymeter | Model Not Available | CMMH3B9173 | Functional | Bpl Medical Technologies
56705 | Chawandiya Phc | Micropipettes | MODEL NOT AVAILABLE | 2000030623 | Functional | Others
56706 | Chawandiya Phc | Micropipettes | MODEL NOT AVAILABLE | 2000030624 | Functional | Others
56707 | Kathmana Phc | STABILIZER | MODEL NOT AVAILABLE | 3000088449 | Functional | Others
56708 | Bhadra Chc | Syringe Needle Destroyer | Microsil - ND350 | 2000037867 | Functional | Others
56709 | Shahpura Chc | VDRL Rotator (Rotor and Shaker) | Model Not Available | 610683 | Functional | Others
56710 | Kanchanpur Phc Karauli | Binocular Microscope | Model Not Available | 3000218979 | Functional | Others
56711 | Chawandiya Phc | Micropipettes | MODEL NOT AVAILABLE | 2000030625 | Functional | Others
56712 | Chawandiya Phc | Glucometer | Model not available | 2000030626 | Functional | Others
56713 | Kathmana Phc | Binocular Microscope | Model Not Available | 3000088457 | Functional | Others
56714 | Shahpura Chc | SPHYGMOMANOMETER(BP APPRATUS) | MODEL NOT AVAILABLE | 26619 | Functional | Others
56715 | Chawandiya Phc | Centrifuge Machine ( 8 Tube) | Model Not Available | 2000030627 | Functional | Others
56716 | Padawali Phc | Syringe Needle Destroyer | Model not available | 3000198126 | Functional | Others
56717 | District Hospital Baran Dh | Blood Cell Counter - 3 part | Model not available | 9742 | Functional | Others
56718 | Gari Chc | SPHYGMOMANOMETER(BP APPRATUS) | MODEL NOT AVAILABLE | 3000281171 | Functional | Others
56719 | Chawandiya Phc | Ice lined refrigerator | Model Not Available | 2000030628 | Functional | Others
56720 | Bhadra Chc | Suction Machine | Model Not Available | 2000037868 | Functional | Atlas Surgical Company
56721 | Churaliya Phc | Syringe Needle Destroyer | Nulife - Dots | NBSD0716479 | Functional | Others
56722 | Padawali Phc | Binocular Microscope | Microlux - 16 | 3000198128 | Functional | Others
56723 | Setellite Sethi Colony Satellite | Pulse Oxymeter | Model Not Available | 106879 | Functional | Others
56724 | Gari Chc | Nebulizer | MODEL NOT AVAILABLE | 794773 | Functional | Others
56725 | Chawandiya Phc | Weighing Machine | MODEL NOT AVAILABLE | 2000030631 | Functional | Others
56726 | Padawali Phc | Centrifuge Machine ( 8 Tube) | Model Not Available | 3000198129 | Functional | Others
56727 | City Dispensary No 1 Atalbandh | Syringe Needle Destroyer | MRK | 2000003095 | Functional | Others
56728 | City Dispensary No 1 Atalbandh | Syringe Needle Destroyer | MRK | 2000003084 | Functional | Others
56729 | City Dispensary No 1 Atalbandh | Syringe Needle Destroyer | MRK | 2000003085 | Functional | Others
56730 | District Hospital Baran Dh | Blood Bank Refrigerator | Model not available | 54153 | Functional | Others
56731 | District Hospital Baran Dh | Blood Bank Refrigerator | Model not available | 3000129776 | Functional | Others
56732 | District Hospital Baran Dh | Blood Bank Refrigerator | Model not available | 1259740 | Functional | Others
56733 | District Hospital Baran Dh | Blood Bank Refrigerator | Model not available | bdi2897 | Functional | Others
56734 | District Hospital Baran Dh | Blood Bank Refrigerator | Model not available | 3000129779 | Functional | Others
56735 | District Hospital Baran Dh | Blood Bank Refrigerator | Model not available | 3000129773 | Functional | Others
56736 | District Hospital Baran Dh | Blood Bank Refrigerator | Model not available | 3000129804 | Functional | Others
56737 | District Hospital Baran Dh | Blood Bank Refrigerator | Model not available | 3000129780 | Functional | Others
56738 | District Hospital Baran Dh | Blood Bank Refrigerator | Model not available | 3000129940 | Functional | Others
56739 | District Hospital Baran Dh | Blood Bank Refrigerator | Model not available | 3000129763 | Functional | Others
56740 | District Hospital Baran Dh | Blood Bank Refrigerator | Model not available | 3000129753 | Functional | Others
56741 | District Hospital Baran Dh | Blood Bank Refrigerator | Model not available | 3000129757 | Functional | Others
56742 | District Hospital Baran Dh | Blood Bank Refrigerator | Model not available | 3000129772 | Functional | Others
56743 | District Hospital Baran Dh | Blood Bank Refrigerator | Model not available | 54313 | Functional | Others
56744 | District Hospital Baran Dh | Blood Bank Refrigerator | Model not available | 3000129938 | Functional | Others
56745 | District Hospital Baran Dh | Blood Bank Refrigerator | Model not available | 3000129860 | Functional | Others
56746 | District Hospital Baran Dh | Blood Bank Refrigerator | Model not available | 3000129819 | Functional | Others
56747 | Saypur Phc | FOOT OPERATED SUCTION MACHINE | MODEL NOT AVAILABLE | 3000138577 | Functional | Others
56748 | Gov. Hospital, Ratangarh Sdh | Blood Bank Refrigerator | Model not available | 3000053230 | Functional | Others
56749 | Gov. Hospital, Ratangarh Sdh | Blood Bank Refrigerator | Model not available | 3000053232 | Functional | Others
56750 | Saypur Phc | Ice lined refrigerator | Model Not Available | 30001385779 | Functional | Others
56751 | Gov. Hospital, Ratangarh Sdh | 100mA X-Ray Machine | Model not available | 3000053228 | Functional | Others
56752 | Gov. Hospital, Ratangarh Sdh | 100mA X-Ray Machine | Model not available | 3000053230 | Functional | Others
56753 | District Hospital Baran Dh | Ice lined refrigerator | Model Not Available | 3000129939 | Functional | Others
56754 | Saypur Phc | Syringe Needle Destroyer | Microsil - ND350 | 3000138583 | Functional | Others
56755 | Chavand Phc | FOOT OPERATED SUCTION MACHINE | MODEL NOT AVAILABLE | 3000205210 | Functional | Cmho Supply
56756 | Jk Lone Hospital Jaipur | Multi-Para Monitor | Model not available | 4424368 | Functional | Others
56757 | Bassi Phc Udaipur | Syringe Needle Destroyer | Model not available | 3000205807 | Functional | Mrk Healthcare Pvt Ltd Delhi
56758 | Sadar Hospital Dholpur Dh | Suction Machine | Model Not Available | 333 | Functional | Others
56759 | Sadar Hospital Dholpur Dh | Suction Machine | Osmium | 3000218076 | Functional | Others
56760 | Sadar Hospital Dholpur Dh | Pulse Oxymeter | Comet - P (L and T) | 2000026059 | Functional | Others
56761 | Sadar Hospital Dholpur Dh | Pulse Oxymeter | Comet - P (L and T) | 2000026060 | Functional | Others
56762 | Sadar Hospital Dholpur Dh | Pulse Oxymeter | Comet - P (L and T) | 2000026081 | Functional | Others
56763 | Sadar Hospital Dholpur Dh | Pulse Oxymeter | Comet - P (L and T) | 2000026079 | Functional | Others
56764 | Sadar Hospital Dholpur Dh | Pulse Oxymeter | Comet - P (L and T) | 2000026080 | Functional | Others
56765 | Sadar Hospital Dholpur Dh | Pulse Oxymeter | Comet - P (L and T) | 2000026082 | Functional | Others
56766 | Sadar Hospital Dholpur Dh | Pulse Oxymeter | Comet - P (L and T) | 2000046947 | Functional | Others
56767 | Sadar Hospital Dholpur Dh | Pulse Oxymeter | Comet - P (L and T) | 2000046948 | Functional | Others
56768 | District Sahadat Hospital Tonk Dh | Syringe Needle Destroyer | Model not available | 30000088153 | Functional | Others
56769 | Setellite Sethi Colony Satellite | SPHYGMOMANOMETER(BP APPRATUS) | MODEL NOT AVAILABLE | 2000025554 | Functional | Others
56770 | Setellite Sethi Colony Satellite | SPHYGMOMANOMETER(BP APPRATUS) | MODEL NOT AVAILABLE | 2000025555 | Functional | Others
56771 | Chavand Phc | Weighing Machine | MODEL NOT AVAILABLE | 3000204236 | Functional | Others
56772 | Somka Phc | Centrifuge Machine ( 8 Tube) | Model Not Available | 3000265763 | Functional | Others
56773 | Jaipuria Hospital Dh | Baby Weighing Machine | Model Not Available | 2000025169 | Functional | Others
56774 | Somka Phc | Freezes | MODEL NOT AVAILABLE | 3000265764 | Functional | Others
56775 | Jaipuria Hospital Dh | Microplate Reader | RT-2100c | 451605028E | Functional | Others
56776 | Jaipuria Hospital Dh | Microplate Reader | RT-2100c | 451608056E | Functional | Others
56777 | Sadar Hospital Dholpur Dh | SPHYGMOMANOMETER(BP APPRATUS) | MODEL NOT AVAILABLE | 3000218036 | Functional | Others
56778 | Somka Phc | Suction Machine | HI VAC | 3000265766 | Functional | Others
56779 | Jaipuria Hospital Dh | VDRL Rotator (Rotor and Shaker) | REMI | 2000025061 | Functional | Others
56780 | Jaipuria Hospital Dh | VDRL Rotator (Rotor and Shaker) | REMI | 2000025062 | Functional | Others
56781 | Jaipuria Hospital Dh | VDRL Rotator (Rotor and Shaker) | REMI | 2000025041 | Functional | Others
56782 | Mundiya Phc Tonk | Syringe Needle Destroyer | Microsil ND 20 | 3000080327 | Functional | Others
56783 | Choti Sarva Phc | Radiant Heat Warmer | Zeal - RHW 2101A | RHW2101A1101312164 | Functional | Others
56784 | Kalari Phc | Blood Bank Refrigerator | Model not available | 3000053420 | Functional | Others
56785 | Kalari Phc | Blood Bank Refrigerator | Model not available | 3000053421 | Functional | Others
56786 | Saipau Chc | Binocular Microscope | Model Not Available | 3000242005 | Non Functional Not Repairable | Others
56787 | Saipau Chc | Binocular Microscope | Model Not Available | 3000242006 | Non Functional Not Repairable | Others
56788 | Kalwar Phc | Labour Table | Model Not Available | 300086941 | Functional | Others
56789 | Kalwar Phc | Syringe Needle Destroyer | Microsil ND 120 | 823 | Functional | Others
56790 | Kalwar Phc | Glucometer | Model not available | 22131081287 | Functional | Others
56791 | Sirsala Phc | Syringe Needle Destroyer | Model not available | 3000053725 | Functional | Others
56792 | Sirsala Phc | Syringe Needle Destroyer | Model not available | 3000053728 | Functional | Others
56793 | Saipau Chc | Centrifuge Machine ( 8 Tube) | Model Not Available | 10lc7702 | Functional | Others
56794 | Saipau Chc | Centrifuge Machine ( 8 Tube) | Model Not Available | 3000242014 | Functional | Others
56795 | Rajgarh Chc Churu | Suction Machine | Model Not Available | 3000053571 | Functional | Others
56796 | Rajgarh Chc Churu | Suction Machine | Model Not Available | 3000053568 | Functional | Others
56797 | Rajgarh Chc Churu | Suction Machine | Model Not Available | 3000053549 | Functional | Others
56798 | Sarda Phc | Syringe Needle Destroyer | Nulife - Dots | NBSD0724640 | Functional | Others
56799 | Sanjoo Phc | Suction Machine | Model Not Available | 30070 | Functional | Others
56800 | Saipau Chc | Radiant Heat Warmer | Zeal - RHW 2101A | 3000242021 | Functional | Others
56801 | Saipau Chc | Instrument Sterilizer | Model Not Available | 3000242024 | Functional | Others
56802 | Sanbhariya Phc | Fetal Doppler | ND - 102 | 3000230897 | Functional | Others
56803 | Karanikot Phc | Suction Machine | Model Not Available | 3000280461 | Functional | Others
56804 | Kabra Phc | Syringe Needle Destroyer | Model not available | 3000080136 | Functional | Others
56805 | Sardarsahar Chc | Radiant Heat Warmer | Model Not Available | 3000129365 | Functional | Others
56806 | Sursura Phc Ajmer | Instrument Sterilizer | Model Not Available | 3000222500 | Functional | Others
56807 | Karanikot Phc | Syringe Needle Destroyer | Model not available | 3000280459 | Functional | Others
56808 | Setellite Sethi Colony Satellite | Centrifuge Machine ( 8 Tube) | REMI - C 854/8 | 2000025532 | Functional | Remi Electrotechnik Ltd
56809 | Rishabhdev Chc | Phototherepy Unit | MODEL NOT AVAILABLE | NRHM/PT09/82 | Functional | Meditrin Instruments
56810 | Todabhim Chc | Weighing Machine | MODEL NOT AVAILABLE | 3000138769 | Functional | Others
56811 | Kanchanpur Phc Karauli | Binocular Microscope | Model Not Available | 3000218982 | Functional | Others
56812 | Shahpura Chc | O.T. Light Double Dome | MODEL NOT AVAILABLE | 2000025464 | Functional | Others
56813 | Shahpura Chc | O.T. Light Double Dome | MODEL NOT AVAILABLE | 2000025465 | Functional | Others
56814 | Chawandiya Phc | Baby Weighing Machine | Model Not Available | 2000030633 | Functional | Others
56815 | Nangli Balai Phc Alwar | Sahlis HB Meter | Model not available | 3000284198 | Functional | Others
56816 | Kanchanpur Phc Karauli | Binocular Microscope | Model Not Available | 3000218983 | Functional | Others
56817 | Chawandiya Phc | Radiant Heat Warmer | Model Not Available | 2000030632 | Functional | Others
56818 | Gari Chc | SPHYGMOMANOMETER(BP APPRATUS) | MODEL NOT AVAILABLE | 275466 | Functional | Others
56819 | Bhadra Chc | Syringe Needle Destroyer | Model not available | 2000037870 | Functional | Others
56820 | Bhadra Chc | Syringe Needle Destroyer | Model not available | 2000037871 | Functional | Others
56821 | Bhadra Chc | Syringe Needle Destroyer | Model not available | 2000037872 | Functional | Others
56822 | Bhadra Chc | Syringe Needle Destroyer | Model not available | 2000037873 | Functional | Others
56823 | Padawali Phc | Glucometer | Model not available | 3000198130 | Functional | Others
56824 | Inana Phc | Sahlis HB Meter | Model not available | 2000030437 | Functional | Others
56825 | Inana Phc | Sahlis HB Meter | Model not available | 2000030436 | Functional | Others
56826 | Setellite Sethi Colony Satellite | Monocular Microscope | Model not available | 2000025544 | Functional | Others
56827 | Chawandiya Phc | Spot Light ( Portable ) | Model Not Available | 2000030634 | Functional | Others
56828 | Jhareda Phc | Hemoglobin meter | Model Not Available | 3000138883 | Functional | Others
56829 | Shahpura Chc | Boyles Apparatus | MODEL NOT AVAILABLE | 2000025466 | Functional | Others
56830 | Kanchanpur Phc Karauli | Monocular Microscope | Model not available | 3000218984 | Functional | Others
56831 | Padawali Phc | SPHYGMOMANOMETER(BP APPRATUS) | MODEL NOT AVAILABLE | 3000198131 | Functional | Others
56832 | Kathmana Phc | Glucometer | Model not available | Y4227B-064-001980 | Functional | Others
56833 | Kathmana Phc | Glucometer | Model not available | RMD015240 | Functional | Others
56834 | City Dispensary No 1 Atalbandh | O.T. Light Single Dome | MODEL NOT AVAILABLE | 2000003080 | Functional | Others
56835 | City Dispensary No 1 Atalbandh | O.T. Light Single Dome | MODEL NOT AVAILABLE | 2000003079 | Functional | Others
56836 | Chawandiya Phc | FOOT OPERATED SUCTION MACHINE | MODEL NOT AVAILABLE | 2000030635 | Functional | Others
56837 | Jhareda Phc | Neubaurs Chamber | Model not available | 3000138886 | Functional | Others
56838 | Saypur Phc | Binocular Microscope | Model Not Available | 3000138587 | Functional | Others
56839 | Chavand Phc | Baby Weighing Machine | Model Not Available | 3000205211 | Functional | Cmho Supply
56840 | Bilubas Rampura Phc Churu | Weighing Machine | MODEL NOT AVAILABLE | 3000129443 | Functional | Others
56841 | District Hospital Baran Dh | ECG Machine (Single Channel) | Cardiart 6108 T | 3000129901 | Functional | Others
56842 | District Hospital Baran Dh | ECG Machine (Single Channel) | Cardiart 6108 T | 3000129902 | Functional | Others
56843 | District Hospital Baran Dh | ECG Machine (Single Channel) | Cardiart 6108 T | 3000129806 | Functional | Others
56844 | District Hospital Baran Dh | ECG Machine (Single Channel) | Cardiart 6108 T | 7321016 | Functional | Others
56845 | District Hospital Baran Dh | ECG Machine (Single Channel) | Cardiart 6108 T | 3000129842 | Functional | Others
56846 | D B Government Hospital Churu Dh | Radiant Heat Warmer | Meditrin - Heat Warmer | 2000029897 | Functional | Others
56847 | D B Government Hospital Churu Dh | Radiant Heat Warmer | Meditrin - Heat Warmer | 2000029898 | Functional | Others
56848 | D B Government Hospital Churu Dh | Radiant Heat Warmer | Meditrin - Heat Warmer | 2000029899 | Functional | Others
56849 | D B Government Hospital Churu Dh | Radiant Heat Warmer | Meditrin - Heat Warmer | 2000029900 | Functional | Others
56850 | D B Government Hospital Churu Dh | Radiant Heat Warmer | Meditrin - Heat Warmer | 2000029901 | Functional | Others
56851 | D B Government Hospital Churu Dh | Radiant Heat Warmer | Meditrin - Heat Warmer | 2000029902 | Functional | Others
56852 | D B Government Hospital Churu Dh | Radiant Heat Warmer | Meditrin - Heat Warmer | 2000029903 | Functional | Others
56853 | D B Government Hospital Churu Dh | Radiant Heat Warmer | Meditrin - Heat Warmer | 2000029904 | Functional | Others
56854 | D B Government Hospital Churu Dh | Radiant Heat Warmer | Meditrin - Heat Warmer | 2000029905 | Functional | Others
56855 | D B Government Hospital Churu Dh | Radiant Heat Warmer | Meditrin - Heat Warmer | 2000029906 | Functional | Others
56856 | District Hospital Baran Dh | Ultra Sonography (USG) & Colour Dopler Machine | Model not available | 69540101 | Functional | Others
56857 | District Hospital Baran Dh | Ultra Sonography (USG) & Colour Dopler Machine | Model not available | 1345370 | Functional | Others
56858 | District Hospital Baran Dh | Ultra Sonography (USG) & Colour Dopler Machine | Model not available | 3000129809 | Functional | Others
56859 | Kanod Chc | Incubator | MODEL NOT AVAILABLE | 3000204874 | Functional | Yorco Sales Pvt Ltd
56860 | D B Government Hospital Churu Dh | CPM-Continuous Passive Motion | Model Not Available | 2000029930 | Functional | Others
56861 | D B Government Hospital Churu Dh | Echocardiography System | Model Not Available | 2000029931 | Functional | Others
56862 | Chainpur Beriya Phc | SPHYGMOMANOMETER(BP APPRATUS) | MODEL NOT AVAILABLE | 98126801 | Functional | Others
56863 | Kurdaya Phc | Baby Weighing Machine | Model Not Available | 2000036289 | Functional | Others
56864 | Foga Bhardhari Phc Churu | Baby Weighing Machine | Model Not Available | 3000129431 | Functional | Others
56865 | Jaipuria Hospital Dh | Syringe Infusion Pump | Allied - Syrn 200 | BY-13SYSU090089 | Functional | Alleid Medical Limited
56866 | Panchwara Phc Banswara | Weighing Machine | MODEL NOT AVAILABLE | 30002229486 | Functional | Others
56867 | Richwa Phc | Fetal Doppler | MODEL NOT AVAILABLE | 3000206153 | Functional | Others
56868 | Richwa Phc | Baby Weighing Machine | Crown | 3000206151 | Functional | Others
56869 | Pallu Phc | Ice lined refrigerator | Model Not Available | 30002229429 | Functional | Others
56870 | Falwa Phc Banswara | Weighing Machine | MODEL NOT AVAILABLE | 30002229474 | Functional | Others
56871 | Chc Badrel | Glucometer | Model not available | 30002229450 | Functional | Others
56872 | Falwa Phc Banswara | Freezes | MODEL NOT AVAILABLE | 30002229476 | Functional | Others
56873 | Guradiya Joga Phc Jhalawar | Binocular Microscope | PZB 22 | 70825 | Functional | Others
56874 | Jk Lone Hospital Jaipur | Blood Bank Refrigerator | Model not available | 1206254 | Functional | Others
56875 | Lilawali Phc Hanumangarh | Blood Bank Refrigerator | Model not available | 30002229417 | Functional | Others
56876 | Jk Lone Hospital Jaipur | Centrifuge Machine ( 8 Tube) | Model Not Available | 3000085565 | Functional | Others
56877 | Lilawali Phc Hanumangarh | Binocular Microscope | Model Not Available | 30002229418 | Functional | Others
56878 | Jk Lone Hospital Jaipur | Incubator | 37 S | 2001542 | Functional | Others
56879 | Chc Badrel | Binocular Microscope | Model Not Available | 30002228651 | Not in use | Others
56880 | Netraad Phc Barmer | Monocular Microscope | Model not available | 3000265644 | Functional | Others
56881 | Newai Chc | Binocular Microscope | PZB 22 | 55826 | Functional | Others
56882 | Netraad Phc Barmer | Syringe Needle Destroyer | Model not available | 3000265645 | Functional | Others
56883 | Dhabla Kheenchi Chc Jhalawar | Monocular Microscope | Model not available | 30002229560 | Functional | Others
56884 | Bajore Phc Sikar | Baby Weighing Machine | Model Not Available | 30002229251 | Functional | Others
56885 | Kherthal Chc | Colorimeter | MODEL NOT AVAILABLE | 20119083 | Functional | Others
56886 | Dudka Phc | SPHYGMOMANOMETER(BP APPRATUS) | MODEL NOT AVAILABLE | 30002228635 | Functional | Others
56887 | Sherpur Phc Alwar | Freezes | MODEL NOT AVAILABLE | 30002229772 | Functional | Others
56888 | Sherpur Phc Alwar | Ice lined refrigerator | Model Not Available | 30002229773 | Functional | Others
56889 | Sherpur Phc Alwar | Ice lined refrigerator | Model Not Available | 30002229774 | Functional | Others
56890 | Panchola Phc | Ice lined refrigerator | HBC-70 | 30002229633 | Functional | Others
56891 | Bajore Phc Sikar | Sahlis HB Meter | Model not available | 30002229245 | Functional | Others
56892 | Jk Lone Hospital Jaipur | SPHYGMOMANOMETER(BP APPRATUS) | MODEL NOT AVAILABLE | 3000222031 | Functional | Others
56893 | Rawatsar Chc | Autoclave | Model not available | 3000044536 | Functional | Others
56894 | Karanikot Phc | Syringe Needle Destroyer | Model not available | 3000280444 | Functional | Others
56895 | Gov. Hospital, Ratangarh Sdh | 100mA X-Ray Machine | Model not available | 3000053201 | Functional | Others
56896 | Jakhali Phc | Sahlis HB Meter | Model not available | 2000036021 | Functional | Others
56897 | Jakhali Phc | Sahlis HB Meter | Model not available | 2000036022 | Functional | Others
56898 | Jk Lone Hospital Jaipur | Suction Machine | Model Not Available | 3000222034 | Functional | Others
56899 | Rawatsar Chc | Ice lined refrigerator | Model Not Available | J14D231 | Functional | Others
56900 | Jk Lone Hospital Jaipur | Fiberoptic Laryngoscope | Model Not Available | 3000222037 | Functional | Others
56901 | Jk Lone Hospital Jaipur | Fiberoptic Laryngoscope | Model Not Available | 3000222038 | Functional | Others
56902 | Jk Lone Hospital Jaipur | Fiberoptic Laryngoscope | Model Not Available | 3000222039 | Functional | Others
56903 | Jk Lone Hospital Jaipur | Pulse Oxymeter | Comet - P (L and T) | 3000230479 | Functional | Others
56904 | Jk Lone Hospital Jaipur | Pulse Oxymeter | Comet - P (L and T) | 3000230485 | Functional | Others
56905 | Jk Lone Hospital Jaipur | Pulse Oxymeter | Comet - P (L and T) | 3000230491 | Functional | Others
56906 | Jk Lone Hospital Jaipur | Pulse Oxymeter | Model Not Available | 3000230486 | Functional | Others
56907 | Samod Chc | Ice lined refrigerator | SB 142 | 14913025 | Functional | Others
56908 | Karanikot Phc | SPHYGMOMANOMETER(BP APPRATUS) | MODEL NOT AVAILABLE | 3000280442 | Functional | Others
56909 | Jln Central Store Medical College | 100mA X-Ray Machine | Model not available | 2000034094 | Functional | Others
56910 | Samod Chc | 100mA X-Ray Machine | Allengers - MARS-6R | 3000222791 | Functional | Others
56911 | D B Government Hospital Churu Dh | SPHYGMOMANOMETER(BP APPRATUS) | MODEL NOT AVAILABLE | 5625 | Functional | Others
56912 | Jk Lone Hospital Jaipur | ECG Machine (Twelve Channel ) | Model Not Available | 3000222044 | Functional | Others
56913 | Jk Lone Hospital Jaipur | ECG Machine (Twelve Channel ) | Model Not Available | 3000222045 | Functional | Others
56914 | Karanikot Phc | Freezes | MODEL NOT AVAILABLE | 3000280451 | Functional | Others
56915 | Maroth Chc | SPHYGMOMANOMETER(BP APPRATUS) | MODEL NOT AVAILABLE | 8053 | Functional | Others
56916 | Maroth Chc | SPHYGMOMANOMETER(BP APPRATUS) | MODEL NOT AVAILABLE | 8054 | Functional | Others
56917 | Jln Central Store Medical College | Ice lined refrigerator | Model Not Available | 147203 | Functional | Others
56918 | Rishabhdev Chc | Baby Weighing Machine | Model Not Available | 3000198104 | Functional | Others
56919 | Chawandiya Phc | SPHYGMOMANOMETER(BP APPRATUS) | MODEL NOT AVAILABLE | 2000030636 | Functional | Others
56920 | Kanchanpur Phc Karauli | Centrifuge Machine ( 4 Tube ) | Model not available | 3000218985 | Functional | Others
56921 | Gari Chc | Baby Weighing Machine | Model Not Available | 3000281174 | Functional | Others
56922 | Setellite Sethi Colony Satellite | ELECTRIC OT TABLE | MODEL NOT AVAILABLE | 20000255445 | Functional | Others
56923 | Bhadra Chc | Syringe Needle Destroyer | Microsil - ND350 | 4953 | Functional | Others
56924 | Bhadra Chc | Syringe Needle Destroyer | Microsil - ND350 | 4714 | Functional | Others
56925 | Bhadra Chc | Syringe Needle Destroyer | Microsil - ND350 | 4853 | Functional | Others
56926 | Bhadra Chc | Syringe Needle Destroyer | Microsil - ND350 | 5347 | Functional | Others
56927 | Bhadra Chc | Syringe Needle Destroyer | Microsil - ND350 | 5291 | Functional | Others
56928 | Bhadra Chc | Syringe Needle Destroyer | Microsil - ND350 | 5257 | Functional | Others
56929 | Bhadra Chc | Syringe Needle Destroyer | Microsil - ND350 | 4967 | Functional | Others
56930 | Bhadra Chc | Syringe Needle Destroyer | Microsil - ND350 | 4987 | Functional | Others
56931 | Bhadra Chc | Syringe Needle Destroyer | Microsil - ND350 | 5156 | Functional | Others
56932 | Bhadra Chc | Syringe Needle Destroyer | Microsil - ND350 | 2000037883 | Functional | Others
56933 | Bhadra Chc | Syringe Needle Destroyer | Microsil - ND350 | 2000037884 | Functional | Others
56934 | Kathmana Phc | Centrifuge Machine ( 8 Tube) | Model Not Available | 3000088456 | Functional | Others
56935 | Chawandiya Phc | Fetal Doppler | MODEL NOT AVAILABLE | 2000030637 | Functional | Others
56936 | Kanchanpur Phc Karauli | FOOT OPERATED SUCTION MACHINE | MODEL NOT AVAILABLE | 3000218986 | Functional | Others
56937 | Shahpura Chc | O.T. Light Double Dome | MODEL NOT AVAILABLE | 2000025477 | Functional | Others
56938 | Shahpura Chc | O.T. Light Double Dome | MODEL NOT AVAILABLE | 2000025478 | Functional | Others
56939 | Jhareda Phc | Monocular Microscope | Model not available | 390484 | Functional | Others
56940 | Shahpura Chc | Baby Weighing Machine | Model Not Available | 2000025480 | Functional | Others
56941 | Chawandiya Phc | SPHYGMOMANOMETER(BP APPRATUS) | MODEL NOT AVAILABLE | 2000030640 | Functional | Others
56942 | Jhareda Phc | Radiant Heat Warmer | Meditrin - Heat Warmer | 3000138891 | Functional | Others
56943 | Shahpura Chc | Water Bath | Model not available | 2000025428 | Functional | Others
56944 | Kanchanpur Phc Karauli | SPHYGMOMANOMETER(BP APPRATUS) | MODEL NOT AVAILABLE | 3000218987 | Functional | Others
56945 | General Hospital Sawai Madhopur Dh | Ultra Sonography (USG) & Colour Dopler Machine | Model not available | 271407 | Functional | Others
56946 | Kanchanpur Phc Karauli | Autoclave | Model not available | 3000218988 | Functional | Others
56947 | Chainpur Beriya Phc | SPHYGMOMANOMETER(BP APPRATUS) | MODEL NOT AVAILABLE | 582631-09 | Functional | Others
56948 | Foga Bhardhari Phc Churu | Suction Machine | Model Not Available | 3000129432 | Functional | Others
56949 | Kuchil Phc | Binocular Microscope | Model Not Available | 3000222935 | Functional | Others
56950 | Kurdaya Phc | Autoclave | Model not available | 2000036291 | Functional | Others
56951 | Setellite Sethi Colony Satellite | Glucometer | Model not available | 103B-8320-1498 | Functional | Others
56952 | D B Government Hospital Churu Dh | Suction Machine | Model Not Available | 2000029942 | Functional | Others
56953 | D B Government Hospital Churu Dh | Suction Machine | Model Not Available | 2000029943 | Functional | Others
56954 | D B Government Hospital Churu Dh | Suction Machine | Model Not Available | 2000029944 | Functional | Others
56955 | D B Government Hospital Churu Dh | Suction Machine | Model Not Available | 2000031130 | Functional | Others
56956 | Rawatsar Chc | ECG Machine (Single Channel) | Model Not Available | 3000044495 | Functional | Donation
56957 | Rawatsar Chc | ECG Machine (Single Channel) | Model Not Available | 3000044496 | Functional | Donation
56958 | Rawatsar Chc | ECG Machine (Single Channel) | Model Not Available | 3000044497 | Functional | Donation
56959 | D B Government Hospital Churu Dh | Blood Bank Refrigerator | Model not available | 2000029967 | Functional | Others
56960 | D B Government Hospital Churu Dh | Blood Bank Refrigerator | Model not available | 2000029968 | Functional | Others
56961 | Kuchil Phc | FOOT OPERATED SUCTION MACHINE | MODEL NOT AVAILABLE | 3000222945 | Functional | Others
56962 | Kuchil Phc | Instrument Sterilizer | Model Not Available | 3000222945 | Functional | Others
56963 | Kuchil Phc | Autoclave | Model not available | 3000222946 | Functional | Others
56964 | Rawatsar Chc | Syringe Infusion Pump | Model not available | 1603114.5ST14 | Functional | Rhsdp Supply
56965 | Rawatsar Chc | Syringe Infusion Pump | Model not available | 2803114.5ST09 | Functional | Rhsdp Supply
56966 | Rawatsar Chc | Syringe Infusion Pump | Model not available | 1304114.5ST05 | Functional | Rhsdp Supply
56967 | Rawatsar Chc | Pulse Oxymeter | Model Not Available | 105220200012 | Functional | Rhsdp Supply
56968 | Narolidang Phc | Ice lined refrigerator | MF - 144 | 20013900916 | Functional | Others
56969 | Shri Balaji Phc | SPHYGMOMANOMETER(BP APPRATUS) | MODEL NOT AVAILABLE | 30570 | Functional | Others
56970 | Shri Balaji Phc | Binocular Microscope | Model Not Available | 30573 | Functional | Others
56971 | Dispensary Partab Nagar Sec 11 City | Syringe Needle Destroyer | Model not available | 2000024468 | Functional | Others
56972 | Dispensary Partab Nagar Sec 11 City | Syringe Needle Destroyer | Model not available | 2000024470 | Functional | Others
56973 | Dispensary Partab Nagar Sec 11 City | Syringe Needle Destroyer | Model not available | 2000024471 | Functional | Others
56974 | Bajore Phc Sikar | Sahlis HB Meter | Model not available | 30002229250 | Functional | Others
56975 | Bajore Phc Sikar | Glucometer | Model not available | 30002229246 | Functional | Others
56976 | Kherthal Chc | Centrifuge Machine ( 4 Tube ) | REMI - C852 | 30002229721 | Functional | Others
56977 | Dhabla Kheenchi Chc Jhalawar | Suction Machine | HI VAC | 30002229564 | Functional | Others
56978 | Dudka Phc | Weighing Machine | MODEL NOT AVAILABLE | 30002228636 | Functional | Others
56979 | Beri Phc Sikar | Blood Bank Refrigerator | Model not available | 30002229265 | Functional | Others
56980 | Dudka Phc | Blood Bank Refrigerator | Model not available | 30002228640 | Functional | Others
56981 | Gahlod Phc | Glucometer | Easy Touch ET-101 | 1011A005231 | Functional | Others
56982 | Bheemthal Phc Barmer | Glucometer | Model not available | 3000265585 | Functional | Others
56983 | Divrala Phc | Baby Weighing Machine | Model Not Available | 30002229282 | Functional | Others
56984 | Jk Lone Hospital Jaipur | Binocular Microscope | Model Not Available | 12M12225 | Functional | Others
56985 | Jk Lone Hospital Jaipur | Binocular Microscope | Model Not Available | 12M12224 | Functional | Others
56986 | Panchwara Phc Banswara | Weighing Machine | MODEL NOT AVAILABLE | 30002228622 | Functional | Others
56987 | Phehdawati Phc | SPHYGMOMANOMETER(BP APPRATUS) | MODEL NOT AVAILABLE | 30002229760 | Functional | Others
56988 | Phehdawati Phc | Freezes | MODEL NOT AVAILABLE | 30002229762 | Functional | Others
56989 | Phehdawati Phc | Freezes | MODEL NOT AVAILABLE | 30002229763 | Functional | Others
56990 | Padisal Phc Alwar | Weighing Machine | MODEL NOT AVAILABLE | 30002229751 | Functional | Others
56991 | Chomu Chc | Hot Air Oven | Model not available | 1145 | Functional | Rhsdp Supply
56992 | Jk Lone Hospital Jaipur | Radiant Heat Warmer | Meditrin - Heat Warmer | 3000222080 | Functional | Others
56993 | Denok Phc | Freezes | MODEL NOT AVAILABLE | 30002228954 | Functional | Others
56994 | Denok Phc | Freezes | MODEL NOT AVAILABLE | 30002228955 | Functional | Others
56995 | Jk Lone Hospital Jaipur | Syringe Infusion Pump | SIMTEK - Infutek 405 | 30FI455927 | Functional | Others
56996 | Jk Lone Hospital Jaipur | Syringe Infusion Pump | SIMTEK - Infutek 405 | 9CI45599 | Functional | Others
56997 | Padisal Phc Alwar | Freezes | MODEL NOT AVAILABLE | 30002229753 | Functional | Others
56998 | Idawa Phc | SPHYGMOMANOMETER(BP APPRATUS) | MODEL NOT AVAILABLE | 30002229530 | Functional | Others
56999 | Padisal Phc Alwar | Binocular Microscope | Model Not Available | 30002229756 | Functional | Others
57000 | Padisal Phc Alwar | Hemoglobin meter | Model Not Available | 30002229757 | Functional | Others
57001 | Jk Lone Hospital Jaipur | Syringe Infusion Pump | SIMTEK - Infutek 405 | 0301114-5ST12 | Functional | Others
57002 | Karanikot Phc | Centrifuge Machine ( 8 Tube) | Model Not Available | 3000280449 | Functional | Others
57003 | Jk Lone Hospital Jaipur | Syringe Infusion Pump | JAZ-1800C | 13051205Z | Functional | Others
57004 | Jk Lone Hospital Jaipur | Syringe Infusion Pump | JAZ-1800C | 13051195Z | Functional | Others
57005 | Jk Lone Hospital Jaipur | Syringe Infusion Pump | JAZ-1800C | 13051215Z | Functional | Others
57006 | Jk Lone Hospital Jaipur | Syringe Infusion Pump | JAZ-1800C | 13051188Z | Functional | Others
57007 | Rishabhdev Chc | Spot Light ( Portable ) | Model Not Available | 3000198107 | Functional | Others
57008 | Rawatsar Chc | Fetal Monitor | MODEL NOT AVAILABLE | 3000044556 | Functional | Others
57009 | Diggi Phc | FOOT OPERATED SUCTION MACHINE | MODEL NOT AVAILABLE | 3000088467 | Functional | Others
57010 | Jk Lone Hospital Jaipur | Pulse Oxymeter | Model Not Available | 3000222050 | Functional | Others
57011 | Jk Lone Hospital Jaipur | Pulse Oxymeter | Model Not Available | 3000222051 | Functional | Others
57012 | Karanikot Phc | O.T. Light Double Dome | MODEL NOT AVAILABLE | 3000280448 | Functional | Others
57013 | Rawatsar Chc | Syringe Needle Destroyer | Model not available | 3000044557 | Functional | Others
57014 | Rawatsar Chc | Syringe Needle Destroyer | Model not available | 3000044558 | Functional | Others
57015 | Rawatsar Chc | Syringe Needle Destroyer | Model not available | 3000044559 | Functional | Others
57016 | Rawatsar Chc | Syringe Needle Destroyer | Model not available | 3000044560 | Functional | Others
57017 | Jamdoli Phc | Freezes | HRD-2055CMDGCC | bs03c2e8400p1b730416 | Functional | Haier Appliances India Pvt
57018 | Kasnau Phc | Weighing Machine | MODEL NOT AVAILABLE | 2000036566 | Functional | Others
57019 | Sarda Phc | Baby Weighing Machine | Crown | 3000206426 | Functional | Others
57020 | Govindgarh Chc Jaipur | Radiant Heat Warmer | Model Not Available | 3000222367 | Functional | Others
57021 | Govindgarh Chc Jaipur | Radiant Heat Warmer | Model Not Available | 3000222368 | Functional | Others
57022 | Govindgarh Chc Jaipur | Radiant Heat Warmer | Model Not Available | 3000222369 | Functional | Others
57023 | Govindgarh Chc Jaipur | Radiant Heat Warmer | Model Not Available | 3000222370 | Functional | Others
57024 | Govindgarh Chc Jaipur | Radiant Heat Warmer | Model Not Available | 3000222371 | Functional | Others
57025 | Govindgarh Chc Jaipur | Radiant Heat Warmer | Model Not Available | 3000222372 | Functional | Others
57026 | Govindgarh Chc Jaipur | Radiant Heat Warmer | Model Not Available | 3000222375 | Functional | Others
57027 | Govindgarh Chc Jaipur | Radiant Heat Warmer | Model Not Available | 3000 | Functional | Others
57028 | General Hospital Sawai Madhopur Dh | Ultra Sonography (USG) & Colour Dopler Machine | Model not available | 5821 | Functional | Others
57029 | General Hospital Sawai Madhopur Dh | Ultra Sonography (USG) & Colour Dopler Machine | Model not available | 50013 | Functional | Others
57030 | General Hospital Sawai Madhopur Dh | Ultra Sonography (USG) & Colour Dopler Machine | Model not available | 500322 | Functional | Others
57031 | City Dispensary No 1 Atalbandh | Blood Bank Refrigerator | Model not available | 2000003091 | Functional | Others
57032 | City Dispensary No 1 Atalbandh | Blood Bank Refrigerator | Model not available | 2000003092 | Functional | Others
57033 | Shahpura Chc | Blood Bank Refrigerator | Model not available | 641 | Functional | Others
57034 | Shahpura Chc | Blood Bank Refrigerator | Model not available | 2000025434 | Functional | Others
57035 | Kanchanpur Phc Karauli | Instrument Sterilizer | Model Not Available | 300218989 | Functional | Others
57036 | Shahpura Chc | Centrifuge Machine ( 8 Tube) | Model Not Available | 2000025439 | Functional | Others
57037 | City Dispensary No 1 Atalbandh | Suction Machine | Model Not Available | 2000003081 | Functional | Others
57038 | Shahpura Chc | Fiberoptic Laryngoscope | Model Not Available | 2000025474 | Functional | Others
57039 | General Hospital Sawai Madhopur Dh | Ice lined refrigerator | HBD-116 | 2000020773 | Functional | Others
57040 | General Hospital Sawai Madhopur Dh | Ice lined refrigerator | HBD-116 | 2000020774 | Functional | Others
57041 | General Hospital Sawai Madhopur Dh | Ice lined refrigerator | HBD-116 | 2000020775 | Functional | Others
57042 | Jail Dispensary Dholpur | SPHYGMOMANOMETER(BP APPRATUS) | MODEL NOT AVAILABLE | 23662 | Functional | Others
57043 | City Dispensary No 1 Atalbandh | Ventilator | Model Not Available | 23890 | Functional | Others
57044 | Idawa Phc | Syringe Needle Destroyer | Model not available | 2000028821 | Functional | Others
57045 | Idawa Phc | Syringe Needle Destroyer | Model not available | 2000028825 | Functional | Others
57046 | Idawa Phc | Syringe Needle Destroyer | Model not available | 2000028834 | Functional | Others
57047 | Idawa Phc | Syringe Needle Destroyer | Model not available | 2000028837 | Functional | Others
57048 | Shahpura Chc | Ophthalmoscope | Model Not Available | 2000025448 | Functional | Others
57049 | Todaraisingh Chc | Ice lined refrigerator | MF - 144 | 91401398 | Functional | Others
57050 | Todaraisingh Chc | Ice lined refrigerator | MK - 142 | 25117472 | Functional | Others
57051 | Kachroda Phc | Syringe Needle Destroyer | BS-949 | 3000216263 | Functional | Others
57052 | Shahpura Chc | A Scan Ultrasonic Biometer | Model Not Available | 2000025441 | Functional | Others
57053 | Todaraisingh Chc | Ice lined refrigerator | HBD-116 | BE04G4F2600 | Functional | Others
57054 | Todaraisingh Chc | Spot Light ( Portable ) | Model Not Available | 3000080255 | Functional | Others
57055 | Gov. Hospital, Ratangarh Sdh | Audio Meter | Model Not Available | 2000031067 | Functional | Others
57056 | Bdm Hospital Kotputali Sdh | Colorimeter | MODEL NOT AVAILABLE | 2000022082 | Functional | Others
57057 | Bdm Hospital Kotputali Sdh | Ophthalmoscope | Model Not Available | 2000022140 | Functional | Others
57058 | Bdm Hospital Kotputali Sdh | Ophthalmoscope | Model Not Available | 2000022142 | Functional | Others
57059 | Katar Choti Phc Churu | Blood Bank Refrigerator | Model not available | 3000129288 | Functional | Others
57060 | District Hospital Baran Dh | 300mA X-Ray Machine | Model not available | 3000129807 | Functional | Others
57061 | District Hospital Baran Dh | 300mA X-Ray Machine | Model not available | 3000129808 | Functional | Others
57062 | District Hospital Baran Dh | 300mA X-Ray Machine | Model not available | 3000129810 | Functional | Others
57063 | District Hospital Baran Dh | 300mA X-Ray Machine | Model not available | 3000129889 | Functional | Others
57064 | District Hospital Baran Dh | 300mA X-Ray Machine | Model not available | 3000129783 | Functional | Others
57065 | District Hospital Baran Dh | 300mA X-Ray Machine | Model not available | 3000129769 | Functional | Others
57066 | District Hospital Baran Dh | 300mA X-Ray Machine | Model not available | 3000129770 | Functional | Others
57067 | Gov. Hospital, Ratangarh Sdh | Blood Bank Refrigerator | Model not available | 3000053223 | Functional | Others
57068 | Gov. Hospital, Ratangarh Sdh | Blood Bank Refrigerator | Model not available | 3000053224 | Functional | Others
57069 | Saypur Phc | Radiant Heat Warmer | Meditrin - Heat Warmer | NRHM/WM09/290 | Functional | Others
57070 | Saypur Phc | Autoclave | Model not available | 3000138578 | Functional | Others
57071 | Saypur Phc | Freezes | MODEL NOT AVAILABLE | 3000138579 | Functional | Others
57072 | Gov. Hospital, Ratangarh Sdh | Blood Bank Refrigerator | Model not available | 1131 | Functional | Others
57073 | Rawatsar Chc | Freezes | MODEL NOT AVAILABLE | 3000044492 | Functional | Others
57074 | District Hospital Baran Dh | Syringe Needle Destroyer | MRK | 13H00101 | Functional | Others
57075 | District Hospital Baran Dh | Syringe Needle Destroyer | MRK | 3000129740 | Functional | Others
57076 | District Hospital Baran Dh | Syringe Needle Destroyer | MRK | 3000129741 | Functional | Others
57077 | District Hospital Baran Dh | Syringe Needle Destroyer | MRK | 3000129771 | Functional | Others
57078 | District Hospital Baran Dh | Syringe Needle Destroyer | MRK | 13H0088 | Functional | Others
57079 | Chandkothi Phc Churu | Syringe Needle Destroyer | Model not available | 3000053379 | Functional | Others
57080 | Saypur Phc | Ice lined refrigerator | HBC-70 | BE07F4E0N00B2A8VDO6 | Functional | Others
57081 | Chandkothi Phc Churu | Instrument Sterilizer | Model Not Available | 3000053380 | Functional | Others
57082 | Idawa Phc | Freezes | MODEL NOT AVAILABLE | 30002229533 | Functional | Others
57083 | Gungara Chc Sikar | SPHYGMOMANOMETER(BP APPRATUS) | MODEL NOT AVAILABLE | 30002229290 | Functional | Others
57084 | Chomu Chc | Centrifuge Machine ( 16 Tube ) | Model not available | 3000089349 | Functional | Cmho Supply
57085 | Idwa Chc | Ice lined refrigerator | Model Not Available | 30002229534 | Functional | Others
57086 | Gandura Phc Alwar | Freezes | MODEL NOT AVAILABLE | 30002229706 | Functional | Others
57087 | Himmatgarh Phc Jhalawar | Weighing Machine | MODEL NOT AVAILABLE | 30002229610 | Functional | Others
57088 | Gadimamod Phc | SPHYGMOMANOMETER(BP APPRATUS) | MODEL NOT AVAILABLE | 30002229701 | Functional | Others
57089 | Gadimamod Phc | Freezes | MODEL NOT AVAILABLE | 30002229703 | Functional | Others
57090 | Gadimamod Phc | Weighing Machine | MODEL NOT AVAILABLE | 30002229702 | Functional | Others
57091 | Aalpa Phc Sirohi | Incubator | MODEL NOT AVAILABLE | 30002229501 | Functional | Others
57092 | Jhadeli Phc | Weighing Machine | MODEL NOT AVAILABLE | 30002229542 | Functional | Others
57093 | Ranisar Phc Jodhpur | Weighing Machine | MODEL NOT AVAILABLE | 30002229007 | Functional | Others
57094 | Ranisar Phc Jodhpur | Freezes | MODEL NOT AVAILABLE | 30002229008 | Functional | Others
57095 | Ranisar Phc Jodhpur | Freezes | MODEL NOT AVAILABLE | 30002229009 | Functional | Others
57096 | Jhadeli Phc | Freezes | MODEL NOT AVAILABLE | 30002229543 | Functional | Others
57097 | Neemrana Chc | Ice lined refrigerator | Model Not Available | 30002229734 | Functional | Others
57098 | Neemrana Chc | Binocular Microscope | Model Not Available | 30002229736 | Functional | Others
57099 | Bhagoda Phc | Ice lined refrigerator | Model Not Available | 30002229684 | Functional | Others
57100 | Mandvla Phc | SPHYGMOMANOMETER(BP APPRATUS) | MODEL NOT AVAILABLE | 30002229804 | Functional | Others
57101 | Chomu Chc | Blood Bank Refrigerator | Model not available | 3000089362 | Functional | Remi Electrotechnik Ltd
57102 | Gehoon Kheri Phc Jhalawar | Binocular Microscope | Model Not Available | 30002229594 | Functional | Others
57103 | Aalpa Phc Sirohi | Radiant Heat Warmer | Model Not Available | 30002229507 | Functional | Others
57104 | Mandvla Phc | Weighing Machine | MODEL NOT AVAILABLE | 30002229805 | Functional | Others
57105 | Aalpa Phc Sirohi | Suction Machine | Model Not Available | 30002229508 | Functional | Others
57106 | Chomu Chc | Freezes | MODEL NOT AVAILABLE | 80NLLG000048 | Functional | Rhsdp Supply
57107 | Gehoon Kheri Phc Jhalawar | Glucometer | Model not available | 30002229595 | Functional | Others
57108 | Mandvla Phc | Blood Bank Refrigerator | Model not available | 30002229806 | Functional | Others
57109 | Gov. Hospital, Ratangarh Sdh | A Scan Ultrasonic Biometer | Model Not Available | 2000031070 | Functional | Others
57110 | Gov. Hospital, Ratangarh Sdh | Multi-Para Monitor | Model not available | 61030465 | Functional | Others
57111 | Bdm Hospital Kotputali Sdh | ELISA READR WITH WASHER | RT 2100C AND RT 2600C | 2000022069 | Functional | Others
57112 | Bdm Hospital Kotputali Sdh | ELISA READR WITH WASHER | RT 2100C AND RT 2600C | 2000022070 | Functional | Others
57113 | Bdm Hospital Kotputali Sdh | ELISA READR WITH WASHER | RT 2100C AND RT 2600C | 2000022071 | Functional | Others
57114 | Gov. Hospital, Ratangarh Sdh | Dental Chair Unit | Model Not Available | 2000031066 | Functional | Others
57115 | Katar Choti Phc Churu | Ice lined refrigerator | HBC-70 | 3000129289 | Functional | Others
57116 | Gov. Hospital, Ratangarh Sdh | 100mA X-Ray Machine | Model not available | 3000053225 | Functional | Others
57117 | Gov. Hospital, Ratangarh Sdh | 100mA X-Ray Machine | Model not available | 3000053226 | Functional | Others
57118 | Gov. Hospital, Ratangarh Sdh | 100mA X-Ray Machine | Model not available | 3000053227 | Functional | Others
57119 | District Hospital Baran Dh | SPHYGMOMANOMETER(BP APPRATUS) | MODEL NOT AVAILABLE | 235360 | Functional | Others
57120 | District Hospital Baran Dh | SPHYGMOMANOMETER(BP APPRATUS) | MODEL NOT AVAILABLE | 3000129941 | Functional | Others
57121 | District Hospital Baran Dh | SPHYGMOMANOMETER(BP APPRATUS) | MODEL NOT AVAILABLE | 3000129854 | Functional | Others
57122 | District Hospital Baran Dh | SPHYGMOMANOMETER(BP APPRATUS) | MODEL NOT AVAILABLE | 3000129858 | Functional | Others
57123 | District Hospital Baran Dh | SPHYGMOMANOMETER(BP APPRATUS) | MODEL NOT AVAILABLE | 130887 | Functional | Others
57124 | District Hospital Baran Dh | Phototherepy Unit | MODEL NOT AVAILABLE | 3000129883 | Functional | Others
57125 | District Hospital Baran Dh | Phototherepy Unit | MODEL NOT AVAILABLE | 3000129884 | Functional | Others
57126 | District Hospital Baran Dh | Phototherepy Unit | MODEL NOT AVAILABLE | 3000129885 | Functional | Others
57127 | District Hospital Baran Dh | Phototherepy Unit | MODEL NOT AVAILABLE | 3000129886 | Functional | Others
57128 | D B Government Hospital Churu Dh | Pulse Oxymeter | Model Not Available | 2000029913 | Functional | Others
57129 | D B Government Hospital Churu Dh | Pulse Oxymeter | Model Not Available | 2000029914 | Functional | Others
57130 | District Hospital Baran Dh | Suction Machine | Surgicoin | 3000129850 | Functional | Others
57131 | Saypur Phc | Centrifuge Machine ( 8 Tube) | Model Not Available | 3000138692 | Functional | Others
57132 | District Hospital Baran Dh | Multi-Para Monitor | Model not available | 3000129851 | Functional | Others
57133 | District Hospital Baran Dh | Defibrillator | MODEL NOT AVAILABLE | 3000129853 | Functional | Others
57134 | D B Government Hospital Churu Dh | Oxygen Concentrator | Model Not Available | 2000029920 | Functional | Others
57135 | Kachroda Phc | FOOT OPERATED SUCTION MACHINE | SU-101 | 3000216264 | Functional | Niscomed Electro Medical Devices
57136 | Karanpur Chc | Binocular Microscope | Model Not Available | 23446 | Functional | Others
57137 | Police Dispensary Bharatpur | Centrifuge Machine ( 8 Tube) | REMI - R4C | 2000003158 | Functional | Others
57138 | Karanpur Chc | Semi Automated Chemistry Analyzer | Model not Available | 3000138589 | Functional | Others
57139 | Karanpur Chc | Blood Cell Counter - 3 part | Horiba - ABX Micros ES 60 | 306esoho5819 | Functional | Others
57140 | Idawa Phc | Micropipettes | MODEL NOT AVAILABLE | 2000028822 | Functional | Others
57141 | Idawa Phc | Micropipettes | MODEL NOT AVAILABLE | 2000028823 | Functional | Others
57142 | Bhatewar Phc | Radiant Heat Warmer | Meditrin - Heat Warmer | 3000052957 | Functional | Others
57143 | Kachroda Phc | Centrifuge Machine ( 8 Tube) | Model Not Available | 3000216266 | Functional | Others
57144 | Idawa Phc | Hot Air Oven | Model not available | 2000028814 | Functional | Others
57145 | Savora Phc | Syringe Needle Destroyer | MRK | 2000003235 | Functional | Others
57146 | Kachroda Phc | Nebulizer | MODEL NOT AVAILABLE | 394964 | Functional | Others
57147 | Karanpur Chc | Incubator | MODEL NOT AVAILABLE | 3000138594 | Functional | Others
57148 | Idawa Phc | Semi Automated Chemistry Analyzer | Model not Available | 2000028819 | Functional | Others
57149 | Savora Phc | Baby Weighing Machine | Model Not Available | 2000003237 | Functional | Others
57150 | Malwa Ka Chora Phc | FOOT OPERATED SUCTION MACHINE | MODEL NOT AVAILABLE | 3000205651 | Functional | Others
57151 | Malwa Ka Chora Phc | FOOT OPERATED SUCTION MACHINE | MODEL NOT AVAILABLE | 11088 | Functional | Others
57152 | Setellite Sethi Colony Satellite | O.T. Light Single Dome | MODEL NOT AVAILABLE | 2000025546 | Functional | Others
57153 | Kachroda Phc | Binocular Microscope | MLW Lab | 3000216269 | Functional | Mlw Intermed
57154 | Malwa Ka Chora Phc | Ice lined refrigerator | HBC-70 | 3000205657 | Functional | Others
57155 | Idawa Phc | Digital PH Meter | Model Not Available | 2000036230 | Functional | Others
57156 | Malwa Ka Chora Phc | Ice lined refrigerator | HBD-116 | 3000205658 | Functional | Others
57157 | Bassi Chc Jaipur | O.T. Light Double Dome | MODEL NOT AVAILABLE | 3000087193 | Functional | Others
57158 | Bassi Chc Jaipur | O.T. Light Double Dome | MODEL NOT AVAILABLE | 3000087194 | Functional | Others
57159 | Bassi Chc Jaipur | O.T. Light Double Dome | MODEL NOT AVAILABLE | 3000087195 | Functional | Others
57160 | Bhanakpura Phc Karauli | SPHYGMOMANOMETER(BP APPRATUS) | MODEL NOT AVAILABLE | 95122155 | Functional | Others
57161 | Mundra Phc Churu | Weighing Machine | MODEL NOT AVAILABLE | 3000129340 | Functional | Others
57162 | Chavand Phc | SPHYGMOMANOMETER(BP APPRATUS) | MODEL NOT AVAILABLE | 97534 | Functional | Others
57163 | Chavand Phc | SPHYGMOMANOMETER(BP APPRATUS) | MODEL NOT AVAILABLE | 97533 | Functional | Others
57164 | D B Government Hospital Churu Dh | Slit Lamp | Model Not Available | 2000029932 | Functional | Others
57165 | D B Government Hospital Churu Dh | Slit Lamp | Model Not Available | 2000029933 | Functional | Others
57166 | D B Government Hospital Churu Dh | Slit Lamp | Model Not Available | 2000029934 | Functional | Others
57167 | Foga Bhardhari Phc Churu | Weighing Machine | MODEL NOT AVAILABLE | 3000129430 | Functional | Others
57168 | Chainpur Beriya Phc | Syringe Needle Destroyer | Microsil - ND350 | 8999 | Functional | Others
57169 | Chainpur Beriya Phc | Syringe Needle Destroyer | Microsil - ND350 | 3000138458 | Functional | Others
57170 | Khudikalaan Phc | Centrifuge Machine ( 8 Tube) | Model Not Available | 2000028869 | Functional | Others
57171 | Sarekalan Phc Alwar | SPHYGMOMANOMETER(BP APPRATUS) | MODEL NOT AVAILABLE | 3000281118 | Functional | Others
57172 | Setellite Sethi Colony Satellite | Binocular Microscope | Model Not Available | 81521 | Functional | Others
57173 | Basni Seja Phc | Baby Weighing Machine | Model Not Available | 2000036077 | Functional | Others
57174 | Narolidang Phc | Binocular Microscope | AMT 5A | 3000216239 | Functional | Others
57175 | Dispensary Partab Nagar Sec 11 City | Syringe Needle Destroyer | Model not available | 2000024473 | Functional | Others
57176 | Rishabhdev Chc | Anesthesia Machine | MODEL NOT AVAILABLE | 2251/58 | Functional | Others
57177 | Paladi Kala Phc | Baby Weighing Machine | Model Not Available | 36207 | Functional | Others
57178 | Dispensary Partab Nagar Sec 11 City | Weighing Machine | MODEL NOT AVAILABLE | 2000024472 | Functional | Others
57179 | Dispensary Partab Nagar Sec 11 City | Weighing Machine | MODEL NOT AVAILABLE | 2000024480 | Functional | Others
57180 | Dispensary Partab Nagar Sec 11 City | Weighing Machine | MODEL NOT AVAILABLE | 20000244483 | Functional | Others
57181 | Jodi Phc | Instrument Sterilizer | Model Not Available | 3000053749 | Functional | Others
57182 | Jk Lone Hospital Jaipur | Pulse Oxymeter | Comet - P (L and T) | C09P0169 | Functional | Others
57183 | Narolidang Phc | Baby Weighing Machine | Model Not Available | 3000216246 | Functional | Others
57184 | Dispensary Partab Nagar Sec 11 City | Baby Weighing Machine | Model Not Available | 2000024481 | Functional | Others
57185 | Jk Lone Hospital Jaipur | Pulse Oxymeter | Comet - P (L and T) | 3000222325 | Non Functional Repairable | Others
57186 | Sursura Phc Ajmer | Freezes | GL-185 | 3000222439 | Functional | Others
57187 | Jk Lone Hospital Jaipur | Pulse Oxymeter | Model Not Available | CMMH2M8925 | Functional | Others
57188 | Aalpa Phc Sirohi | Ice lined refrigerator | HBD-116 | 30002229512 | Functional | Others
57189 | Chomu Chc | Syringe Needle Destroyer | Model not available | 3000089364 | Functional | Others
57190 | Mandvla Phc | Hemoglobin meter | Model Not Available | 30002229809 | Functional | Others
57191 | Jugrajpura Phc Sikar | Binocular Microscope | Model Not Available | 30002229316 | Functional | Others
57192 | Badagaon Khedla Chc | Freezes | MODEL NOT AVAILABLE | 30002228678 | Functional | Others
57193 | Badagaon Khedla Chc | Freezes | MODEL NOT AVAILABLE | 30002228679 | Functional | Others
57194 | Moreli Phc Jhalawar | SPHYGMOMANOMETER(BP APPRATUS) | MODEL NOT AVAILABLE | 30002229624 | Functional | Others
57195 | Sardar Zanana Phc | Weighing Machine | MODEL NOT AVAILABLE | 30002228778 | Functional | Others
57196 | Jugrajpura Phc Sikar | Blood Bank Refrigerator | Model not available | 30002229315 | Functional | Others
57197 | Sardar Zanana Phc | Freezes | MODEL NOT AVAILABLE | 30002228779 | Functional | Others
57198 | Sardar Zanana Phc | Freezes | MODEL NOT AVAILABLE | 30002228780 | Functional | Others
57199 | Moreli Phc Jhalawar | Weighing Machine | MODEL NOT AVAILABLE | 30002229625 | Functional | Others
57200 | Sardar Zanana Phc | Blood Bank Refrigerator | Model not available | 30002228782 | Functional | Others
57201 | Moreli Phc Jhalawar | Freezes | MODEL NOT AVAILABLE | 30002229626 | Functional | Others
57202 | Chomu Chc | Nebulizer | MODEL NOT AVAILABLE | 125644 | Functional | Others
57203 | Chomu Chc | Nebulizer | MODEL NOT AVAILABLE | 3000089460 | Functional | Others
57204 | Guradiya Joga Phc Jhalawar | Freezes | MODEL NOT AVAILABLE | 30002229600 | Functional | Others
57205 | Guradiya Joga Phc Jhalawar | Freezes | MODEL NOT AVAILABLE | 30002229601 | Functional | Others
57206 | Indra Gandhi Nagar Phc Jaipur-2 | Incubator | MODEL NOT AVAILABLE | 30002228788 | Functional | Others
57207 | Jaroli Phc Dholpur | Freezes | MODEL NOT AVAILABLE | 30002229496 | Functional | Others
57208 | Chomu Chc | Spot Light ( Portable ) | Model Not Available | 3000089463 | Non Functional Not Repairable | Cmho Supply
57209 | Jaroli Phc Dholpur | Ice lined refrigerator | Model Not Available | 30002229497 | Functional | Others
57210 | Jaroli Phc Dholpur | Ice lined refrigerator | Model Not Available | 30002229498 | Functional | Others
57211 | Sutod Phc Sikar | Instrument Sterilizer | Model Not Available | 30002229005 | Functional | Others
57212 | Dudhaliya Phc Jhalawar | Autoclave | Model not available | 30002229582 | Functional | Others
57213 | Sutod Phc Sikar | Instrument Sterilizer | Model Not Available | 30002229001 | Functional | Others
57214 | Sonar Phc | Freezes | MODEL NOT AVAILABLE | 30002228699 | Functional | Others
57215 | Jhalarapatan Chc | Syringe Needle Destroyer | Microsil - ND350 | 10282 | Functional | Others
57216 | Jhalarapatan Chc | Autoclave | Model not available | 542114 | Functional | Others
57217 | Jhalarapatan Chc | Instrument Sterilizer | Model Not Available | 33365200 | Functional | Others
57218 | D B Government Hospital Churu Dh | Oxygen Concentrator | Model Not Available | 2000029921 | Functional | Others
57219 | D B Government Hospital Churu Dh | Oxygen Concentrator | Model Not Available | 2000029922 | Functional | Others
57220 | D B Government Hospital Churu Dh | Oxygen Concentrator | Model Not Available | 2000029923 | Functional | Others
57221 | Jhalarapatan Chc | O.T. Light Double Dome | MODEL NOT AVAILABLE | 3000206531 | Functional | Others
57222 | Mundra Phc Churu | FOOT OPERATED SUCTION MACHINE | MODEL NOT AVAILABLE | 3000129342 | Functional | Others
57223 | Mundra Phc Churu | Blood Bank Refrigerator | Model not available | 3000129345 | Functional | Others
57224 | Kuchil Phc | Centrifuge Machine ( 4 Tube ) | Model not available | 3000222934 | Functional | Metro Traiding Corporation
57225 | Khejroli Phc | Centrifuge Machine ( 8 Tube) | Model Not Available | 3000222427 | Functional | Others
57226 | Baiy Phc | Binocular Microscope | Model Not Available | 3000053062 | Functional | Others
57227 | Baiy Phc | Binocular Microscope | Model Not Available | 3000053063 | Functional | Others
57228 | Baiy Phc | Binocular Microscope | Model Not Available | 3000053064 | Functional | Others
57229 | Garnawad Phc | Spot Light ( Portable ) | Model Not Available | 3000206053 | Functional | Others
57230 | Khejroli Phc | Binocular Microscope | RXL-4B | 27698 | Functional | Others
57231 | Baiy Phc | Blood Bank Refrigerator | Model not available | 3000053065 | Functional | Others
57232 | Baiy Phc | Blood Bank Refrigerator | Model not available | 3000053073 | Functional | Others
57233 | Baiy Phc | Blood Bank Refrigerator | Model not available | 3000053074 | Functional | Others
57234 | Saipau Chc | Syringe Needle Destroyer | Model not available | 3000242001 | Functional | Others
57235 | Saipau Chc | Syringe Needle Destroyer | Model not available | 3000242029 | Functional | Others
57236 | Khudikalaan Phc | Ice lined refrigerator | HBD-116 | 44700125 | Functional | Others
57237 | Khudikalaan Phc | Ice lined refrigerator | HBD-116 | 2000028874 | Functional | Others
57238 | Setellite Sethi Colony Satellite | Blood Cell Counter - 3 part | Adonis - Axion 19 Plus | 360ET01058 | Functional | Adonis Medical Equipments Pvt Ltd
57239 | Kuchil Phc | Binocular Microscope | Model Not Available | 3000222940 | Functional | Others
57240 | Sarda Phc | FOOT OPERATED SUCTION MACHINE | MODEL NOT AVAILABLE | 3000206126 | Functional | Others
57241 | Kalwar Phc | Binocular Microscope | Labomed - Vision 2000 | 4107 | Functional | Others
57242 | Malwa Ka Chora Phc | Fetal Doppler | FD-300D | FQ283 | Functional | Others
57243 | Kachroda Phc | SPHYGMOMANOMETER(BP APPRATUS) | ELITE | 3000216271 | Functional | Elite Scientific Corporation
57244 | Kachroda Phc | SPHYGMOMANOMETER(BP APPRATUS) | ELITE | 3000216272 | Functional | Elite Scientific Corporation
57245 | Karanpur Chc | Baby Weighing Machine | Model Not Available | 3000138596 | Functional | Others
57246 | Setellite Sethi Colony Satellite | O.T. Light Single Dome | MODEL NOT AVAILABLE | 2000025545 | Functional | Others
57247 | Bachhrein Phc | Baby Weighing Machine | SUVARANA | 3000242370 | Functional | Others
57248 | Bachhrein Phc | Suction Machine | Surgicoin | 3000242373 | Functional | Others
57249 | Akalera Chc | Baby Weighing Machine | Model Not Available | 3000206856 | Functional | Others
57250 | Bassi Chc Jaipur | Hot Air Oven | DEL - 624 | 3000087120 | Functional | Others
57251 | Akalera Chc | SPHYGMOMANOMETER(BP APPRATUS) | MODEL NOT AVAILABLE | 3000206857 | Functional | Others
57252 | Merta City Chc | Baby Weighing Machine | Model Not Available | 2000028907 | Functional | Others
57253 | Makrana Chc | O.T. Light Double Dome | MODEL NOT AVAILABLE | 2000028418 | Functional | Others
57254 | Bassi Chc Jaipur | 100mA X-Ray Machine | Model not available | 1694524 | Functional | Others
57255 | Makrana Chc | Ice lined refrigerator | Model Not Available | 2000028425 | Functional | Others
57256 | Makrana Chc | Ice lined refrigerator | Model Not Available | 2000028427 | Functional | Others
57257 | Makrana Chc | Ice lined refrigerator | Model Not Available | 2000028426 | Functional | Others
57258 | Makrana Chc | Ice lined refrigerator | Model Not Available | 2000028428 | Functional | Others
57259 | Bassi Chc Jaipur | C-Arm Machine | Model Not Available | 3000087129 | Functional | Others
57260 | Makrana Chc | Binocular Microscope | Model Not Available | 2000028404 | Functional | Others
57261 | Akalera Chc | Glucometer | Model not available | N02147840 | Functional | Others
57262 | Makrana Chc | Instrument Sterilizer | Model Not Available | 2000028339 | Functional | Others
57263 | Akalera Chc | Baby Weighing Machine | Crown | 3000206860 | Functional | Others
57264 | Makrana Chc | Suction Machine | Model Not Available | 2000028329 | Functional | Others
57265 | Rol Phc | Binocular Microscope | M L W Intermed | 36513 | Functional | Others
57266 | Devji Ka Thana Phc | Weighing Machine | MODEL NOT AVAILABLE | 300265697 | Functional | Others
57267 | Setellite Hospital Banipark Satellite | Autoclave | Model not available | 2000025549 | Functional | Others
57268 | Chitri Phc | Centrifuge Machine ( 4 Tube ) | Model not available | 3000265538 | Functional | Others
57269 | City Dispensary Gadhimaliyal | SPHYGMOMANOMETER(BP APPRATUS) | MODEL NOT AVAILABLE | 3000222918 | Functional | Others
57270 | Narolidang Phc | Radiant Heat Warmer | Model Not Available | 3000216249 | Functional | Others
57271 | Sursura Phc Ajmer | Incubator | MODEL NOT AVAILABLE | 3000222440 | Functional | Garg Opticals
57272 | Pithisar Phc | SPHYGMOMANOMETER(BP APPRATUS) | MODEL NOT AVAILABLE | 3000053927 | Functional | Others
57273 | Dispensary Partab Nagar Sec 11 City | Binocular Microscope | Model Not Available | 2000024474 | Functional | Others
57274 | Sursura Phc Ajmer | Binocular Microscope | Excel Plus | 3000222489 | Functional | Others
57275 | Jk Lone Hospital Jaipur | SPHYGMOMANOMETER(BP APPRATUS) | Pagoda | 243558 | Functional | Elite Scientific Corporation
57276 | D B Government Hospital Churu Dh | Micropipettes | MODEL NOT AVAILABLE | 278406 | Functional | Others
57277 | D B Government Hospital Churu Dh | Micropipettes | MODEL NOT AVAILABLE | 3000053151 | Functional | Others
57278 | Vijaypura Phc Karauli | Syringe Needle Destroyer | Microsil - ND350 | 3000138866 | Functional | Others
57279 | Narolidang Phc | SPHYGMOMANOMETER(BP APPRATUS) | MODEL NOT AVAILABLE | 112JOL151839 | Functional | Others
57280 | City Dispensary Gadhimaliyal | Weighing Machine | MODEL NOT AVAILABLE | 3000222919 | Functional | Others
57281 | Jk Lone Hospital Jaipur | Fiberoptic Laryngoscope | Model Not Available | 746705 | Functional | Others
57282 | Vijaypura Phc Karauli | Stethoscope | Model Not Available | 3000138867 | Functional | Others
57283 | D B Government Hospital Churu Dh | Suction Machine | Model Not Available | 2000029997 | Functional | Others
57284 | D B Government Hospital Churu Dh | Suction Machine | Model Not Available | 2000029998 | Functional | Others
57285 | D B Government Hospital Churu Dh | Suction Machine | Model Not Available | 2000031115 | Functional | Others
57286 | Ghad Phc | Binocular Microscope | Model Not Available | 3000080305 | Functional | Others
57287 | Sursura Phc Ajmer | Syringe Needle Destroyer | Nulife - Dots | 28946 | Functional | Others
57288 | City Dispensary Gadhimaliyal | Ice lined refrigerator | Model Not Available | 3000222921 | Functional | Others
57289 | Ghad Phc | Centrifuge Machine ( 6 Tube ) | Model Not Available | 3000080306 | Functional | Others
57290 | D B Government Hospital Churu Dh | SPHYGMOMANOMETER(BP APPRATUS) | MODEL NOT AVAILABLE | 2000020000 | Functional | Others
57291 | D B Government Hospital Churu Dh | SPHYGMOMANOMETER(BP APPRATUS) | MODEL NOT AVAILABLE | 8134770 | Functional | Others
57292 | D B Government Hospital Churu Dh | SPHYGMOMANOMETER(BP APPRATUS) | MODEL NOT AVAILABLE | 2000031134 | Functional | Others
57293 | D B Government Hospital Churu Dh | Nebulizer | MODEL NOT AVAILABLE | 2000030000 | Functional | Others
57294 | Ghad Phc | Glucometer | Model not available | RMD013071 | Functional | Others
57295 | Ghad Phc | Freezes | MODEL NOT AVAILABLE | 3000080309 | Functional | Others
57296 | Sonar Phc | Freezes | MODEL NOT AVAILABLE | 30002228700 | Functional | Others
57297 | Sonar Phc | Freezes | MODEL NOT AVAILABLE | 30002228701 | Functional | Others
57298 | Dudhaliya Phc Jhalawar | Binocular Microscope | Model Not Available | 30002229577 | Functional | Others
57299 | Sutod Phc Sikar | Binocular Microscope | Model Not Available | 30002228994 | Functional | Others
57300 | Sutod Phc Sikar | Binocular Microscope | Model Not Available | 30002228996 | Functional | Others
57301 | Ladera Phc | Colorimeter | MODEL NOT AVAILABLE | 30002228799 | Functional | Others
57302 | Mathnia Phc Jhalawar | SPHYGMOMANOMETER(BP APPRATUS) | MODEL NOT AVAILABLE | 30002229618 | Functional | Omron Health Care
57303 | Panchala Siddha Phc | SPHYGMOMANOMETER(BP APPRATUS) | MODEL NOT AVAILABLE | 30002229544 | Functional | Others
57304 | Dudhaliya Phc Jhalawar | Weighing Machine | MODEL NOT AVAILABLE | 30002229587 | Functional | Others
57305 | Mathnia Phc Jhalawar | Freezes | MODEL NOT AVAILABLE | 300002229620 | Functional | Others
57306 | Torada Phc | Ice lined refrigerator | Model Not Available | 30002228706 | Functional | Others
57307 | Panchala Siddha Phc | Freezes | MODEL NOT AVAILABLE | 30002229546 | Functional | Others
57308 | Torada Phc | Blood Bank Refrigerator | Model not available | 30002228705 | Functional | Others
57309 | Nunehra Phc Dholpur | SPHYGMOMANOMETER(BP APPRATUS) | MODEL NOT AVAILABLE | 30002229488 | Functional | Others
57310 | Singhasan Phc | Instrument Sterilizer | Model Not Available | 30002228987 | Functional | Others
57311 | Singhasan Phc | Instrument Sterilizer | Model Not Available | 30002228991 | Functional | Others
57312 | Nunehra Phc Dholpur | Syringe Needle Destroyer | Model not available | 30002229487 | Functional | Others
57313 | Shri Balaji Phc | Ice lined refrigerator | HBC-70 | 30565 | Functional | Others
57314 | Sarda Phc | Baby Weighing Machine | Crown | 3000206128 | Functional | Others
57315 | Sirsala Phc | Instrument Sterilizer | Model Not Available | 3000053717 | Functional | Others
57316 | Sirsala Phc | Instrument Sterilizer | Model Not Available | 3000053723 | Functional | Others
57317 | Sirsala Phc | Instrument Sterilizer | Model Not Available | 3000053724 | Functional | Others
57318 | Sirsala Phc | Instrument Sterilizer | Model Not Available | 3000053715 | Functional | Others
57319 | Rishabhdev Chc | Pulse Oxymeter | Model 900 | EA07C00996 | Functional | Others
57320 | Narolidang Phc | Ice lined refrigerator | HBC-70 | BDO58E01006B04920154 | Functional | Others
57321 | Rishabhdev Chc | SPHYGMOMANOMETER(BP APPRATUS) | MODEL NOT AVAILABLE | 3000205424 | Functional | Others
57322 | Rishabhdev Chc | O.T. Light Single Dome | MODEL NOT AVAILABLE | 3000205425 | Functional | Others
57323 | Narolidang Phc | Radiant Heat Warmer | Zeal - RHW 2101A | 10713/764 | Functional | Others
57324 | Sanjoo Phc | Radiant Heat Warmer | Zeal - RHW 2101A | 30069 | Functional | Others
57325 | Jk Lone Hospital Jaipur | Baby Weighing Machine | Model Not Available | 3000222234 | Non Functional Repairable | Others
57326 | Jk Lone Hospital Jaipur | Baby Weighing Machine | Model Not Available | 3000222330 | Non Functional Repairable | Others
57327 | Sursura Phc Ajmer | Monocular Microscope | Model not available | 890232 | Functional | Cmho Supply
57328 | Jk Lone Hospital Jaipur | Weighing Machine | MODEL NOT AVAILABLE | 3000222329 | Non Functional Repairable | Others
57329 | Jk Lone Hospital Jaipur | Weighing Machine | MODEL NOT AVAILABLE | 3000222328 | Non Functional Repairable | Others
57330 | Jk Lone Hospital Jaipur | Weighing Machine | MODEL NOT AVAILABLE | 3000222327 | Non Functional Repairable | Others
57331 | D B Government Hospital Churu Dh | Phototherepy Unit | MODEL NOT AVAILABLE | 2000031110 | Functional | Others
57332 | D B Government Hospital Churu Dh | Phototherepy Unit | MODEL NOT AVAILABLE | 2000031111 | Functional | Others
57333 | Sursura Phc Ajmer | Centrifuge Machine ( 4 Tube ) | Model not available | 3000222492 | Functional | Others
57334 | Satellite Chb Jodhpur | 100mA X-Ray Machine | Model not available | 3000049175 | Functional | Others
57335 | Karanikot Phc | Ice lined refrigerator | HBC-70 | 3000280462 | Functional | Others
57336 | Bhadasar Phc | Blood Cell Counter - 3 part | Model not available | 3000129140 | Functional | Others
57337 | Bhadasar Phc | Blood Cell Counter - 3 part | Model not available | 3000129162 | Functional | Others
57338 | Rishabhdev Chc | Incubator | MODEL NOT AVAILABLE | 3000205441 | Functional | Others
57339 | Bassi Chc Jaipur | Blood Bank Refrigerator | Model not available | 4413 | Functional | Others
57340 | Chitri Phc | Binocular Microscope | Model Not Available | 3000265539 | Functional | Others
57341 | Chitri Phc | Syringe Needle Destroyer | Model not available | 3000265540 | Functional | Others
57342 | Chala Phc | Autoclave | Model not available | 2000031322 | Functional | Others
57343 | Chitri Phc | Glucometer | Model not available | 3000265542 | Functional | Others
57344 | Chitri Phc | Freezes | MODEL NOT AVAILABLE | 3000265543 | Functional | Others
57345 | Chitri Phc | Binocular Microscope | Model Not Available | 3000265544 | Functional | Others
57346 | Fagaliya Phc | Freezes | MODEL NOT AVAILABLE | 3000265615 | Functional | Others
57347 | General Hospital Karauli Dh | Defibrillator | DEFIGARD 4000 | J10D308 | Functional | Others
57348 | Bassi Chc Jaipur | Centrifuge Machine (24 Tubes) | Model no available | 724 | Functional | Others
57349 | Setellite Sethi Colony Satellite | Autoclave | Model not available | 2000025551 | Functional | Others
57350 | Fagaliya Phc | Binocular Microscope | Labomed - CXR3 | 300065617 | Functional | Haier Appliances India Pvt
57351 | Akalera Chc | Fetal Doppler | MODEL NOT AVAILABLE | 3000206863 | Functional | Others
57352 | Bassi Chc Jaipur | Incubator | MODEL NOT AVAILABLE | 709 | Functional | Others
57353 | Fagaliya Phc | Hemoglobin meter | Model Not Available | 3000265621 | Functional | Others
57354 | Akalera Chc | Syringe Needle Destroyer | Nulife - Dots | 3000201159 | Functional | Others
57355 | Kshireshwar Phc | SPHYGMOMANOMETER(BP APPRATUS) | MODEL NOT AVAILABLE | 3000265517 | Functional | Others
57356 | Kshireshwar Phc | Freezes | MODEL NOT AVAILABLE | 3000265519 | Functional | Others
57357 | Akalera Chc | Baby Weighing Machine | Crown | 3000201166 | Functional | Others
57358 | Kshireshwar Phc | Freezes | MODEL NOT AVAILABLE | 3000265520 | Functional | Others
57359 | Kshireshwar Phc | Ice lined refrigerator | Model Not Available | 3000265521 | Functional | Others
57360 | Akalera Chc | Suction Machine | Model Not Available | 3000201165 | Functional | Others
57361 | Kshireshwar Phc | Blood Bank Refrigerator | Model not available | 3000265522 | Functional | Others
57362 | Akalera Chc | Instrument Sterilizer | Model Not Available | 3000201164 | Functional | Others
57363 | Khirwa Phc | Syringe Needle Destroyer | Model not available | 2000029362 | Functional | Others
57364 | Bassi Chc Jaipur | Intensive Care Bed | Janak | 3000230856 | Functional | Others
57365 | Khemli Chc | Freezes | MODEL NOT AVAILABLE | 3000198011 | Functional | Others
57366 | Kathoti Phc | Micropipettes | MODEL NOT AVAILABLE | 2000030376 | Functional | Others
57367 | Kathoti Phc | Micropipettes | MODEL NOT AVAILABLE | 2000030377 | Functional | Others
57368 | Kathoti Phc | Micropipettes | MODEL NOT AVAILABLE | 2000030378 | Functional | Others
57369 | D B Government Hospital Churu Dh | Nebulizer | MODEL NOT AVAILABLE | 2000031114 | Functional | Others
57370 | Dispensary Partab Nagar Sec 11 City | SPHYGMOMANOMETER(BP APPRATUS) | MODEL NOT AVAILABLE | 58134476 | Functional | Others
57371 | Ghad Phc | FOOT OPERATED SUCTION MACHINE | MODEL NOT AVAILABLE | 30000803111 | Functional | Others
57372 | Sursura Phc Ajmer | Freezes | MODEL NOT AVAILABLE | 3000222493 | Functional | Others
57373 | Jk Lone Hospital Jaipur | Nebulizer | MODEL NOT AVAILABLE | 3000222323 | Functional | Others
57374 | Maholi Phc Karauli | SPHYGMOMANOMETER(BP APPRATUS) | Pagoda | 148 | Functional | Others
57375 | Dispensary Partab Nagar Sec 11 City | Multi-Para Monitor | Model not available | 2000024478 | Functional | Others
57376 | Koliya Phc | Instrument Sterilizer | Model Not Available | 42010 | Functional | Others
57377 | Koliya Phc | Instrument Sterilizer | Model Not Available | 42011 | Functional | Others
57378 | Jk Lone Hospital Jaipur | Autoclave | Model not available | 3000222320 | Non Functional Repairable | Others
57379 | Maholi Phc Karauli | Weighing Machine | Crown | 3000138587 | Functional | Others
57380 | Dispensary Partab Nagar Sec 11 City | Nebulizer | MODEL NOT AVAILABLE | 2000024479 | Functional | Others
57381 | Rawatsar Chc | Radiant Heat Warmer | Model Not Available | RHW2101A/1213/2828 | Functional | Zeal Medical Pvt Ltd
57382 | Maholi Phc Karauli | Baby Weighing Machine | Model Not Available | 3000138588 | Functional | Others
57383 | Setellite Sethi Colony Satellite | Syringe Needle Destroyer | Model not available | 2000025530 | Functional | Others
57384 | Jk Lone Hospital Jaipur | Hemoglobin meter | Model Not Available | 1113031276 | Functional | Others
57385 | Rawatsar Chc | Baby Weighing Machine | Crown | 3000044520 | Functional | Others
57386 | Sanbhariya Phc | Syringe Needle Destroyer | Model not available | 3000230891 | Functional | Others
57387 | Sursura Phc Ajmer | Suction Machine | HI VAC | 334838 | Functional | Cmho Supply
57388 | Jln Central Store Medical College | Defibrillator | MODEL NOT AVAILABLE | 9G3891 | Functional | Others
57389 | Rawatsar Chc | O.T. Light Single Dome | MODEL NOT AVAILABLE | 3000044522 | Functional | Surgicoin Medequip Pvt Ltd
57390 | Kabra Phc | FOOT OPERATED SUCTION MACHINE | MODEL NOT AVAILABLE | 3000080133 | Functional | Others
57391 | Sanbhariya Phc | Glucometer | Model not available | 3000230895 | Functional | Others
57392 | Rawatsar Chc | O.T. Light Double Dome | MODEL NOT AVAILABLE | 3000044526 | Functional | Rhsdp Supply
57393 | City Dispensary Bhopalpura | Weighing Machine | MODEL NOT AVAILABLE | 3000043698 | Functional | Others
57394 | City Dispensary Bhopalpura | Weighing Machine | MODEL NOT AVAILABLE | 3000043699 | Functional | Others
57395 | City Dispensary Bhopalpura | Weighing Machine | MODEL NOT AVAILABLE | 3000043700 | Functional | Others
57396 | City Dispensary Bhopalpura | Weighing Machine | MODEL NOT AVAILABLE | 3000043701 | Functional | Others
57397 | Chc Badrel | Autoclave | Model not available | 30002229458 | Functional | Others
57398 | Chc Badrel | Autoclave | Model not available | 30002229460 | Functional | Others
57399 | City Dispensary Bhopalpura | SPHYGMOMANOMETER(BP APPRATUS) | MODEL NOT AVAILABLE | 3000043702 | Functional | Others
57400 | City Dispensary Bhopalpura | SPHYGMOMANOMETER(BP APPRATUS) | MODEL NOT AVAILABLE | 3000043703 | Functional | Others
57401 | City Dispensary Bhopalpura | SPHYGMOMANOMETER(BP APPRATUS) | MODEL NOT AVAILABLE | 3000043704 | Functional | Others
57402 | City Dispensary Bhopalpura | SPHYGMOMANOMETER(BP APPRATUS) | MODEL NOT AVAILABLE | 3000043705 | Functional | Others
57403 | City Dispensary Bhopalpura | SPHYGMOMANOMETER(BP APPRATUS) | MODEL NOT AVAILABLE | 3000043706 | Functional | Others
57404 | City Dispensary Bhopalpura | SPHYGMOMANOMETER(BP APPRATUS) | MODEL NOT AVAILABLE | 3000043707 | Functional | Others
57405 | City Dispensary Bhopalpura | SPHYGMOMANOMETER(BP APPRATUS) | MODEL NOT AVAILABLE | 3000043708 | Functional | Others
57406 | City Dispensary Bhopalpura | SPHYGMOMANOMETER(BP APPRATUS) | MODEL NOT AVAILABLE | 3000043709 | Functional | Others
57407 | City Dispensary Bhopalpura | SPHYGMOMANOMETER(BP APPRATUS) | MODEL NOT AVAILABLE | 3000043710 | Functional | Others
57408 | City Dispensary Bhopalpura | SPHYGMOMANOMETER(BP APPRATUS) | MODEL NOT AVAILABLE | 3000043711 | Functional | Others
57409 | City Dispensary Bhopalpura | SPHYGMOMANOMETER(BP APPRATUS) | MODEL NOT AVAILABLE | 3000043712 | Functional | Others
57410 | City Dispensary Bhopalpura | SPHYGMOMANOMETER(BP APPRATUS) | MODEL NOT AVAILABLE | 3000043713 | Functional | Others
57411 | City Dispensary Bhopalpura | SPHYGMOMANOMETER(BP APPRATUS) | MODEL NOT AVAILABLE | 3000043714 | Functional | Others
57412 | City Dispensary Bhopalpura | SPHYGMOMANOMETER(BP APPRATUS) | MODEL NOT AVAILABLE | 3000043715 | Functional | Others
57413 | City Dispensary Bhopalpura | SPHYGMOMANOMETER(BP APPRATUS) | MODEL NOT AVAILABLE | 3000043716 | Functional | Others
57414 | City Dispensary Bhopalpura | SPHYGMOMANOMETER(BP APPRATUS) | MODEL NOT AVAILABLE | 3000043717 | Functional | Others
57415 | City Dispensary Bhopalpura | SPHYGMOMANOMETER(BP APPRATUS) | MODEL NOT AVAILABLE | 3000043718 | Functional | Others
57416 | City Dispensary Bhopalpura | SPHYGMOMANOMETER(BP APPRATUS) | MODEL NOT AVAILABLE | 3000043719 | Functional | Others
57417 | City Dispensary Bhopalpura | SPHYGMOMANOMETER(BP APPRATUS) | MODEL NOT AVAILABLE | 3000043720 | Functional | Others
57418 | City Dispensary Bhopalpura | SPHYGMOMANOMETER(BP APPRATUS) | MODEL NOT AVAILABLE | 3000043721 | Functional | Others
57419 | General Hospital Sawai Madhopur Dh | Freezes | MODEL NOT AVAILABLE | 308 | Functional | Others
57420 | Nayagaon Udaipur_Phc | Neubaurs Chamber | Model not available | 3000205756 | Functional | Others
57421 | Merta City Chc | SPHYGMOMANOMETER(BP APPRATUS) | MODEL NOT AVAILABLE | 2000028920 | Functional | Others
57422 | Merta City Chc | SPHYGMOMANOMETER(BP APPRATUS) | MODEL NOT AVAILABLE | 200002822 | Functional | Others
57423 | Merta City Chc | SPHYGMOMANOMETER(BP APPRATUS) | MODEL NOT AVAILABLE | 36556 | Functional | Others
57424 | 1 Lsm Phc Ganganagar | Hemoglobin meter | Model Not Available | 3000137060 | Functional | Others
57425 | Karanpur Chc | Syringe Needle Destroyer | Microsil - ND350 | 3000138598 | Functional | Others
57426 | Bachhrein Phc | SPHYGMOMANOMETER(BP APPRATUS) | Pagoda | 3000242371 | Functional | Others
57427 | Karanpur Chc | Syringe Needle Destroyer | Microsil - ND350 | 3000138599 | Functional | Others
57428 | Karanpur Chc | Syringe Needle Destroyer | Microsil - ND350 | 3000138600 | Functional | Others
57429 | Dharsoni Phc | SPHYGMOMANOMETER(BP APPRATUS) | MODEL NOT AVAILABLE | 3000259334 | Functional | Others
57430 | Dharsoni Phc | SPHYGMOMANOMETER(BP APPRATUS) | MODEL NOT AVAILABLE | 3000259335 | Functional | Others
57431 | Dabla Phc Sikar | Freezes | MODEL NOT AVAILABLE | 2000031517 | Non Functional Not Repairable | Others
57432 | Makrana Chc | Binocular Microscope | Model Not Available | 2000028346 | Functional | Others
57433 | Dharsoni Phc | Baby Weighing Machine | Model Not Available | 3000259333 | Functional | Others
57434 | Makrana Chc | C-Arm Machine | Model Not Available | 2000028423 | Functional | Others
57435 | Brahambad Phc | Binocular Microscope | Model Not Available | 3000242382 | Functional | Others
57436 | Dabla Phc Sikar | Binocular Microscope | Model Not Available | 890386 | Functional | Others
57437 | Dabla Phc Sikar | Centrifuge Machine ( 8 Tube) | Model Not Available | HGLC-9303 | Functional | Others
57438 | Dabla Phc Sikar | Nebulizer | MODEL NOT AVAILABLE | 158321 | Functional | Others
57439 | Rol Phc | Freezes | MODEL NOT AVAILABLE | 2000036503 | Functional | Others
57440 | Bassi Chc Jaipur | 100mA X-Ray Machine | Model not available | 3000087144 | Functional | Others
57441 | Makrana Chc | Hemoglobin Analyzer | Model not available | 2000028406 | Functional | Others
57442 | Chala Phc | Centrifuge Machine ( 8 Tube) | REMI - R 8C | HGLC9294 | Functional | Remi Electrotechnik Ltd
57443 | Bassi Chc Jaipur | Spot Light ( Portable ) | Model Not Available | 3000087179 | Functional | Others
57444 | Chala Phc | Syringe Needle Destroyer | Model not available | 2000031310 | Functional | Bhaseen Health Products Pvt Ltd
57445 | Bassi Chc Jaipur | Freezes | MODEL NOT AVAILABLE | 3000087181 | Functional | Others
57446 | Lilawali Phc Hanumangarh | Glucometer | Model not available | 30002229419 | Functional | Others
57447 | Jk Lone Hospital Jaipur | Water Bath | Model not available | 3000085569 | Functional | Others
57448 | Chc Badrel | Binocular Microscope | Model Not Available | 30002228652 | Not in use | Others
57449 | Jk Lone Hospital Jaipur | Blood Collection Monitor | Model Not Available | 12061153 | Functional | Others
57450 | Jk Lone Hospital Jaipur | Blood Collection Monitor | Model Not Available | 12061160 | Functional | Others
57451 | Dhabla Kheenchi Chc Jhalawar | Freezes | GL-185 | 30002229556 | Functional | Others
57452 | Netraad Phc Barmer | Colorimeter | MODEL NOT AVAILABLE | 3000265641 | Functional | Others
57453 | Netraad Phc Barmer | Incubator | MODEL NOT AVAILABLE | 3000265642 | Functional | Others
57454 | Sherpur Phc Alwar | SPHYGMOMANOMETER(BP APPRATUS) | MODEL NOT AVAILABLE | 30002229770 | Functional | Others
57455 | Sherpur Phc Alwar | Weighing Machine | MODEL NOT AVAILABLE | 30002229771 | Functional | Others
57456 | Mandarpura Phc | Freezes | MODEL NOT AVAILABLE | 30002229425 | Functional | Others
57457 | Mandarpura Phc | Weighing Machine | MODEL NOT AVAILABLE | 30002229424 | Functional | Others
57458 | Dhabla Kheenchi Chc Jhalawar | Centrifuge Machine ( 8 Tube) | Model Not Available | 30002229561 | Functional | Others
57459 | Kherthal Chc | Centrifuge Machine ( 4 Tube ) | Model not available | IELC.9445 | Functional | Others
57460 | Dhabla Kheenchi Chc Jhalawar | Freezes | VKE204 | 30002229562 | Functional | Others
57461 | Bajore Phc Sikar | Binocular Microscope | Model Not Available | 30002229248 | Functional | Others
57462 | Bajore Phc Sikar | Binocular Microscope | Model Not Available | 30002229249 | Functional | Others
57463 | Panchola Phc | Suction Machine | Model Not Available | 30002229635 | Functional | Others
57464 | Beri Phc Sikar | Freezes | MODEL NOT AVAILABLE | 30002229262 | Functional | Others
57465 | Beri Phc Sikar | Freezes | MODEL NOT AVAILABLE | 30002229263 | Functional | Others
57466 | Panchola Phc | Colorimeter | MODEL NOT AVAILABLE | 30002229627 | Functional | Others
57467 | Beri Phc Sikar | Ice lined refrigerator | Model Not Available | 30002229264 | Functional | Others
57468 | Gahlod Phc | Centrifuge Machine ( 8 Tube) | Model Not Available | 3000080160 | Functional | Others
57469 | Kherthal Chc | Syringe Needle Destroyer | Nulife - Dots | 30002229728 | Functional | Others
57470 | Bheemthal Phc Barmer | Blood Bank Refrigerator | Model not available | 3000265586 | Functional | Others
57471 | Nikach Phc Alwar | Ice lined refrigerator | Model Not Available | 30002229744 | Functional | Others
57472 | Nikach Phc Alwar | Ice lined refrigerator | Model Not Available | 3000222745 | Functional | Others
57473 | Manana Phc | Glucometer | Model not available | 2000028319 | Functional | Others
57474 | Makrana Chc | Freezes | MODEL NOT AVAILABLE | 2000028341 | Functional | Others
57475 | Makrana Chc | Freezes | MODEL NOT AVAILABLE | 2000028342 | Functional | Others
57476 | Makrana Chc | Freezes | MODEL NOT AVAILABLE | 2000028343 | Functional | Others
57477 | Makrana Chc | Freezes | MODEL NOT AVAILABLE | 2000028344 | Functional | Others
57478 | Manana Phc | Hemoglobin Analyzer | Model not available | 2000028320 | Functional | Others
57479 | Manana Phc | Hemoglobin Analyzer | Model not available | 2000028322 | Functional | Others
57480 | Brahambad Phc | Suction Machine | Model Not Available | 3000242384 | Functional | Others
57481 | Makrana Chc | FOGGING MACHINE | MODEL NOT AVAILABLE | 2000028332 | Functional | Others
57482 | Manana Phc | Binocular Microscope | Model Not Available | 2000028323 | Functional | Others
57483 | Manana Phc | Binocular Microscope | Model Not Available | 2000028324 | Functional | Others
57484 | Makrana Chc | Autoclave | Model not available | 2000028333 | Functional | Others
57485 | Bassi Chc Jaipur | Radiant Heat Warmer | Meditrin - Heat Warmer | 3000087188 | Functional | Others
57486 | Bassi Chc Jaipur | Radiant Heat Warmer | Meditrin - Heat Warmer | 3000087189 | Functional | Others
57487 | Chala Phc | Glucometer | Model not available | AE5000552524 | Functional | Others
57488 | General Hospital Karauli Dh | Ventilator | Model Not Available | V53015165 | Functional | Others
57489 | Talera Chc | SPHYGMOMANOMETER(BP APPRATUS) | MODEL NOT AVAILABLE | 3000265676 | Functional | Others
57490 | Khirwa Phc | Centrifuge Machine ( 8 Tube) | Model Not Available | 2000029361 | Functional | Others
57491 | Bassi Chc Jaipur | Instrument Sterilizer | Model Not Available | u-2871 | Functional | Others
57492 | Khemli Chc | Syringe Needle Destroyer | Model not available | 3000198005 | Functional | Paras Enterprises
57493 | General Hospital Karauli Dh | Nebulizer | Nuneb Pro | PC13153506 | Functional | Others
57494 | Khirwa Phc | Glucometer | Model not available | 2000029364 | Functional | Others
57495 | Chani Phc | Binocular Microscope | Model Not Available | 3000205734 | Functional | Others
57496 | Chani Phc | Ice lined refrigerator | HBC-70 | 3000205741 | Functional | Haier Appliances India Pvt
57497 | Jk Lone Hospital Jaipur | Radiant Heat Warmer | Model Not Available | 3000230178 | Functional | Others
57498 | Jk Lone Hospital Jaipur | Radiant Heat Warmer | Model Not Available | 3000230179 | Functional | Others
57499 | Talera Chc | Colorimeter | MODEL NOT AVAILABLE | 3000265679 | Functional | Others
57500 | Harsolav Phc | Micropipettes | MODEL NOT AVAILABLE | 2000030117 | Functional | Others
57501 | Harsolav Phc | Micropipettes | MODEL NOT AVAILABLE | 2000030119 | Functional | Others
57502 | Rawatsar Chc | FOOT OPERATED SUCTION MACHINE | MODEL NOT AVAILABLE | 3000044537 | Functional | Others
57503 | Rishabhdev Chc | Syringe Needle Destroyer | Model not available | 3000205457 | Functional | Others
57504 | Idwa Chc | SPHYGMOMANOMETER(BP APPRATUS) | MODEL NOT AVAILABLE | 2000036225 | Functional | Others
57505 | Samod Chc | Ice lined refrigerator | MK - 142 | 25018607 | Functional | Others
57506 | Jk Lone Hospital Jaipur | Baby Weighing Machine | Model Not Available | 3000222042 | Functional | Others
57507 | Jk Lone Hospital Jaipur | Baby Weighing Machine | Model Not Available | 3000222043 | Functional | Others
57508 | Jk Lone Hospital Jaipur | Pulse Oxymeter | Model Not Available | CMMH2M8911 | Functional | Bpl Medical Technologies
57509 | Rishabhdev Chc | Radiant Heat Warmer | Model Not Available | 3000198102 | Functional | Zeal Medical Pvt Ltd
57510 | Rishabhdev Chc | Radiant Heat Warmer | Model Not Available | 3000198103 | Functional | Zeal Medical Pvt Ltd
57511 | Rishabhdev Chc | Suction Machine | Model Not Available | 3000198105 | Functional | Others
57512 | Diggi Phc | STABILIZER | MODEL NOT AVAILABLE | 3000088468 | Functional | Others
57513 | Jk Lone Hospital Jaipur | Ophthalmoscope | Model Not Available | 3000230458 | Functional | Others
57514 | Diggi Phc | Fetal Doppler | MODEL NOT AVAILABLE | 3000088466 | Functional | Others
57515 | Karanikot Phc | Syringe Needle Destroyer | Model not available | 3000280447 | Functional | Others
57516 | City Dispensary Kasturba | SPHYGMOMANOMETER(BP APPRATUS) | MODEL NOT AVAILABLE | 3000222904 | Functional | Others
57517 | Jk Lone Hospital Jaipur | MTP Suction apparatus electrically operated | MODEL NOT AVAILABLE | 3000230464 | Functional | Others
57518 | Rawatsar Chc | O.T. Light Double Dome | MODEL NOT AVAILABLE | 3000044563 | Non Functional Not Repairable | Others
57519 | City Dispensary Kasturba | Weighing Machine | MODEL NOT AVAILABLE | 3000222905 | Functional | Others
57520 | Sherpur Phc | Syringe Needle Destroyer | Model not available | 3000138876 | Functional | Others
57521 | Diggi Phc | Monocular Microscope | Model not available | 3000088470 | Functional | Others
57522 | Jamdoli Phc | Ice lined refrigerator | MF - 144 | 91005128 | Functional | Haier Appliances India Pvt
57523 | Gov. Hospital, Sujangarh Sdh | Blood Cell Counter - 3 part | Model not available | 3000129085 | Functional | Others
57524 | Diggi Phc | Glucometer | Model not available | 3000088471 | Functional | Others
57525 | Karanikot Phc | Syringe Needle Destroyer | Model not available | 3000280457 | Functional | Others
57526 | Sherpur Phc | ESR Stand | Model not available | 3000138876 | Functional | Others
57527 | Jk Lone Hospital Jaipur | Pulse Oxymeter | Comet - P (L and T) | C09P0338 | Functional | Others
57528 | Jk Lone Hospital Jaipur | Pulse Oxymeter | Comet - P (L and T) | C11P2282 | Functional | Others
57529 | Jk Lone Hospital Jaipur | Pulse Oxymeter | Comet - P (L and T) | 3000222078 | Functional | Others
57530 | Raythal Phc | Freezes | MODEL NOT AVAILABLE | 30002228773 | Functional | Others
57531 | Raythal Phc | Blood Bank Refrigerator | Model not available | 30002228775 | Functional | Others
57532 | Denok Phc | Ice lined refrigerator | Model Not Available | 30002228956 | Functional | Others
57533 | Denok Phc | Ice lined refrigerator | Model Not Available | 30002228957 | Functional | Others
57534 | Chomu Chc | Binocular Microscope | Model Not Available | 3000089350 | Functional | Cmho Supply
57535 | Idawa Phc | Blood Bank Refrigerator | Model not available | 30002229535 | Functional | Others
57536 | Kodaka Phc Jalore | Blood Bank Refrigerator | Model not available | 30002229803 | Functional | Others
57537 | Kodaka Phc Jalore | SPHYGMOMANOMETER(BP APPRATUS) | MODEL NOT AVAILABLE | 30002229802 | Functional | Others
57538 | Sadar Hospital Dholpur Dh | Syringe Needle Destroyer | Model not available | 3000218022 | Functional | Others
57539 | Sadar Hospital Dholpur Dh | Suction Machine | Model Not Available | 3000218024 | Functional | Others
57540 | Sadar Hospital Dholpur Dh | Suction Machine | Model Not Available | 3000218038 | Functional | Others
57541 | Bapini Phc | SPHYGMOMANOMETER(BP APPRATUS) | MODEL NOT AVAILABLE | 3000265952 | Functional | Others
57542 | Bapini Phc | Freezes | MODEL NOT AVAILABLE | 3000265954 | Functional | Others
57543 | Bapini Phc | Freezes | MODEL NOT AVAILABLE | 3000265955 | Functional | Others
57544 | Sadar Hospital Dholpur Dh | Suction Machine | Model Not Available | 3000218108 | Functional | Others
57545 | Sadar Hospital Dholpur Dh | Suction Machine | Model Not Available | 30002181110 | Functional | Others
57546 | Jhilay Phc | Freezes | MODEL NOT AVAILABLE | 3000080364 | Non Functional Not Repairable | Others
57547 | Peepalbara Phc | Glucometer | Model not available | 3000205494 | Functional | Accurex Biomedicals Pvt Ltd
57548 | Dardahind Phc | Freezes | MODEL NOT AVAILABLE | 3.9091e+17 | Functional | Others
57549 | Peepalbara Phc | Instrument Sterilizer | Model Not Available | 3000205496 | Functional | Paras Enterprises
57550 | Kaman Chc | Binocular Microscope | Model Not Available | 3000265818 | Functional | Others
57551 | Sadar Hospital Dholpur Dh | Syringe Needle Destroyer | Model not available | 3000218146 | Functional | Others
57552 | General Hospital Karauli Dh | Defibrillator | DEFIGARD 4000 | 310d307 | Functional | Others
57553 | Balkasa Phc Bundi | Ice lined refrigerator | Model Not Available | 3000265694 | Functional | Others
57554 | Mithra Phc Barmer | Weighing Machine | MODEL NOT AVAILABLE | 3000265639 | Functional | Others
57555 | Mandolai Phc | Freezes | MODEL NOT AVAILABLE | 3000080284 | Functional | Others
57556 | Korer Phc | Ice lined refrigerator | Model Not Available | 3000265826 | Functional | Others
57557 | Korer Phc | SPHYGMOMANOMETER(BP APPRATUS) | MODEL NOT AVAILABLE | 3000265822 | Functional | Others
57558 | Jk Lone Hospital Jaipur | Hydraulic Operation Table | MODEL NOT AVAILABLE | 3000230254 | Non Functional Repairable | Others
57559 | Jk Lone Hospital Jaipur | Hydraulic Operation Table | MODEL NOT AVAILABLE | 3000230255 | Non Functional Repairable | Others
57560 | Tepu Phc Jodhpur | Centrifuge Machine ( 4 Tube ) | Model not available | 3000265990 | Functional | Others
57561 | Jasrasar Phc | Sahlis HB Meter | HB Meter | 3000265675 | Functional | Others
57562 | Sadar Hospital Dholpur Dh | Autoclave | Model not available | 3000218077 | Functional | Others
57563 | Churaliya Phc | Centrifuge Machine ( 8 Tube) | Model Not Available | 3000206859 | Functional | Others
57564 | Karanikot Phc | Syringe Needle Destroyer | Model not available | 3000280456 | Functional | Others
57565 | City Dispensary Kasturba | Ice lined refrigerator | Model Not Available | 3000222908 | Functional | Others
57566 | Jk Lone Hospital Jaipur | Radiant Heat Warmer | Model Not Available | 3000230473 | Functional | Others
57567 | Jk Lone Hospital Jaipur | Radiant Heat Warmer | Model Not Available | 3000230474 | Functional | Others
57568 | Setellite Sethi Colony Satellite | ELECTRIC OT TABLE | MODEL NOT AVAILABLE | 2000025535 | Non Functional Repairable | Others
57569 | Govindgarh Chc Jaipur | FOGGING MACHINE | MODEL NOT AVAILABLE | 3000222829 | Functional | Others
57570 | Jk Lone Hospital Jaipur | ECG Machine (Three Channel ) | Medicaid - CardioFax 3R | E10590809 | Functional | Others
57571 | Khajwana Phc | Labour Table | Model Not Available | 2000036946 | Functional | Others
57572 | Govindgarh Chc Jaipur | Centrifuge Machine ( 8 Tube) | Model Not Available | 3000222391 | Functional | Others
57573 | City Dispensary Kasturba | Hemoglobin meter | Model Not Available | 3000222912 | Functional | Others
57574 | Khajwana Phc | Baby Weighing Machine | Docbel Braun | 2000036946 | Functional | Others
57575 | Tausar Phc | Ice lined refrigerator | HBC-70 | 600212 | Functional | Others
57576 | Govindgarh Chc Jaipur | Binocular Microscope | Labovision | 81532 | Functional | Others
57577 | Butati Phc | Baby Weighing Machine | Crown | 8857 | Functional | Others
57578 | Khajwana Phc | Spot Light ( Portable ) | Model Not Available | 2000036948 | Functional | Others
57579 | Bhadra Chc | Neubaurs Chamber | Model not available | 2000037825 | Functional | Others
57580 | Khajwana Phc | Weighing Machine | MODEL NOT AVAILABLE | 2000036952 | Functional | Others
57581 | Setellite Sethi Colony Satellite | Boyles Apparatus | MODEL NOT AVAILABLE | 2193-72 | Functional | Others
57582 | General Hospital Sawai Madhopur Dh | Bi-pap Machine | MODEL NOT AVAILABLE | J10D316 | Functional | Others
57583 | General Hospital Sawai Madhopur Dh | Bi-pap Machine | MODEL NOT AVAILABLE | J10D319 | Functional | Others
57584 | Chanani Phc | Binocular Microscope | Model Not Available | 3000080331 | Functional | Others
57585 | Mahuibrahimpur Phc | ESR Stand | Model not available | 3000138809 | Functional | Others
57586 | Bhadra Chc | Spot Light ( Portable ) | Model Not Available | 2000037859 | Functional | Others
57587 | Jk Lone Hospital Jaipur | Syringe Needle Destroyer | Model not available | 3000230182 | Functional | Others
57588 | Bhadra Chc | Defibrillator | DEFIGARD 4000 | 2000037860 | Functional | Others
57589 | Pratapnagar Satellite Hospital | Freezes | MODEL NOT AVAILABLE | 3000049149 | Functional | Videocon Industries Ltd
57590 | Bhadra Chc | 100mA X-Ray Machine | Model not available | 2K8-009 | Functional | Others
57591 | Kurdaya Phc | FOOT OPERATED SUCTION MACHINE | MODEL NOT AVAILABLE | 2000036290 | Functional | Others
57592 | Chainpur Beriya Phc | Hemoglobin meter | Model Not Available | 3000138460 | Functional | Others
57593 | Jaitasar Phc | Ice lined refrigerator | MK-144 | 3000116154 | Functional | Others
57594 | Jaitasar Phc | Centrifuge Machine ( 8 Tube) | Model Not Available | 3000116150 | Functional | Others
57595 | Kuchil Phc | Sahlis HB Meter | Model not available | 3000222942 | Functional | Others
57596 | Chainpur Beriya Phc | Syringe Needle Destroyer | Model not available | 3000138464 | Functional | Others
57597 | D B Government Hospital Churu Dh | Defibrillator | MODEL NOT AVAILABLE | 2000029964 | Functional | Others
57598 | D B Government Hospital Churu Dh | Defibrillator | MODEL NOT AVAILABLE | 2000029965 | Functional | Others
57599 | Rawatsar Chc | Ice lined refrigerator | Model Not Available | J10D402 | Functional | Rhsdp Supply
57600 | D B Government Hospital Churu Dh | Blood Bank Refrigerator | Model not available | 2000029970 | Functional | Others
57601 | Ridd Phc | Syringe Needle Destroyer | Microsil - ND350 | 8715 | Not in use | Others
57602 | D B Government Hospital Churu Dh | Anesthesia Machine | MODEL NOT AVAILABLE | 2000031126 | Functional | Others
57603 | Sarekalan Phc Alwar | Weighing Machine | MODEL NOT AVAILABLE | 3000281119 | Functional | Others
57604 | D B Government Hospital Churu Dh | C-Arm Machine | Model Not Available | sm217 | Functional | Others
57605 | Narolidang Phc | Syringe Needle Destroyer | Microsil ND 20 | 3000216243 | Functional | Others
57606 | Jodi Phc | Fetal Doppler | MODEL NOT AVAILABLE | 3000053748 | Functional | Others
57607 | Jodi Phc | Freezes | MODEL NOT AVAILABLE | 3000053752 | Functional | Others
57608 | Paladi Kala Phc | Glucometer | Model not available | 28808 | Functional | Others
57609 | Narolidang Phc | Weighing Machine | MODEL NOT AVAILABLE | 3000216250 | Functional | Others
57610 | Jk Lone Hospital Jaipur | Fiberoptic Laryngoscope | Model Not Available | 3000222307 | Functional | Others
57611 | Rishabhdev Chc | Instrument Sterilizer | Model Not Available | 3000205429 | Functional | Others
57612 | D B Government Hospital Churu Dh | Syringe Needle Destroyer | Model not available | 2000029996 | Functional | Others
57613 | D B Government Hospital Churu Dh | Syringe Needle Destroyer | Model not available | 2000031081 | Functional | Others
57614 | D B Government Hospital Churu Dh | Syringe Needle Destroyer | Model not available | 2000031116 | Functional | Others
57615 | D B Government Hospital Churu Dh | Syringe Needle Destroyer | Model not available | 2000031135 | Functional | Others
57616 | Sahjusar Phc Churu | Autoclave | Model not available | 3000053782 | Functional | Others
57617 | Ghad Phc | Syringe Needle Destroyer | Model not available | 3000080310 | Functional | Others
57618 | Rishabhdev Chc | Syringe Needle Destroyer | Model not available | 3000205433 | Functional | Mrk Healthcare Pvt Ltd Delhi
57619 | Jk Lone Hospital Jaipur | Pulse Oxymeter | Model Not Available | P5-T0SG-T045 | Functional | Others
57620 | Sadar Hospital Dholpur Dh | Syringe Needle Destroyer | Model not available | 28663 | Functional | Others
57621 | Setellite Sethi Colony Satellite | 300mA X-Ray Machine | Model not available | 2KI00230017 | Functional | Others
57622 | Aid Post Masuria | Radiant Heat Warmer | Zeal - RHW 2101A | 3000265978 | Functional | Others
57623 | Jk Lone Hospital Jaipur | Fiberoptic Laryngoscope | Model Not Available | 3000230265 | Functional | Others
57624 | City Dispensary Fateh Nagar | Freezes | MODEL NOT AVAILABLE | 110931923 | Functional | Others
57625 | Vinaua Phc Bharatpur | Centrifuge Machine ( 4 Tube ) | Model not available | 3000265777 | Functional | Others
57626 | Jk Lone Hospital Jaipur | MTP Suction apparatus electrically operated | MODEL NOT AVAILABLE | 3000230287 | Functional | Others
57627 | Somka Phc | Syringe Needle Destroyer | Model not available | 3000265761 | Functional | Others
57628 | Jaipuria Hospital Dh | Suction Machine | Model Not Available | 2000025168 | Functional | Others
57629 | Dantaramgarh Phc Sikar | Centrifuge Machine ( 8 Tube) | Model Not Available | 2000031214 | Functional | Others
57630 | Gingla Chc | Monocular Microscope | Model not available | 3000198339 | Functional | Others
57631 | Gingla Chc | Binocular Microscope | Model Not Available | 3000198340 | Functional | Mlw Intermed
57632 | Mundiya Phc Tonk | Spot Light ( Portable ) | Model Not Available | 3000080324 | Functional | Others
57633 | Sadar Hospital Dholpur Dh | O.T. Light Double Dome | MODEL NOT AVAILABLE | 2000020874 | Non Functional Not Repairable | Others
57634 | Gnetti Phc | FOOT OPERATED SUCTION MACHINE | MODEL NOT AVAILABLE | 3000088515 | Functional | Others
57635 | Khanpur Chc | Radiant Heat Warmer | Meditrin - Heat Warmer | NRHM/WM09/239 | Functional | Others
57636 | Gnetti Phc | Binocular Microscope | PZB 22 | 3000088516 | Functional | Others
57637 | Khanpur Chc | Phototherepy Unit | MODEL NOT AVAILABLE | I-IJR440156 | Functional | Others
57638 | Gnetti Phc | Syringe Needle Destroyer | Model not available | 3000088518 | Functional | Others
57639 | Gnetti Phc | Hemoglobin meter | Model Not Available | 3000088519 | Functional | Others
57640 | Choti Sarva Phc | Ice lined refrigerator | MF - 144 | 20000000000 | Functional | Others
57641 | Mandwa Phc | SPHYGMOMANOMETER(BP APPRATUS) | MODEL NOT AVAILABLE | 14I6297 | Functional | Others
57642 | Choti Sarva Phc | Freezes | VKE204 | 30002229438 | Functional | Others
57643 | Baleba Phc Barmer | Binocular Microscope | Model Not Available | 3000265601 | Functional | Others
57644 | Jk Lone Hospital Jaipur | Baby Weighing Machine | Docbel Braun | 3000222229 | Functional | Others
57645 | Kanchanpur Phc Karauli | FOOT OPERATED SUCTION MACHINE | MODEL NOT AVAILABLE | 3000218976 | Functional | Others
57646 | Jhareda Phc | Weighing Machine | MODEL NOT AVAILABLE | 3000138896 | Functional | Others
57647 | City Dispensary No 1 Atalbandh | Baby Weighing Machine | Model Not Available | 2000003078 | Functional | Others
57648 | General Hospital Sawai Madhopur Dh | 300mA X-Ray Machine | Model not available | 2000020582 | Functional | Others
57649 | General Hospital Sawai Madhopur Dh | 300mA X-Ray Machine | Model not available | 2000020581 | Functional | Others
57650 | General Hospital Sawai Madhopur Dh | 300mA X-Ray Machine | Model not available | 2000020580 | Functional | Others
57651 | General Hospital Sawai Madhopur Dh | 300mA X-Ray Machine | Model not available | 2000020584 | Functional | Others
57652 | General Hospital Sawai Madhopur Dh | 300mA X-Ray Machine | Model not available | 2000020585 | Functional | Others
57653 | Todaraisingh Chc | Freezes | MODEL NOT AVAILABLE | 3000080270 | Functional | Others
57654 | Bhatewar Phc | Freezes | MODEL NOT AVAILABLE | 110931945 | Functional | Others
57655 | Police Dispensary Bharatpur | Syringe Needle Destroyer | MRK | 2000003159 | Functional | Others
57656 | Karanpur Chc | Centrifuge Machine ( 8 Tube) | Model Not Available | 3000138592 | Functional | Others
57657 | Idawa Phc | Freezes | MODEL NOT AVAILABLE | 2000028811 | Functional | Others
57658 | Idawa Phc | Centrifuge Machine ( 8 Tube) | Model Not Available | 2000028815 | Functional | Others
57659 | Savora Phc | Binocular Microscope | Model Not Available | 2000003232 | Functional | Others
57660 | Idawa Phc | Hemoglobin Analyzer | Model not available | 2000028816 | Functional | Others
57661 | Idawa Phc | Hemoglobin Analyzer | Model not available | 2000028817 | Functional | Others
57662 | Idawa Phc | Hot Air Oven | Model not available | 2000028818 | Functional | Others
57663 | Savora Phc | Freezes | MODEL NOT AVAILABLE | 2000003236 | Functional | Others
57664 | Todaraisingh Chc | 100mA X-Ray Machine | Model not available | 2K130706381-X/HF | Functional | Others
57665 | Idawa Phc | Blood Cell Counter - 3 part | Model not available | 2000028820 | Functional | Others
57666 | Bhanakpura Phc Karauli | SPHYGMOMANOMETER(BP APPRATUS) | MODEL NOT AVAILABLE | 3000137056 | Functional | Others
57667 | Bachhrein Phc | Centrifuge Machine ( 16 Tube ) | Model not available | 3000242364 | Functional | Others
57668 | Malwa Ka Chora Phc | SPHYGMOMANOMETER(BP APPRATUS) | MODEL NOT AVAILABLE | 3000205662 | Functional | Others
57669 | Malwa Ka Chora Phc | SPHYGMOMANOMETER(BP APPRATUS) | MODEL NOT AVAILABLE | 3000205663 | Functional | Others
57670 | Merta City Chc | Suction Machine | Model Not Available | 2000028908 | Functional | Others
57671 | Jk Lone Hospital Jaipur | Freezes | MODEL NOT AVAILABLE | 3000222285 | Functional | Others
57672 | Rishabhdev Chc | Binocular Microscope | Model Not Available | 3000205434 | Functional | Cmho Supply
57673 | Rishabhdev Chc | Binocular Microscope | Model Not Available | 3000205435 | Functional | Cmho Supply
57674 | D B Government Hospital Churu Dh | Ventilator | Model Not Available | 18958 | Functional | Others
57675 | Rawatsar Chc | Instrument Sterilizer | Model Not Available | 3000044524 | Functional | Others
57676 | Sanbhariya Phc | Centrifuge Machine ( 8 Tube) | Model Not Available | 3000230893 | Functional | Others
57677 | Sursura Phc Ajmer | Instrument Sterilizer | Model Not Available | 3000222496 | Functional | Others
57678 | Kabra Phc | Oxygen Concentrator | Model Not Available | 3000080135 | Functional | Others
57679 | Setellite Sethi Colony Satellite | Water Bath | Model not available | 2000025531 | Functional | Others
57680 | Sanbhariya Phc | MTP Suction apparatus electrically operated | MODEL NOT AVAILABLE | 10425 | Functional | Others
57681 | Rawatsar Chc | Syringe Infusion Pump | SIMTEK - Infutek 405 | 3000044552 | Functional | Others
57682 | Sadar Hospital Dholpur Dh | Syringe Needle Destroyer | Model not available | 30000218073 | Functional | Others
57683 | Momasar Phc | Blood Bank Refrigerator | Model not available | 3000265667 | Functional | Others
57684 | Bapini Phc | Binocular Microscope | Model Not Available | 3000265958 | Functional | Others
57685 | Sadar Hospital Dholpur Dh | Syringe Needle Destroyer | Model not available | 3000218098 | Functional | Mrk Healthcare Pvt Ltd Delhi
57686 | Kaman Chc | SPHYGMOMANOMETER(BP APPRATUS) | MODEL NOT AVAILABLE | 3000265812 | Functional | Others
57687 | City Dispensary Fatehpura | Nebulizer | MODEL NOT AVAILABLE | 3000040080 | Functional | Others
57688 | Peepalbara Phc | Weighing Machine | MODEL NOT AVAILABLE | 3000205501 | Functional | Others
57689 | Chakhu Phc | Centrifuge Machine ( 4 Tube ) | REMI - C852 | 3000265925 | Functional | Others
57690 | Chakhu Phc | Binocular Microscope | Excel Plus | 3000265926 | Functional | Others
57691 | Mandolai Phc | Autoclave | Model not available | 3000080281 | Functional | Others
57692 | Mandolai Phc | Binocular Microscope | Model Not Available | 3000080283 | Functional | Cmho Supply
57693 | General Hospital Karauli Dh | Multi-Para Monitor | Model not available | moght006358 | Functional | Others
57694 | General Hospital Karauli Dh | Defibrillator | MODEL NOT AVAILABLE | 97l10849 | Functional | Others
57695 | Chakhu Phc | Blood Bank Refrigerator | Model not available | BE04G0E900B28840342 | Functional | Others
57696 | Balkasa Phc Bundi | Syringe Needle Destroyer | Model not available | 3000265695 | Functional | Others
57697 | Parana Phc | Glucometer | Easy Touch ET-101 | 1011A005565 | Functional | Others
57698 | Bdm Hospital Kotputali Sdh | Urine Test Strip Analyzer | Model Not Available | 2000022064 | Functional | Others
57699 | Parita Phc | SPHYGMOMANOMETER(BP APPRATUS) | MODEL NOT AVAILABLE | 3000138686 | Functional | Others
57700 | Katar Choti Phc Churu | Syringe Needle Destroyer | Microsil ND-60 | 3000129283 | Functional | Others
57701 | Bdm Hospital Kotputali Sdh | Pulse Oxymeter | Comet - P (L and T) | 2000022081 | Functional | Others
57702 | Katar Choti Phc Churu | Baby Weighing Machine | Model Not Available | 3000129284 | Functional | Others
57703 | Katar Choti Phc Churu | Baby Weighing Machine | Model Not Available | 3000129285 | Functional | Others
57704 | Katar Choti Phc Churu | Suction Machine | Model Not Available | 3000129286 | Functional | Others
57705 | Gov. Hospital, Ratangarh Sdh | Slit Lamp | Model Not Available | 2000031069 | Functional | Others
57706 | Katar Choti Phc Churu | FOOT OPERATED SUCTION MACHINE | MODEL NOT AVAILABLE | 3000129287 | Functional | Others
57707 | Baleba Phc Barmer | Syringe Needle Destroyer | Model not available | 3000265602 | Functional | Others
57708 | Sunara Phc | Glucometer | Easy Touch ET-101 | 1.013e+104 | Functional | Others
57709 | Jk Lone Hospital Jaipur | Weighing Machine | MODEL NOT AVAILABLE | 3000222228 | Functional | Others
57710 | Jk Lone Hospital Jaipur | Syringe Infusion Pump | Allied - Syrn 200 | 3000222226 | Functional | Others
57711 | Baleba Phc Barmer | Centrifuge Machine ( 4 Tube ) | Model not available | 3000265604 | Functional | Others
57712 | Jk Lone Hospital Jaipur | Pulse Oxymeter | Model Not Available | CMMH2M8906 | Functional | Others
57713 | Richwa Phc | Binocular Microscope | AMT 5A | 3000206156 | Functional | Others
57714 | Richwa Phc | Centrifuge Machine ( 8 Tube) | Model Not Available | 3000206157 | Functional | Others
57715 | Jamdoli Phc Tonk | Binocular Microscope | Model Not Available | 6755-9 | Functional | Others
57716 | Choti Sarva Phc | Incubator | MODEL NOT AVAILABLE | 30002229433 | Functional | Others
57717 | Richwa Phc | FOOT OPERATED SUCTION MACHINE | MODEL NOT AVAILABLE | 3000206152 | Functional | Others
57718 | Mandhabhim Singh Phc | Binocular Microscope | Model Not Available | 02B-804 | Functional | Others
57719 | Jaipuria Hospital Dh | Baby Weighing Machine | Pricision Goldtech | 30722561 | Functional | Precision Electronic Instruments Co
57720 | Richwa Phc | Suction Machine | Model Not Available | 3000206154 | Functional | Others
57721 | Chc Badrel | Binocular Microscope | Model Not Available | 30002229447 | Functional | Others
57722 | Bajore Phc Sikar | SPHYGMOMANOMETER(BP APPRATUS) | MODEL NOT AVAILABLE | 30002229257 | Functional | Others
57723 | Bajore Phc Sikar | SPHYGMOMANOMETER(BP APPRATUS) | MODEL NOT AVAILABLE | 30002229258 | Functional | Others
57724 | Baleba Phc Barmer | Suction Machine | Model Not Available | 3000265607 | Functional | Others
57725 | Merta City Chc | Suction Machine | Model Not Available | 2000028910 | Functional | Others
57726 | Merta City Chc | Suction Machine | Model Not Available | 2000028917 | Functional | Others
57727 | Malwa Ka Chora Phc | Autoclave | Model not available | 3000205664 | Functional | Others
57728 | Karanpur Chc | Radiant Heat Warmer | Zeal - RHW 2101A | RHW2101A/107/317/62 | Functional | Others
57729 | Bhanakpura Phc Karauli | Syringe Needle Destroyer | Model not available | 3000137058 | Functional | Others
57730 | Bassi Chc Jaipur | O.T. Light Double Dome | MODEL NOT AVAILABLE | 3111-1063 | Functional | Others
57731 | Bachhrein Phc | Hemoglobin Analyzer | Model not available | 3000242366 | Functional | Others
57732 | Bhanakpura Phc Karauli | Syringe Needle Destroyer | Model not available | 3000137059 | Functional | Others
57733 | Karanpur Chc | Ice lined refrigerator | Model Not Available | 3000138597 | Functional | Others
57734 | Bachhrein Phc | Glucometer | Model not available | 3000242367 | Functional | Others
57735 | Makrana Chc | Radiant Heat Warmer | Model Not Available | 2000028414 | Functional | Others
57736 | Makrana Chc | Radiant Heat Warmer | Model Not Available | 2000028415 | Functional | Others
57737 | Makrana Chc | Radiant Heat Warmer | Model Not Available | 2000028416 | Functional | Others
57738 | Makrana Chc | Radiant Heat Warmer | Model Not Available | 2000028424 | Functional | Others
57739 | Bassi Chc Jaipur | Freezes | MODEL NOT AVAILABLE | 3000087118 | Functional | Others
57740 | Karanpur Chc | Freezes | MODEL NOT AVAILABLE | 3000138600 | Functional | Others
57741 | Merta City Chc | Autoclave | Model not available | 2000028915 | Functional | Others
57742 | Merta City Chc | Autoclave | Model not available | 2000028914 | Functional | Others
57743 | Merta City Chc | Autoclave | Model not available | 2564 | Functional | Others
57744 | Makrana Chc | FOOT OPERATED SUCTION MACHINE | MODEL NOT AVAILABLE | 2000028417 | Functional | Others
57745 | Bassi Chc Jaipur | Blood Cell Counter - 3 part | Model not available | 3000087123 | Functional | Others
57746 | Makrana Chc | Autoclave | Model not available | 2000028335 | Functional | Others
57747 | Bassi Chc Jaipur | Freezes | MODEL NOT AVAILABLE | 81001690 | Functional | Others
57748 | Makrana Chc | Suction Machine | Model Not Available | 2000028340 | Functional | Others
57749 | Bassi Chc Jaipur | SPHYGMOMANOMETER(BP APPRATUS) | MODEL NOT AVAILABLE | 3000087143 | Functional | Others
57750 | Setellite Sethi Colony Satellite | FOGGING MACHINE | MODEL NOT AVAILABLE | 2000025547 | Functional | Others
57751 | Bassi Chc Jaipur | Instrument Sterilizer | Model Not Available | 3000087175 | Functional | Others
57752 | Balkasa Phc Bundi | Freezes | MODEL NOT AVAILABLE | 3000265692 | Functional | Others
57753 | Ghata Phc | Colorimeter | MODEL NOT AVAILABLE | 3000265801 | Functional | Others
57754 | Ghata Phc | Centrifuge Machine ( 4 Tube ) | REMI - C852 | 3000265802 | Functional | Others
57755 | Tepu Phc Jodhpur | Freezes | GL-185 | 3000265986 | Functional | Others
57756 | District Sahadat Hospital Tonk Dh | O.T. Light Single Dome | MODEL NOT AVAILABLE | 3000088091 | Functional | Others
57757 | Tepu Phc Jodhpur | Incubator | MODEL NOT AVAILABLE | 2359 | Functional | Others
57758 | Ghata Phc | Syringe Needle Destroyer | MRK | 3000265810 | Functional | Others
57759 | District Sahadat Hospital Tonk Dh | Fiberoptic Laryngoscope | Model Not Available | 3000088154 | Functional | Others
57760 | Tepu Phc Jodhpur | Freezes | VKE204 | 3000265991 | Functional | Others
57761 | Tepu Phc Jodhpur | Radiant Heat Warmer | Zeal - RHW 2101A | 3000265992 | Functional | Others
57762 | District Sahadat Hospital Tonk Dh | FOOT OPERATED SUCTION MACHINE | MODEL NOT AVAILABLE | 3000088139 | Functional | Others
57763 | Jasrasar Phc | Blood Bank Refrigerator | Model not available | 3000265673 | Functional | Others
57764 | Jk Lone Hospital Jaipur | Spot Light ( Portable ) | Model Not Available | ATS22LED | Functional | Others
57765 | Setellite Sethi Colony Satellite | A Scan Ultrasonic Biometer | Model Not Available | 2000025559 | Functional | Others
57766 | Sadar Hospital Dholpur Dh | Pulse Oxymeter | MEDITEC P201 | 2000046949 | Functional | Others
57767 | Baniyawas Phc Jodhpur | Ice lined refrigerator | Model Not Available | 3000265965 | Functional | Others
57768 | Baniyawas Phc Jodhpur | Binocular Microscope | Model Not Available | 3000265967 | Functional | Others
57769 | Sadar Hospital Dholpur Dh | C-Arm Machine | Model Not Available | 2K120308C | Functional | Others
57770 | Jk Lone Hospital Jaipur | Pulse Oxymeter | Model Not Available | 3000230261 | Non Functional Repairable | Others
57771 | Khareda Phc | FOOT OPERATED SUCTION MACHINE | MODEL NOT AVAILABLE | 3000088521 | Functional | Others
57772 | Sadar Hospital Dholpur Dh | Autoclave | Model not available | 20876 | Functional | Others
57773 | Khareda Phc | STABILIZER | MODEL NOT AVAILABLE | 3000088523 | Functional | Others
57774 | Khareda Phc | Syringe Needle Destroyer | Model not available | 3000088522 | Functional | Others
57775 | City Dispensary Fateh Nagar | Binocular Microscope | Model Not Available | 3000198056 | Functional | Ajay Optical India
57776 | Goniya Phc Barmer | Weighing Machine | MODEL NOT AVAILABLE | 3000265624 | Functional | Others
57777 | Sadar Hospital Dholpur Dh | Baby Weighing Machine | Model Not Available | 3000218083 | Functional | Others
57778 | Kachhnara Phc Jhalawar | Binocular Microscope | AMT 5A | 3000206807 | Functional | Others
57779 | Chc Badrel | Centrifuge Machine ( 4 Tube ) | Model not available | 30002228645 | Functional | Others
57780 | Baleba Phc Barmer | Instrument Sterilizer | Model Not Available | 3000265608 | Functional | Others
57781 | Baleba Phc Barmer | Instrument Sterilizer | Model Not Available | 3000265612 | Functional | Others
57782 | Jk Lone Hospital Jaipur | Freezes | MODEL NOT AVAILABLE | 3000085554 | Functional | Others
57783 | Falwa Phc Banswara | Binocular Microscope | Model Not Available | 30002229480 | Functional | Others
57784 | Guradiya Joga Phc Jhalawar | Weighing Machine | Crown | 3000206088 | Functional | Others
57785 | Jk Lone Hospital Jaipur | Incubator | MODEL NOT AVAILABLE | 1204564 | Functional | Others
57786 | Lilawali Phc Hanumangarh | Freezes | MODEL NOT AVAILABLE | 30002229414 | Functional | Others
57787 | Lilawali Phc Hanumangarh | Freezes | MODEL NOT AVAILABLE | 30002229415 | Functional | Others
57788 | Jk Lone Hospital Jaipur | Centrifuge Machine ( 8 Tube) | Model Not Available | 3000085571 | Functional | Others
57789 | Bajore Phc Sikar | Autoclave | Model not available | 30002229254 | Functional | Others
57790 | Bajore Phc Sikar | Autoclave | Model not available | 30002229255 | Functional | Others
57791 | Bajore Phc Sikar | Autoclave | Model not available | 30002229256 | Functional | Others
57792 | Panchola Phc | Binocular Microscope | Excel Plus | 30002229630 | Functional | Others
57793 | Panchola Phc | Monocular Microscope | Model not available | 30002229632 | Functional | Others
57794 | Sherpur Phc Alwar | Syringe Needle Destroyer | Model not available | 30002229775 | Functional | Others
57795 | Dhabla Kheenchi Chc Jhalawar | Radiant Heat Warmer | Zeal - RHW 2101A | 300022229563 | Functional | Others
57796 | Panchola Phc | Ice lined refrigerator | HBD-116 | 30002229634 | Functional | Others
57797 | Dhabla Kheenchi Chc Jhalawar | Instrument Sterilizer | Model Not Available | 300022295965 | Functional | Others
57798 | Beri Phc Sikar | Binocular Microscope | Model Not Available | 30002229266 | Functional | Others
57799 | Dudka Phc | Freezes | MODEL NOT AVAILABLE | 30002228637 | Functional | Others
57800 | Dudka Phc | Freezes | MODEL NOT AVAILABLE | 30002228638 | Functional | Others
57801 | Bibipur Bara Phc Sikar | Glucometer | Model not available | 30002229277 | Functional | Others
57802 | Bibipur Bara Phc Sikar | Binocular Microscope | Model Not Available | 30002229276 | Functional | Others
57803 | Bheemthal Phc Barmer | Binocular Microscope | Model Not Available | 3000265587 | Functional | Others
57804 | Bheemthal Phc Barmer | Binocular Microscope | Model Not Available | 3000265588 | Functional | Others
57805 | Divrala Phc | SPHYGMOMANOMETER(BP APPRATUS) | MODEL NOT AVAILABLE | 30002229281 | Functional | Others
57806 | Makrana Chc | Incubator | MODEL NOT AVAILABLE | 2000028407 | Functional | Others
57807 | Rol Phc | Glucometer | Easy Touch ET-101 | 36505 | Functional | Others
57808 | Makrana Chc | Glucometer | Model not available | 2000028407 | Functional | Others
57809 | Makrana Chc | Glucometer | Model not available | 2000048410 | Functional | Others
57810 | Brahambad Phc | Instrument Sterilizer | Model Not Available | 3000242385 | Functional | Others
57811 | Makrana Chc | O.T. Light Double Dome | MODEL NOT AVAILABLE | 2000028330 | Functional | Others
57812 | Makrana Chc | Anesthesia Machine | MODEL NOT AVAILABLE | 2000028331 | Functional | Others
57813 | Bassi Chc Jaipur | SPHYGMOMANOMETER(BP APPRATUS) | MODEL NOT AVAILABLE | 3000087184 | Functional | Others
57814 | Bassi Chc Jaipur | SPHYGMOMANOMETER(BP APPRATUS) | MODEL NOT AVAILABLE | 3000087183 | Functional | Others
57815 | Bassi Chc Jaipur | SPHYGMOMANOMETER(BP APPRATUS) | MODEL NOT AVAILABLE | 3000087185 | Functional | Others
57816 | Bassi Chc Jaipur | SPHYGMOMANOMETER(BP APPRATUS) | MODEL NOT AVAILABLE | 3000087186 | Functional | Others
57817 | Makrana Chc | Syringe Needle Destroyer | Microsil - ND350 | 5760 | Functional | Others
57818 | Rol Phc | Semi Automated Chemistry Analyzer | Model not Available | 36512 | Functional | Others
57819 | Makrana Chc | SPHYGMOMANOMETER(BP APPRATUS) | MODEL NOT AVAILABLE | 2000028326 | Functional | Others
57820 | Makrana Chc | Hydraulic Operation Table | MODEL NOT AVAILABLE | 2000028336 | Functional | Others
57821 | Makrana Chc | Hydraulic Operation Table | MODEL NOT AVAILABLE | 2000028337 | Functional | Others
57822 | Makrana Chc | Oxygen Concentrator | BPL - OG 4203 | 2000028327 | Functional | Others
57823 | Devji Ka Thana Phc | SPHYGMOMANOMETER(BP APPRATUS) | MODEL NOT AVAILABLE | 3000265696 | Functional | Others
57824 | Makrana Chc | ECG Machine (Three Channel ) | Model Not Available | 2000028338 | Functional | Others
57825 | Brahambad Phc | Baby Weighing Machine | Model Not Available | 3000242386 | Functional | Others
57826 | Makrana Chc | Centrifuge Machine ( 16 Tube ) | Model not available | 2000028345 | Functional | Others
57827 | Makrana Chc | Defibrillator | MODEL NOT AVAILABLE | 2000028328 | Functional | Others
57828 | Chala Phc | Syringe Needle Destroyer | Model not available | 2000031313 | Functional | Bhaseen Health Products Pvt Ltd
57829 | Chala Phc | Syringe Needle Destroyer | Model not available | 2000031318 | Functional | Bhaseen Health Products Pvt Ltd
57830 | Bassi Chc Jaipur | Blood Bank Refrigerator | Model not available | 699 | Functional | Others
57831 | Brahambad Phc | Hemoglobin Analyzer | Model not available | 3000242379 | Functional | Others
57832 | Chala Phc | SPHYGMOMANOMETER(BP APPRATUS) | MODEL NOT AVAILABLE | 2000031320 | Functional | Others
57833 | Jallora Phc | Binocular Microscope | Model Not Available | 3000265854 | Functional | Others
57834 | Jk Lone Hospital Jaipur | Hydraulic Operation Table | MODEL NOT AVAILABLE | 3000230276 | Functional | Others
57835 | Jallora Phc | Monocular Microscope | Model not available | 3000265856 | Functional | Others
57836 | Tidi Phc | Freezes | MODEL NOT AVAILABLE | 3000204131 | Functional | Others
57837 | Bhadana Phc Kota | Ice lined refrigerator | Model Not Available | 3000265514 | Functional | Others
57838 | Jk Lone Hospital Jaipur | O.T. Light Double Dome | MODEL NOT AVAILABLE | 23895 | Functional | Others
57839 | Bhadana Phc Kota | Syringe Needle Destroyer | Model not available | 3000265516 | Functional | Others
57840 | Jaipuria Hospital Dh | X-Ray Viewer Box | Model Not Available | 2000025131 | Functional | Others
57841 | Jk Lone Hospital Jaipur | Anesthesia Machine | MODEL NOT AVAILABLE | SP2071111 | Functional | Others
57842 | Vinaua Phc Bharatpur | Instrument Sterilizer | Model Not Available | 3000265785 | Functional | Others
57843 | Vinaua Phc Bharatpur | Instrument Sterilizer | Model Not Available | 3000265781 | Functional | Others
57844 | Jallora Phc | Freezes | MODEL NOT AVAILABLE | 3000265858 | Functional | Others
57845 | Jallora Phc | Radiant Heat Warmer | Model Not Available | 3000265859 | Functional | Others
57846 | Setellite Sethi Colony Satellite | Fetal Monitor | MODEL NOT AVAILABLE | 2000025578 | Functional | Others
57847 | Hatundi Phc | SPHYGMOMANOMETER(BP APPRATUS) | MODEL NOT AVAILABLE | 3000265877 | Functional | Others
57848 | Jk Lone Hospital Jaipur | O.T. Light Double Dome | MODEL NOT AVAILABLE | 183 | Functional | Others
57849 | Goliya Phc Barmer | Weighing Machine | MODEL NOT AVAILABLE | 3000265630 | Functional | Others
57850 | Barwas Phc | Centrifuge Machine ( 4 Tube ) | Model not available | 3000080204 | Functional | Others
57851 | Bhatinda Phc | Ice lined refrigerator | Model Not Available | 3000265940 | Functional | Others
57852 | Denok Phc | SPHYGMOMANOMETER(BP APPRATUS) | MODEL NOT AVAILABLE | 3000265893 | Functional | Others
57853 | Barwas Phc | Autoclave | Model not available | 3000080199 | Functional | Others
57854 | Barwas Phc | Instrument Sterilizer | Model Not Available | 3000080200 | Functional | Others
57855 | Dudhaliya Phc Jhalawar | SPHYGMOMANOMETER(BP APPRATUS) | Pagoda | 3000206723 | Functional | Others
57856 | Jaipuria Hospital Dh | Phacoemulsification Machine | Model Not Available | 61610085 | Functional | Others
57857 | Champasar Phc | Freezes | MODEL NOT AVAILABLE | 3000265915 | Functional | Others
57858 | Champasar Phc | Freezes | MODEL NOT AVAILABLE | 3000265916 | Functional | Others
57859 | Nanta Phc Kota | Freezes | MODEL NOT AVAILABLE | 3000265507 | Functional | Others
57860 | Panchwara Phc Banswara | Freezes | MODEL NOT AVAILABLE | 30002228623 | Functional | Others
57861 | Ranoli Phc | Monocular Microscope | Model not available | 900648 | Functional | Others
57862 | Phehdawati Phc | Ice lined refrigerator | Model Not Available | 30002229764 | Functional | Others
57863 | Phehdawati Phc | Ice lined refrigerator | Model Not Available | 30002229765 | Functional | Others
57864 | Jaleu Phc Sikar | Baby Weighing Machine | Model Not Available | 30002229297 | Functional | Others
57865 | Jaleu Phc Sikar | Freezes | MODEL NOT AVAILABLE | 30002229298 | Functional | Others
57866 | Raythal Phc | SPHYGMOMANOMETER(BP APPRATUS) | MODEL NOT AVAILABLE | 30002228771 | Functional | Others
57867 | Chokadi Kalla Phc Jodhpur | Weighing Machine | MODEL NOT AVAILABLE | 30002228943 | Functional | Others
57868 | Chokadi Kalla Phc Jodhpur | Freezes | MODEL NOT AVAILABLE | 30002228945 | Functional | Others
57869 | Raythal Phc | Ice lined refrigerator | Model Not Available | 30002228774 | Functional | Others
57870 | Jeenmata Phc Sikar | Binocular Microscope | Model Not Available | 30002229304 | Functional | Others
57871 | Jeenmata Phc Sikar | Binocular Microscope | Model Not Available | 30002229302 | Functional | Others
57872 | Jk Lone Hospital Jaipur | Syringe Infusion Pump | SIMTEK - Infutek 405 | 20021145ST15 | Non Functional Repairable | Others
57873 | Jeenmata Phc Sikar | Syringe Needle Destroyer | Model not available | 30002229303 | Functional | Others
57874 | Jeenmata Phc Sikar | Syringe Needle Destroyer | Model not available | 30002229308 | Functional | Others
57875 | Jeenmata Phc Sikar | Suction Machine | Model Not Available | 30002229307 | Functional | Others
57876 | Garadiya Phc Barmer | SPHYGMOMANOMETER(BP APPRATUS) | MODEL NOT AVAILABLE | 3000265570 | Functional | Others
57877 | Denok Phc | Weighing Machine | MODEL NOT AVAILABLE | 30002228953 | Functional | Others
57878 | Garadiya Phc Barmer | Blood Bank Refrigerator | Model not available | 3000265572 | Functional | Others
57879 | Garadiya Phc Barmer | Blood Bank Refrigerator | Model not available | 3000265573 | Functional | Others
57880 | Jk Lone Hospital Jaipur | Pulse Oxymeter | Model Not Available | 13051132Z | Functional | Others
57881 | Jk Lone Hospital Jaipur | Pulse Oxymeter | Model Not Available | 13051116Z | Functional | Others
57882 | Jk Lone Hospital Jaipur | Pulse Oxymeter | Model Not Available | 13051125Z | Functional | Others
57883 | Jk Lone Hospital Jaipur | Pulse Oxymeter | Model Not Available | 13051122Z | Functional | Others
57884 | Jk Lone Hospital Jaipur | Pulse Oxymeter | Model Not Available | 13051129Z | Functional | Others
57885 | Garabdesar Phc Bikaner | Ice lined refrigerator | Model Not Available | 3000265574 | Functional | Others
57886 | Garabdesar Phc Bikaner | Ice lined refrigerator | Model Not Available | 3000265575 | Functional | Others
57887 | Brahambad Phc | Glucometer | SD Check Gold | M01E03AA2757 | Functional | Others
57888 | Devji Ka Thana Phc | Ice lined refrigerator | Model Not Available | 3000265699 | Functional | Others
57889 | Fagaliya Phc | Weighing Machine | MODEL NOT AVAILABLE | 3000265614 | Functional | Others
57890 | Brahambad Phc | SPHYGMOMANOMETER(BP APPRATUS) | MODEL NOT AVAILABLE | 3000242389 | Functional | Others
57891 | Bassi Chc Jaipur | Freezes | MODEL NOT AVAILABLE | 3000087148 | Functional | Others
57892 | Fagaliya Phc | Ice lined refrigerator | CHBK 400 A | 3000265616 | Functional | Blue Star Limited
57893 | General Hospital Karauli Dh | Ventilator | Model Not Available | V53015163 | Functional | Others
57894 | General Hospital Karauli Dh | Suction Machine | Model Not Available | 3000138133 | Functional | Others
57895 | Bassi Chc Jaipur | Radiant Heat Warmer | Meditrin - Heat Warmer | 3000087156 | Functional | Others
57896 | Jk Lone Hospital Jaipur | Radiant Heat Warmer | Meditrin - Heat Warmer | NRHM/WM09/6o/11 | Functional | Meditrin Instruments
57897 | Jk Lone Hospital Jaipur | Radiant Heat Warmer | Meditrin - Heat Warmer | NRHM/WM09/52/11 | Functional | Meditrin Instruments
57898 | Jk Lone Hospital Jaipur | Radiant Heat Warmer | Meditrin - Heat Warmer | NRHM/WM09/42/11 | Functional | Meditrin Instruments
57899 | Jk Lone Hospital Jaipur | Radiant Heat Warmer | Meditrin - Heat Warmer | NRHM/WM09/43/11 | Functional | Meditrin Instruments
57900 | Jk Lone Hospital Jaipur | Radiant Heat Warmer | Meditrin - Heat Warmer | NRHM/WM09/39/11 | Functional | Meditrin Instruments
57901 | Jk Lone Hospital Jaipur | Radiant Heat Warmer | Meditrin - Heat Warmer | NRHM/WM09/44/11 | Functional | Meditrin Instruments
57902 | Jk Lone Hospital Jaipur | Radiant Heat Warmer | Meditrin - Heat Warmer | NRHM/WM09/36/11 | Functional | Meditrin Instruments
57903 | Jk Lone Hospital Jaipur | Radiant Heat Warmer | Meditrin - Heat Warmer | NRHM/WM09/56/11 | Functional | Meditrin Instruments
57904 | Jk Lone Hospital Jaipur | Radiant Heat Warmer | Meditrin - Heat Warmer | NRHM/WM09/50/11 | Functional | Meditrin Instruments
57905 | Jk Lone Hospital Jaipur | Radiant Heat Warmer | Meditrin - Heat Warmer | 300023049 | Functional | Meditrin Instruments
57906 | Khemli Chc | Baby Weighing Machine | Model Not Available | 3000198002 | Functional | Others
57907 | Khirwa Phc | Weighing Machine | MODEL NOT AVAILABLE | 2000029357 | Functional | Others
57908 | Khirwa Phc | Weighing Machine | MODEL NOT AVAILABLE | 2000029350 | Functional | Others
57909 | General Hospital Karauli Dh | ECG Machine (Six Channel ) | BPL - Cardiart 8408 | BRTA0F2080 | Functional | Others
57910 | Bassi Chc Jaipur | Radiant Heat Warmer | Model Not Available | 3000087159 | Functional | Others
57911 | Bassi Chc Jaipur | FOGGING MACHINE | MODEL NOT AVAILABLE | 3000087168 | Functional | Others
57912 | Setellite Sethi Colony Satellite | SPHYGMOMANOMETER(BP APPRATUS) | Bhasin Sons | 63665 | Functional | Others
57913 | Khemli Chc | SPHYGMOMANOMETER(BP APPRATUS) | ELITE | 3000198004 | Functional | Others
57914 | Jaipuria Hospital Dh | Bipolar Cautery Machine | Model Not Available | 2000025135 | Functional | Others
57915 | Champasar Phc | Hemoglobin meter | Model Not Available | 3000265921 | Functional | Others
57916 | Champasar Phc | Hemoglobin meter | Model Not Available | 3000265922 | Functional | Others
57917 | Nanta Phc Kota | Ice lined refrigerator | Model Not Available | 3000265508 | Functional | Others
57918 | Sitapura Phc | Instrument Sterilizer | Model Not Available | 3000088540 | Functional | Others
57919 | Nanta Phc Kota | Syringe Needle Destroyer | Model not available | 3000265510 | Functional | Others
57920 | Dadia Phc | Blood Bank Refrigerator | Model not available | 20000000000 | Functional | Others
57921 | Satelite Hospital Hiran Magri Sec 5 Udaipur | Binocular Microscope | Model Not Available | 2951 | Functional | Others
57922 | Jharpa Phc Barmer | Blood Bank Refrigerator | Model not available | 3000265634 | Functional | Others
57923 | City Dispensary Jhalawar | Freezes | MODEL NOT AVAILABLE | 3000203430 | Functional | Others
57924 | Sitapura Phc | Centrifuge Machine ( 6 Tube ) | Model Not Available | 3000088543 | Functional | Others
57925 | Jharpa Phc Barmer | Ice lined refrigerator | Model Not Available | 3000265635 | Functional | Others
57926 | Jharpa Phc Barmer | Ice lined refrigerator | Model Not Available | 3000265636 | Functional | Others
57927 | Satelite Hospital Hiran Magri Sec 5 Udaipur | Semi Automated Chemistry Analyzer | Model not Available | 3000043627 | Functional | Others
57928 | Satelite Hospital Hiran Magri Sec 5 Udaipur | Semi Automated Chemistry Analyzer | Model not Available | 3000043628 | Functional | Others
57929 | Jaipuria Hospital Dh | C-Arm Image Intensifier | Allengers - HF 49R | 2K1003117/C | Functional | Allengers Medical Systems Ltd
57930 | Jk Lone Hospital Jaipur | Pulse Oxymeter | Model Not Available | M-85250 | Non Functional Repairable | Others
57931 | Sadar Hospital Dholpur Dh | 300mA X-Ray Machine | Model not available | 3000218096 | Non Functional Not Repairable | Others
57932 | Jk Lone Hospital Jaipur | Syringe Infusion Pump | Allied - Syrn 200 | AS-SYRN2014020076 | Functional | Others
57933 | Jk Lone Hospital Jaipur | Syringe Infusion Pump | Allied - Syrn 200 | AS-SYRN2014030013 | Functional | Others
57934 | Newai Chc | Centrifuge Machine ( 8 Tube) | Model Not Available | 3000080218 | Functional | Others
57935 | Jk Lone Hospital Jaipur | Multi-Para Monitor | Model not available | M014E004225 | Functional | Schiller Healthcare India Pvt Ltd
57936 | Jk Lone Hospital Jaipur | Multi-Para Monitor | Model not available | M014E004223 | Functional | Schiller Healthcare India Pvt Ltd
57937 | Sangria Phc | Ice lined refrigerator | MK-144 | 91808261 | Functional | Others
57938 | Satelite Hospital Hiran Magri Sec 5 Udaipur | ECG Machine (Single Channel) | BPL - Cardiart 108T | 3000040064 | Functional | Others
57939 | Satelite Hospital Hiran Magri Sec 5 Udaipur | Pulse Oxymeter | Model Not Available | 3000040066 | Functional | Others
57940 | Deharashahpur Phc | Binocular Microscope | Model Not Available | 30002229696 | Functional | Others
57941 | Padisal Phc Alwar | Freezes | MODEL NOT AVAILABLE | 30002229752 | Functional | Others
57942 | Jk Lone Hospital Jaipur | Pulse Oxymeter | Model Not Available | 13051117Z | Non Functional Repairable | Others
57943 | Jk Lone Hospital Jaipur | Pulse Oxymeter | Model Not Available | 13051198Z | Non Functional Repairable | Others
57944 | Padisal Phc Alwar | Ice lined refrigerator | Model Not Available | 30002229754 | Functional | Others
57945 | Padisal Phc Alwar | Ice lined refrigerator | Model Not Available | 30002229755 | Functional | Others
57946 | Jalalpur Phc | SPHYGMOMANOMETER(BP APPRATUS) | MODEL NOT AVAILABLE | 30002229710 | Functional | Others
57947 | Idawa Phc | Freezes | MODEL NOT AVAILABLE | 30002229532 | Functional | Others
57948 | Mandar Phc | Centrifuge Machine ( 4 Tube ) | Model not available | 30002229514 | Functional | Remi Electrotechnik Ltd
57949 | Dhadu Phc Jodhpur | Weighing Machine | MODEL NOT AVAILABLE | 30002228963 | Functional | Others
57950 | Gungara Chc Sikar | Ice lined refrigerator | Model Not Available | 30002229293 | Functional | Others
57951 | Gungara Chc Sikar | Sahlis HB Meter | Model not available | 30002229295 | Functional | Others
57952 | Mandar Phc | Binocular Microscope | Model Not Available | 30002229515 | Functional | Others
57953 | Gungara Chc Sikar | Baby Weighing Machine | Model Not Available | 30002229291 | Functional | Others
57954 | Gandura Phc Alwar | Ice lined refrigerator | Model Not Available | 30002229707 | Functional | Others
57955 | Gandura Phc Alwar | Ice lined refrigerator | Model Not Available | 30002229708 | Functional | Others
57956 | Chomu Chc | Incubator | MODEL NOT AVAILABLE | 3000089351 | Functional | Cmho Supply
57957 | Barrod Chc | Centrifuge Machine ( 4 Tube ) | Model not available | 30002229662 | Functional | Others
57958 | Karanikot Phc | SPHYGMOMANOMETER(BP APPRATUS) | MODEL NOT AVAILABLE | 30002229716 | Functional | Others
57959 | Chomu Chc | Freezes | MODEL NOT AVAILABLE | 306NRBZ014077 | Functional | Cmho Supply
57960 | Idawa Phc | Binocular Microscope | Model Not Available | 30002229536 | Functional | Others
57961 | Barrod Chc | Binocular Microscope | Model Not Available | 30002229663 | Functional | Others
57962 | Dhadu Phc Jodhpur | Freezes | MODEL NOT AVAILABLE | 30002228964 | Functional | Others
57963 | Dhadu Phc Jodhpur | Freezes | MODEL NOT AVAILABLE | 30002228965 | Functional | Others
57964 | Kodaka Phc Jalore | SPHYGMOMANOMETER(BP APPRATUS) | MODEL NOT AVAILABLE | 30002229801 | Functional | Others
57965 | Idawa Phc | Glucometer | Model not available | 30002229537 | Functional | Others
57966 | Idawa Phc | Hemoglobin meter | Model Not Available | 30002229538 | Functional | Others
57967 | General Hospital Karauli Dh | Multi-Para Monitor | Model not available | M014E006359 | Functional | Others
57968 | General Hospital Karauli Dh | Ventilator | VersaMed iVent 201 | 1B18892 | Functional | Others
57969 | Talera Chc | Ice lined refrigerator | Model Not Available | 3000265685 | Functional | Others
57970 | Talera Chc | Ice lined refrigerator | Model Not Available | 3000265686 | Functional | Others
57971 | Kheroda Phc | Freezes | MODEL NOT AVAILABLE | 3000052864 | Functional | Others
57972 | Sadar Hospital Dholpur Dh | Weighing Machine | MODEL NOT AVAILABLE | 3000218099 | Functional | Others
57973 | Sadar Hospital Dholpur Dh | Multi-Para Monitor | Star 50 ( L and T ) | 2000026063 | Functional | Others
57974 | Sadar Hospital Dholpur Dh | Multi-Para Monitor | Star 50 ( L and T ) | 2000026064 | Functional | Others
57975 | Balkasa Phc Bundi | Weighing Machine | MODEL NOT AVAILABLE | 3000265691 | Functional | Others
57976 | General Hospital Karauli Dh | Blood Gas Analyzer (ABG Machine) | Cobas b 121 | 8860 | Functional | Others
57977 | Chakhu Phc | Syringe Needle Destroyer | Model not available | 3000265927 | Functional | Others
57978 | Pahada Rishabhdev Phc | Centrifuge Machine ( 8 Tube) | Model Not Available | 3000205771 | Functional | Others
57979 | Mithra Phc Barmer | Blood Bank Refrigerator | Model not available | 3000265640 | Functional | Others
57980 | Chakhu Phc | Monocular Microscope | Model not available | 3000265928 | Functional | Others
57981 | Sadar Hospital Dholpur Dh | Multi-Para Monitor | Star 50 ( L and T ) | 2000026054 | Functional | Others
57982 | Mandolai Phc | Hemoglobin meter | Model Not Available | 3000080286 | Functional | Others
57983 | Jk Lone Hospital Jaipur | Anesthesia Machine | MODEL NOT AVAILABLE | 3000230251 | Functional | Others
57984 | Mandolai Phc | Glucometer | Easy Touch ET-101 | 3000080288 | Functional | Others
57985 | Sadar Hospital Dholpur Dh | Syringe Needle Destroyer | Model not available | 3000218026 | Functional | Others
57986 | Sadar Hospital Dholpur Dh | Laminar Flow | KCH-B | 2000026055 | Functional | Others
57987 | Bassi Phc Udaipur | Syringe Needle Destroyer | Model not available | NBSD0726517 | Functional | Mrk Healthcare Pvt Ltd Delhi
57988 | Jk Lone Hospital Jaipur | MTP Suction apparatus electrically operated | MODEL NOT AVAILABLE | 3000230256 | Functional | Others
57989 | Ghata Phc | Ice lined refrigerator | Model Not Available | 3000265808 | Functional | Others
57990 | Ghata Phc | Suction Machine | Model Not Available | 3000265809 | Functional | Others
57991 | Sadar Hospital Dholpur Dh | Oxygen Concentrator | BPL - OG 4203 | 2000026088 | Functional | Others
57992 | Sadar Hospital Dholpur Dh | Oxygen Concentrator | BPL - OG 4203 | 2000026089 | Functional | Others
57993 | Sadar Hospital Dholpur Dh | Oxygen Concentrator | BPL - OG 4203 | 2000026087 | Functional | Others
57994 | Sedwa Phc | SPHYGMOMANOMETER(BP APPRATUS) | MODEL NOT AVAILABLE | 3000265652 | Functional | Others
57995 | Jaipuria Hospital Dh | X-Ray Viewer Box | Model Not Available | 2000025164 | Non Functional Repairable | Others
57996 | Jaipuria Hospital Dh | X-Ray Viewer Box | Model Not Available | 2000025165 | Non Functional Repairable | Others
57997 | Jaipuria Hospital Dh | X-Ray Viewer Box | Model Not Available | 2000025166 | Non Functional Repairable | Others
57998 | Chavand Phc | Syringe Needle Destroyer | Model not available | 3000204238 | Functional | Others
57999 | Chavand Phc | Syringe Needle Destroyer | Model not available | 3000204239 | Functional | Others
58000 | Chavand Phc | Syringe Needle Destroyer | Model not available | 3000204240 | Functional | Others
58001 | Somka Phc | Binocular Microscope | Model Not Available | 3000265762 | Functional | Others
58002 | Somka Phc | Instrument Sterilizer | Model Not Available | 3000265767 | Functional | Others
58003 | Gnetti Phc | Centrifuge Machine ( 4 Tube ) | Model not available | 3000088517 | Functional | Others
58004 | Gnetti Phc | Glucometer | Model not available | CT-A0021344 | Functional | Others
58005 | Choti Sarva Phc | Instrument Sterilizer | Model Not Available | 592000000 | Functional | Others
58006 | Jk Lone Hospital Jaipur | Suction Machine | Model Not Available | 30002222231 | Functional | Others
58007 | Jk Lone Hospital Jaipur | SPHYGMOMANOMETER(BP APPRATUS) | MODEL NOT AVAILABLE | 458165-02 | Functional | Others
58008 | Mandwa Phc | Freezes | MODEL NOT AVAILABLE | 110931900 | Functional | Others
58009 | Choti Sarva Phc | Freezes | MODEL NOT AVAILABLE | 1589005 | Functional | Others
58010 | Baleba Phc Barmer | Monocular Microscope | Model not available | 3000265603 | Functional | Others
58011 | Sunara Phc | Hemoglobin meter | Model Not Available | 3000088588 | Functional | Others
58012 | Baleba Phc Barmer | Blood Bank Refrigerator | Model not available | 3000265605 | Functional | Others
58013 | Falwa Phc Banswara | Glucometer | Model not available | 30002229481 | Functional | Others
58014 | Chc Badrel | Sahlis HB Meter | Model not available | 30002228648 | Functional | Others
58015 | Chc Badrel | Freezes | MODEL NOT AVAILABLE | 30002228650 | Functional | Others
58016 | Lilawali Phc Hanumangarh | Ice lined refrigerator | Model Not Available | 30002229416 | Functional | Others
58017 | Falwa Phc Banswara | Coagulation Analyzer | Model not available | 30002229484 | Functional | Others
58018 | Jk Lone Hospital Jaipur | Binocular Microscope | Model Not Available | 12E595 | Functional | Others
58019 | Newai Chc | Centrifuge Machine ( 8 Tube) | REMI - R 8C | JBLC8772 | Functional | Others
58020 | City Dispensary Bhopalpura | SPHYGMOMANOMETER(BP APPRATUS) | MODEL NOT AVAILABLE | 3000043722 | Functional | Others
58021 | Aalpa Phc Sirohi | Freezes | GL-185 | 30002229500 | Functional | Lg
58022 | Chomu Chc | Semi Automated Chemistry Analyzer | CPC - STAT FAX 3300 | 3000089354 | Functional | Awarness Technologies
58023 | Himmatgarh Phc Jhalawar | Freezes | MODEL NOT AVAILABLE | 30002229611 | Functional | Others
58024 | Chomu Chc | Blood Cell Counter - 3 part | Horiba - ABX Micros ES 60 | 3000089355 | Functional | Others
58025 | Idawa Phc | Blood Cell Counter - 3 part | Model not available | 30002229540 | Functional | Others
58026 | Neemrana Chc | SPHYGMOMANOMETER(BP APPRATUS) | MODEL NOT AVAILABLE | 30002229730 | Functional | Others
58027 | Aalpa Phc Sirohi | Binocular Microscope | Excel Plus | 30002229502 | Functional | Alco Medical Microscopes
58028 | Jhadeli Phc | SPHYGMOMANOMETER(BP APPRATUS) | MODEL NOT AVAILABLE | 30002229541 | Functional | Others
58029 | Chomu Chc | Semi Automated Chemistry Analyzer | Model not Available | MT024 | Functional | Others
58030 | Neemrana Chc | Weighing Machine | MODEL NOT AVAILABLE | 30002229731 | Functional | Others
58031 | Neemrana Chc | Freezes | MODEL NOT AVAILABLE | 30002229732 | Functional | Others
58032 | Neemrana Chc | Freezes | MODEL NOT AVAILABLE | 30002229733 | Functional | Others
58033 | Chomu Chc | Centrifuge Machine ( 8 Tube) | REMI - R4C | 3000089357 | Functional | Rhsdp Supply
58034 | Gehoon Kheri Phc Jhalawar | Weighing Machine | MODEL NOT AVAILABLE | 30002229589 | Functional | Others
58035 | Chomu Chc | Incubator | MODEL NOT AVAILABLE | 3000089358 | Functional | Others
58036 | Bhagoda Phc | SPHYGMOMANOMETER(BP APPRATUS) | MODEL NOT AVAILABLE | 30002229680 | Functional | Others
58037 | Aalpa Phc Sirohi | Binocular Microscope | AMT 5A | 890232 | Non Functional Repairable | Others
58038 | Gehoon Kheri Phc Jhalawar | Freezes | MODEL NOT AVAILABLE | 30002229590 | Functional | Others
58039 | Chomu Chc | Water Bath | Model not available | 3000089360 | Functional | Others
58040 | Punana Phc | SPHYGMOMANOMETER(BP APPRATUS) | MODEL NOT AVAILABLE | 30002228765 | Functional | Others
58041 | Alawada Phc Alwar | Centrifuge Machine ( 8 Tube) | Model Not Available | 30002229505 | Functional | Others
58042 | Gehoon Kheri Phc Jhalawar | Ice lined refrigerator | Model Not Available | 30002229593 | Functional | Others
58043 | Punana Phc | Weighing Machine | MODEL NOT AVAILABLE | 30002228766 | Functional | Others
58044 | Aalpa Phc Sirohi | Freezes | MODEL NOT AVAILABLE | 30002229506 | Functional | Olympus Diagnostic Systems
58045 | Punana Phc | Freezes | MODEL NOT AVAILABLE | 30002228767 | Functional | Others
58046 | Alawada Phc Alwar | Instrument Sterilizer | Model Not Available | 30002229509 | Functional | Others
58047 | Alawada Phc Alwar | Instrument Sterilizer | Model Not Available | 30002229513 | Functional | Others
58048 | Tepu Phc Jodhpur | Binocular Microscope | Excel Plus | 3000265987 | Functional | Others
58049 | District Sahadat Hospital Tonk Dh | ELECTRIC OT TABLE | MODEL NOT AVAILABLE | 3000088156 | Functional | Others
58050 | Jasrasar Phc | Freezes | MODEL NOT AVAILABLE | 3000265671 | Functional | Others
58051 | District Sahadat Hospital Tonk Dh | Operating Microscope | Model Not Available | 3000088089 | Functional | Others
58052 | Jasrasar Phc | Ice lined refrigerator | Model Not Available | 3000265672 | Functional | Others
58053 | Isru Phc Jodhpur | Baby Weighing Machine | Model Not Available | 3000266000 | Functional | Others
58054 | Sadar Hospital Dholpur Dh | Instrument Sterilizer | Model Not Available | 3000218033 | Functional | Others
58055 | Nasirda Phc | Radiant Heat Warmer | Zeal - RHW 2101A | RHW2010A/1113/2432 | Functional | Others
58056 | Sadar Hospital Dholpur Dh | Suction Machine | Model Not Available | OGEL0302 | Functional | Others
58057 | Sadar Hospital Dholpur Dh | Suction Machine | Model Not Available | 3000218037 | Functional | Others
58058 | Aid Post Masuria | Freezes | GL-185 | 3000265971 | Functional | Others
58059 | Nagarfort Phc | Centrifuge Machine ( 12 Tube ) | Model Not Available | 3000080314 | Functional | Others
58060 | Setellite Sethi Colony Satellite | Vitrectomy Machine | Model Not Available | 61034 | Functional | Others
58061 | Aid Post Masuria | Binocular Microscope | Excel Plus | 3000265973 | Functional | Others
58062 | Sadar Hospital Dholpur Dh | Syringe Infusion Pump | Model not available | 3000218080 | Functional | Others
58063 | Nagarfort Phc | Hemoglobin meter | Model Not Available | 3000080317 | Functional | Others
58064 | Aid Post Masuria | Monocular Microscope | Model not available | 3000265975 | Not in use | Others
58065 | Jk Lone Hospital Jaipur | Hydraulic Operation Table | MODEL NOT AVAILABLE | 3000230258 | Non Functional Repairable | Others
58066 | Baniyawas Phc Jodhpur | Blood Bank Refrigerator | Model not available | 3000265966 | Functional | Others
58067 | Jk Lone Hospital Jaipur | Boyles Apparatus | MODEL NOT AVAILABLE | 0394M2/97 | Functional | Others
58068 | Baniyawas Phc Jodhpur | Glucometer | Model not available | 3000265968 | Functional | Others
58069 | Setellite Sethi Colony Satellite | 100mA X-Ray Machine | Allengers - 100R | 0207A0899 | Functional | Others
58070 | Jk Lone Hospital Jaipur | Pulse Oxymeter | Model Not Available | P5-T0SG-T048 | Functional | Others
58071 | Goniya Phc Barmer | SPHYGMOMANOMETER(BP APPRATUS) | MODEL NOT AVAILABLE | 3000265623 | Functional | Others
58072 | Setellite Sethi Colony Satellite | Nebulizer | MODEL NOT AVAILABLE | 5466663 | Functional | Others
58073 | Jk Lone Hospital Jaipur | SPHYGMOMANOMETER(BP APPRATUS) | Pagoda | 3000230267 | Functional | Others
58074 | Goniya Phc Barmer | Ice lined refrigerator | Model Not Available | 3000265626 | Functional | Others
58075 | City Dispensary Bhopalpura | SPHYGMOMANOMETER(BP APPRATUS) | MODEL NOT AVAILABLE | 3000043723 | Functional | Others
58076 | City Dispensary Bhopalpura | SPHYGMOMANOMETER(BP APPRATUS) | MODEL NOT AVAILABLE | 3000043724 | Functional | Others
58077 | City Dispensary Bhopalpura | SPHYGMOMANOMETER(BP APPRATUS) | MODEL NOT AVAILABLE | 3000043725 | Functional | Others
58078 | City Dispensary Bhopalpura | SPHYGMOMANOMETER(BP APPRATUS) | MODEL NOT AVAILABLE | 3000043728 | Functional | Others
58079 | Newai Chc | Semi Automated Chemistry Analyzer | CHEM 5 PLUS | 61038 | Functional | Others
58080 | Newai Chc | Freezes | MODEL NOT AVAILABLE | 54295 | Functional | Others
58081 | Bajore Phc Sikar | Centrifuge Machine ( 4 Tube ) | Model not available | 30002229242 | Functional | Others
58082 | Netraad Phc Barmer | Centrifuge Machine ( 4 Tube ) | Model not available | 3000265643 | Functional | Others
58083 | Dhabla Kheenchi Chc Jhalawar | Binocular Microscope | Model Not Available | 30002229558 | Functional | Others
58084 | Newai Chc | Freezes | MODEL NOT AVAILABLE | BDI-4432 | Functional | Others
58085 | Panchola Phc | Syringe Needle Destroyer | Nulife - Dots | 30002229636 | Functional | Others
58086 | Kherthal Chc | Syringe Needle Destroyer | Model not available | 30002229723 | Functional | Others
58087 | Dudka Phc | Ice lined refrigerator | Model Not Available | 30002228639 | Functional | Others
58088 | Kherthal Chc | Ice lined refrigerator | HBD-116 | 30002229725 | Functional | Others
58089 | Dudka Phc | Binocular Microscope | Model Not Available | 30002228641 | Functional | Others
58090 | Bibipur Bara Phc Sikar | Freezes | MODEL NOT AVAILABLE | 30002229272 | Functional | Others
58091 | Bibipur Bara Phc Sikar | Freezes | MODEL NOT AVAILABLE | 30002229273 | Functional | Others
58092 | Bheemthal Phc Barmer | Centrifuge Machine ( 4 Tube ) | Model not available | 3000265581 | Functional | Others
58093 | Bheemthal Phc Barmer | Syringe Needle Destroyer | Model not available | 3000265583 | Functional | Others
58094 | Bibipur Bara Phc Sikar | Centrifuge Machine ( 4 Tube ) | Model not available | 30002229279 | Functional | Others
58095 | Bibipur Bara Phc Sikar | Baby Weighing Machine | Model Not Available | 30002229271 | Functional | Others
58096 | Gahlod Phc | Freezes | MODEL NOT AVAILABLE | 3.9091e+17 | Functional | Cmho Supply
58097 | Jk Lone Hospital Jaipur | C-pap Machine | Model Not Available | 5801-00660113 | Non Functional Repairable | Others
58098 | Panchwara Phc Banswara | SPHYGMOMANOMETER(BP APPRATUS) | MODEL NOT AVAILABLE | 30002228621 | Functional | Others
58099 | Ranoli Phc | Syringe Needle Destroyer | Model not available | 3000088443 | Functional | Others
58100 | Jk Lone Hospital Jaipur | Bi-pap Machine | MODEL NOT AVAILABLE | C10056914 | Functional | Others
58101 | Kachhnara Phc Jhalawar | Weighing Machine | MODEL NOT AVAILABLE | 30002226913 | Functional | Others
58102 | Baswa Chc | Freezes | MODEL NOT AVAILABLE | 30002228689 | Functional | Others
58103 | Baswa Chc | Freezes | MODEL NOT AVAILABLE | 30002228690 | Functional | Others
58104 | Mandvla Phc | Ice lined refrigerator | Model Not Available | 30002229807 | Functional | Others
58105 | Mandvla Phc | Ice lined refrigerator | Model Not Available | 30002229808 | Functional | Others
58106 | Chomu Chc | Hemoglobin meter | HB 301 | 1842313125 | Functional | Others
58107 | Jugrajpura Phc Sikar | Blood Bank Refrigerator | Model not available | 30002229312 | Functional | Others
58108 | Jugrajpura Phc Sikar | Blood Bank Refrigerator | Model not available | 30002229313 | Functional | Others
58109 | Guradiya Joga Phc Jhalawar | SPHYGMOMANOMETER(BP APPRATUS) | MODEL NOT AVAILABLE | 30002229598 | Functional | Others
58110 | Sardar Zanana Phc | Ice lined refrigerator | Model Not Available | 30002228781 | Functional | Others
58111 | Chomu Chc | ECG Machine (Single Channel) | Model Not Available | 3000089458 | Non Functional Not Repairable | Medicaid Systems
58112 | Guradiya Joga Phc Jhalawar | Weighing Machine | MODEL NOT AVAILABLE | 30002229599 | Functional | Others
58113 | Dudhaliya Phc Jhalawar | Centrifuge Machine ( 4 Tube ) | Model not available | 30002229570 | Functional | Others
58114 | Sethal Mod Phc | Ice lined refrigerator | Model Not Available | 30002228694 | Functional | Others
58115 | Sethal Mod Phc | Ice lined refrigerator | Model Not Available | 30002228695 | Functional | Others
58116 | Dudhaliya Phc Jhalawar | Monocular Microscope | Model not available | 30002229571 | Functional | Others
58117 | Jaroli Phc Dholpur | SPHYGMOMANOMETER(BP APPRATUS) | MODEL NOT AVAILABLE | 30002229494 | Functional | Others
58118 | Chomu Chc | Baby Weighing Machine | Model Not Available | 3000089461 | Functional | Others
58119 | Chomu Chc | Baby Weighing Machine | Model Not Available | 3000089462 | Functional | Others
58120 | Indra Gandhi Nagar Phc Jaipur-2 | Colorimeter | MODEL NOT AVAILABLE | 30002228787 | Functional | Others
58121 | Guradiya Joga Phc Jhalawar | Ice lined refrigerator | Model Not Available | 30002229602 | Functional | Others
58122 | Guradiya Joga Phc Jhalawar | Ice lined refrigerator | Model Not Available | 30002229603 | Functional | Others
58123 | Jaroli Phc Dholpur | Weighing Machine | MODEL NOT AVAILABLE | 30002229495 | Functional | Others
58124 | Dudhaliya Phc Jhalawar | Syringe Needle Destroyer | Model not available | 30002229572 | Functional | Others
58125 | Indra Gandhi Nagar Phc Jaipur-2 | Centrifuge Machine ( 4 Tube ) | REMI - C852 | 30002228789 | Functional | Others
58126 | Guradiya Joga Phc Jhalawar | Binocular Microscope | Model Not Available | 30002229604 | Functional | Others
58127 | Dudhaliya Phc Jhalawar | Glucometer | Model not available | 30002229574 | Functional | Others
58128 | Chomu Chc | Suction Machine | Model Not Available | 3000089465 | Functional | Rhsdp Supply
58129 | Goniya Phc Barmer | Ice lined refrigerator | Model Not Available | 3000265627 | Functional | Others
58130 | Goniya Phc Barmer | Syringe Needle Destroyer | Model not available | 3000265628 | Functional | Others
58131 | Jk Lone Hospital Jaipur | Anesthesia Machine | MODEL NOT AVAILABLE | FOCU-100179 | Functional | Others
58132 | Setellite Sethi Colony Satellite | Radiant Heat Warmer | Model Not Available | SRHW200502 | Functional | Others
58133 | Jallora Phc | Freezes | MODEL NOT AVAILABLE | 3000265852 | Functional | Others
58134 | Jaipuria Hospital Dh | Boyles Apparatus | JUPITER | 2000025130 | Functional | Alleid Medical Limited
58135 | Jk Lone Hospital Jaipur | Cautry Machine | Model Not Available | 11341508 | Functional | Others
58136 | Jallora Phc | Incubator | MODEL NOT AVAILABLE | 3000265853 | Functional | Others
58137 | Setellite Sethi Colony Satellite | Suction Machine | Model Not Available | 2000025574 | Functional | Others
58138 | Setellite Sethi Colony Satellite | Baby Weighing Machine | Model Not Available | 2000025575 | Functional | Others
58139 | Kachhnara Phc Jhalawar | SPHYGMOMANOMETER(BP APPRATUS) | MODEL NOT AVAILABLE | 3000206805 | Functional | Others
58140 | Tidi Phc | Syringe Needle Destroyer | Model not available | 3000204130 | Functional | Others
58141 | Tidi Phc | Baby Weighing Machine | Model Not Available | 3000204129 | Functional | Others
58142 | Bhadana Phc Kota | Freezes | MODEL NOT AVAILABLE | 3000265513 | Functional | Others
58143 | Jallora Phc | Centrifuge Machine ( 8 Tube) | Model Not Available | 3000265857 | Functional | Others
58144 | Tidi Phc | Binocular Microscope | Model Not Available | 3000204133 | Functional | Others
58145 | Bhadana Phc Kota | Blood Bank Refrigerator | Model not available | 3000265515 | Functional | Others
58146 | Tidi Phc | Semi Automated Chemistry Analyzer | Model not Available | 3000204134 | Functional | Others
58147 | Tidi Phc | SPHYGMOMANOMETER(BP APPRATUS) | MODEL NOT AVAILABLE | 3000204138 | Functional | Others
58148 | Goliya Phc Barmer | SPHYGMOMANOMETER(BP APPRATUS) | MODEL NOT AVAILABLE | 3000265629 | Functional | Others
58149 | Hatundi Phc | Freezes | MODEL NOT AVAILABLE | 3000265879 | Functional | Others
58150 | Goliya Phc Barmer | Blood Bank Refrigerator | Model not available | 3000265631 | Functional | Others
58151 | Setellite Sethi Colony Satellite | Ultra Sonography (USG) & Colour Dopler Machine | Model not available | 2000025578 | Functional | Others
58152 | Sadar Hospital Dholpur Dh | Ventilator | Model Not Available | vs3015097 | Functional | Others
58153 | Hatundi Phc | Ice lined refrigerator | Model Not Available | 3000265880 | Functional | Others
58154 | Sadar Hospital Dholpur Dh | Instrument Sterilizer | Model Not Available | 3000218090 | Non Functional Not Repairable | Others
58155 | Lilawali Phc Hanumangarh | Sahlis HB Meter | Model not available | 30002229420 | Functional | Others
58156 | Newai Chc | Binocular Microscope | MLW Lab | 3000080065 | Functional | Others
58157 | Chc Badrel | Binocular Microscope | Model Not Available | 30002228653 | Not in use | Others
58158 | Panchola Phc | Centrifuge Machine ( 4 Tube ) | REMI - C852 | 30002229629 | Functional | Others
58159 | Bajore Phc Sikar | Binocular Microscope | Model Not Available | 30002229243 | Functional | Others
58160 | Beri Phc Sikar | Sahlis HB Meter | Model not available | 30002229268 | Functional | Others
58161 | Kherthal Chc | Ice lined refrigerator | HBC-70 | 30002229726 | Functional | Others
58162 | Bheemthal Phc Barmer | Binocular Microscope | Model Not Available | 3000265582 | Functional | Others
58163 | Gahlod Phc | Binocular Microscope | Model Not Available | 3000080161 | Functional | Others
58164 | Bheemthal Phc Barmer | Hemoglobin meter | Model Not Available | 3000265584 | Functional | Others
58165 | Jk Lone Hospital Jaipur | Bi-pap Machine | MODEL NOT AVAILABLE | C10056939 | Functional | Others
58166 | Jk Lone Hospital Jaipur | Bi-pap Machine | MODEL NOT AVAILABLE | C10057022 | Functional | Others
58167 | Kachhnara Phc Jhalawar | Freezes | MODEL NOT AVAILABLE | 30002229614 | Functional | Others
58168 | Kachhnara Phc Jhalawar | Ice lined refrigerator | Model Not Available | 30002229615 | Functional | Others
58169 | Jk Lone Hospital Jaipur | ECG Machine (Twelve Channel ) | Cardiotouch Bionet 3000 | T200300065 | Functional | Others
58170 | Nikach Phc Alwar | Freezes | MODEL NOT AVAILABLE | 30002229742 | Functional | Others
58171 | Nikach Phc Alwar | Freezes | MODEL NOT AVAILABLE | 3000222743 | Functional | Others
58172 | Jk Lone Hospital Jaipur | ECG Machine (Three Channel ) | Medicaid - CardioFax 3R | 10930509 | Functional | Others
58173 | Jk Lone Hospital Jaipur | Pulse Oxymeter | Model Not Available | CMMH3B9153 | Functional | Others
58174 | Jk Lone Hospital Jaipur | Pulse Oxymeter | Model Not Available | CMMH2M8894 | Functional | Others
58175 | Untwal Phc | Freezes | GL-185 | 30002229776 | Functional | Lg
58176 | Jk Lone Hospital Jaipur | Pulse Oxymeter | Model Not Available | CMMH3A8985 | Functional | Others
58177 | Jk Lone Hospital Jaipur | Pulse Oxymeter | Model Not Available | CMMH389179 | Functional | Others
58178 | Padisal Phc Alwar | SPHYGMOMANOMETER(BP APPRATUS) | MODEL NOT AVAILABLE | 30002229750 | Functional | Others
58179 | Raythal Phc | Weighing Machine | MODEL NOT AVAILABLE | 30002228772 | Functional | Others
58180 | Chokadi Kalla Phc Jodhpur | Freezes | MODEL NOT AVAILABLE | 30002228944 | Functional | Others
58181 | Chomu Chc | Suction Machine | Model Not Available | 3000089466 | Functional | Rhsdp Supply
58182 | Chomu Chc | Suction Machine | Model Not Available | 3000089467 | Functional | Rhsdp Supply
58183 | Chomu Chc | Suction Machine | Model Not Available | 3000089468 | Functional | Rhsdp Supply
58184 | Guradiya Joga Phc Jhalawar | Blood Cell Counter - 3 part | Model not available | 30002229608 | Functional | Others
58185 | Ladera Phc | Incubator | MODEL NOT AVAILABLE | 30002228800 | Functional | Others
58186 | Dudhaliya Phc Jhalawar | Autoclave | Model not available | 30002229583 | Functional | Others
58187 | Ladera Phc | Centrifuge Machine ( 4 Tube ) | REMI - C852 | 30002228801 | Functional | Others
58188 | Mathnia Phc Jhalawar | Weighing Machine | MODEL NOT AVAILABLE | 30002229619 | Functional | Omron Health Care
58189 | Panchala Siddha Phc | Weighing Machine | MODEL NOT AVAILABLE | 30002229545 | Functional | Others
58190 | Panchala Siddha Phc | Ice lined refrigerator | Model Not Available | 30002229547 | Functional | Others
58191 | Mathnia Phc Jhalawar | Ice lined refrigerator | MF - 144 | 30002229621 | Functional | Haier Appliances India Pvt
58192 | Panchala Siddha Phc | Blood Bank Refrigerator | Model not available | 30002229548 | Functional | Others
58193 | Nunehra Phc Dholpur | Weighing Machine | MODEL NOT AVAILABLE | 30002229489 | Functional | Others
58194 | Panchala Siddha Phc | Syringe Needle Destroyer | Model not available | 30002229549 | Functional | Others
58195 | Nunehra Phc Dholpur | Freezes | MODEL NOT AVAILABLE | 30002229490 | Functional | Others
58196 | Mathnia Phc Jhalawar | Syringe Needle Destroyer | Microsil - ND350 | 30002229623 | Functional | Linco Scientific Instruments And Chemicals (P) Ltd
58197 | Nunehra Phc Dholpur | Ice lined refrigerator | HBC-70 | 30002229492 | Functional | Others
58198 | Nunehra Phc Dholpur | Ice lined refrigerator | HBD-116 | 30002229493 | Functional | Others
58199 | Bhanpurkala Chc | Centrifuge Machine ( 4 Tube ) | Model not available | 30002228723 | Functional | Others
58200 | Kooda Phc Jalore | SPHYGMOMANOMETER(BP APPRATUS) | MODEL NOT AVAILABLE | 30002229810 | Functional | Others
58201 | Barwas Phc | Hemoglobin meter | Model Not Available | 3000080207 | Functional | Others
58202 | Jk Lone Hospital Jaipur | Cautry Machine | Model Not Available | E10A1542 | Functional | Others
58203 | Dudhaliya Phc Jhalawar | Centrifuge Machine ( 8 Tube) | Model Not Available | 3000206726 | Functional | Others
58204 | Setellite Sethi Colony Satellite | Dental X-Ray Machine | Model Not Available | 5 | Functional | Others
58205 | Sadar Hospital Dholpur Dh | Autoclave | Model not available | 3000218092 | Non Functional Not Repairable | Others
58206 | Barwas Phc | Freezes | MODEL NOT AVAILABLE | 3000080208 | Functional | Others
58207 | Dudhaliya Phc Jhalawar | Hemoglobin meter | HB 301 | 3000206728 | Functional | Others
58208 | Denok Phc | Freezes | MODEL NOT AVAILABLE | 3000265895 | Functional | Others
58209 | Denok Phc | Freezes | MODEL NOT AVAILABLE | 3000265896 | Functional | Others
58210 | Sadar Hospital Dholpur Dh | Boyles Apparatus | MODEL NOT AVAILABLE | 3000218116 | Functional | Others
58211 | Bambora Phc | Ice lined refrigerator | HBD-116 | 3000204227 | Functional | Haier Appliances India Pvt
58212 | Bhatinda Phc | Syringe Needle Destroyer | Model not available | 3000265942 | Functional | Others
58213 | Barwas Phc | FOOT OPERATED SUCTION MACHINE | MODEL NOT AVAILABLE | 3000080201 | Functional | Others
58214 | Jk Lone Hospital Jaipur | Cautry Machine | Model Not Available | E10A1541 | Functional | Others
58215 | Satelite Hospital Hiran Magri Sec 5 Udaipur | Freezes | MODEL NOT AVAILABLE | 3000043623 | Functional | Others
58216 | Nanta Phc Kota | Blood Bank Refrigerator | Model not available | 3000265509 | Functional | Others
58217 | Jk Lone Hospital Jaipur | Syringe Infusion Pump | Allied - Syrn 200 | AS-SYRU2014030084 | Functional | Alleid Medical Limited
58218 | Jk Lone Hospital Jaipur | Syringe Infusion Pump | Allied - Syrn 200 | AS-SYRU2014030069 | Functional | Alleid Medical Limited
58219 | Sitapura Phc | FOOT OPERATED SUCTION MACHINE | MODEL NOT AVAILABLE | 3000088541 | Functional | Others
58220 | Sitapura Phc | Monocular Microscope | Model not available | 3000088452 | Functional | Others
58221 | Jk Lone Hospital Jaipur | Pulse Oxymeter | Model Not Available | P5-T0SG-T049 | Functional | Others
58222 | Jk Lone Hospital Jaipur | Pulse Oxymeter | Model Not Available | P5-T0SG-T046 | Functional | Others
58223 | Sadar Hospital Dholpur Dh | Nebulizer | MODEL NOT AVAILABLE | 2000046959 | Functional | Others
58224 | Sadar Hospital Dholpur Dh | Cautry Machine | Model Not Available | GN412142 | Functional | Others
58225 | City Dispensary Jhalawar | Freezes | MODEL NOT AVAILABLE | 3000208399 | Functional | Others
58226 | Jk Lone Hospital Jaipur | Syringe Infusion Pump | Model not available | 208226 | Non Functional Repairable | Others
58227 | District Sahadat Hospital Tonk Dh | Multi-Para Monitor | Star 55 | A10SR0606 | Functional | Others
58228 | Sadar Hospital Dholpur Dh | Oxygen Concentrator | BPL - OG 4203 | 2000026090 | Functional | Others
58229 | Sadar Hospital Dholpur Dh | Glucometer | Model not available | 3000218078 | Functional | Others
58230 | Churaliya Phc | Glucometer | Model not available | 3000206860 | Functional | Others
58231 | Sadar Hospital Dholpur Dh | Nebulizer | Nuneb Pro | 3000218081 | Functional | Others
58232 | Aid Post Masuria | Centrifuge Machine ( 4 Tube ) | Model not available | 3000265976 | Functional | Others
58233 | Churaliya Phc | Fetal Doppler | MODEL NOT AVAILABLE | 3000206863 | Functional | Others
58234 | Aid Post Masuria | Freezes | MODEL NOT AVAILABLE | 3000265977 | Functional | Others
58235 | Setellite Sethi Colony Satellite | Ophthalmoscope | Model Not Available | 200002556 | Functional | Others
58236 | City Dispensary Fateh Nagar | Glucometer | Model not available | RMDO28824 | Functional | Others
58237 | Setellite Sethi Colony Satellite | O.T. Light Single Dome | MODEL NOT AVAILABLE | 2000025572 | Functional | Others
58238 | Sadar Hospital Dholpur Dh | Radiant Heat Warmer | Zeal - RHW 2101A | RHW2101A/0713/153 | Functional | Others
58239 | Vinaua Phc Bharatpur | Monocular Microscope | Model not available | 3000265774 | Functional | Others
58240 | Vinaua Phc Bharatpur | Monocular Microscope | Model not available | 3000265776 | Functional | Others
58241 | Jk Lone Hospital Jaipur | Boyles Apparatus | MODEL NOT AVAILABLE | 223M1/94 | Non Functional Repairable | Others
58242 | Sadar Hospital Dholpur Dh | Instrument Sterilizer | Model Not Available | 3000218084 | Functional | Others
58243 | Jk Lone Hospital Jaipur | Cautry Machine | Model Not Available | E0250328 | Functional | Others
58244 | Barwas Phc | Syringe Needle Destroyer | Model not available | 3000080206 | Functional | Others
58245 | Barwas Phc | Syringe Needle Destroyer | Model not available | 3000080203 | Functional | Others
58246 | Dudhaliya Phc Jhalawar | Binocular Microscope | AMT 5A | 3000206725 | Functional | Others
58247 | Jk Lone Hospital Jaipur | Pulse Oxymeter | Model Not Available | 3000230297 | Functional | Others
58248 | Jk Lone Hospital Jaipur | Pulse Oxymeter | Model Not Available | H07P0103 | Functional | Others
58249 | Jk Lone Hospital Jaipur | Syringe Infusion Pump | Model not available | 208229 | Non Functional Repairable | Others
58250 | Sedwa Phc | Ice lined refrigerator | Model Not Available | 3000265656 | Functional | Others
58251 | Sedwa Phc | Ice lined refrigerator | Model Not Available | 3000265657 | Functional | Others
58252 | Chavand Phc | Baby Weighing Machine | Model Not Available | 3000204237 | Functional | Others
58253 | Malsar Phc | Ice lined refrigerator | Model Not Available | 3000129468 | Functional | Others
58254 | Malsar Phc | Ice lined refrigerator | Model Not Available | 3000129473 | Functional | Others
58255 | Malsar Phc | Ice lined refrigerator | Model Not Available | 3000129474 | Functional | Others
58256 | Jhalarapatan Chc | Fiberoptic Laryngoscope | Model Not Available | 3000206532 | Functional | Others
58257 | Jhalarapatan Chc | Defibrillator | MODEL NOT AVAILABLE | J13D583 | Functional | Others
58258 | Khejroli Phc | Syringe Needle Destroyer | Model not available | 3000222418 | Functional | Others
58259 | Khejroli Phc | Syringe Needle Destroyer | Model not available | 3000222419 | Functional | Others
58260 | Khejroli Phc | Syringe Needle Destroyer | Model not available | 3000222420 | Functional | Others
58261 | Dheerwas Phc | Syringe Needle Destroyer | Model not available | 3000053100 | Functional | Others
58262 | Dheerwas Phc | Syringe Needle Destroyer | Model not available | 3000053103 | Functional | Others
58263 | Sarda Phc | Radiant Heat Warmer | Zeal - RHW 2101A | 1081311659 | Functional | Others
58264 | Saipau Chc | Hemoglobin meter | Model Not Available | 3000242004 | Functional | Others
58265 | Sirsala Phc | Binocular Microscope | Model Not Available | 3000053726 | Functional | Others
58266 | Sirsala Phc | Binocular Microscope | Model Not Available | 3000053727 | Functional | Others
58267 | Sirsala Phc | Binocular Microscope | Model Not Available | 3000053729 | Functional | Others
58268 | Sirsala Phc | Binocular Microscope | Model Not Available | 3000053730 | Functional | Others
58269 | Saipau Chc | SPHYGMOMANOMETER(BP APPRATUS) | MODEL NOT AVAILABLE | 3000242030 | Functional | Others
58270 | Sarda Phc | Ice lined refrigerator | Model Not Available | 20053203863 | Functional | Others
58271 | Sarda Phc | Ice lined refrigerator | Model Not Available | 3000206134 | Functional | Others
58272 | Saipau Chc | FOOT OPERATED SUCTION MACHINE | MODEL NOT AVAILABLE | 3000242036 | Functional | Others
58273 | Mathura Das Mathur Hospital Jdh | Autoclave | Model not available | 370910 | Functional | Others
58274 | Saipau Chc | Fetal Doppler | MODEL NOT AVAILABLE | 3000242038 | Functional | Others
58275 | Sarda Phc | Glucometer | Model not available | MO4270244 | Functional | Others
58276 | Sarda Phc | SPHYGMOMANOMETER(BP APPRATUS) | MODEL NOT AVAILABLE | 14S0269 | Functional | Others
58277 | Mathura Das Mathur Hospital Jdh | Multi-Para Monitor | Model not available | 6004576364 | Functional | Others
58278 | Sirpoi Phc | Ice lined refrigerator | MF - 144 | 91010499 | Functional | Others
58279 | Basai Nawab Chc | Hemoglobin meter | Model Not Available | 3000242045 | Functional | Others
58280 | Kalari Phc | Syringe Needle Destroyer | Model not available | 3000053417 | Functional | Others
58281 | Kalari Phc | Syringe Needle Destroyer | Model not available | 3000053418 | Functional | Others
58282 | Kalari Phc | Syringe Needle Destroyer | Model not available | 3000053419 | Functional | Others
58283 | Saypur Phc | Syringe Needle Destroyer | Microsil - ND350 | 3000138585 | Functional | Others
58284 | D B Government Hospital Churu Dh | Phototherepy Unit | MODEL NOT AVAILABLE | 2000029889 | Functional | Others
58285 | D B Government Hospital Churu Dh | Phototherepy Unit | MODEL NOT AVAILABLE | 2000029890 | Functional | Others
58286 | D B Government Hospital Churu Dh | Phototherepy Unit | MODEL NOT AVAILABLE | 2000029891 | Functional | Others
58287 | D B Government Hospital Churu Dh | Phototherepy Unit | MODEL NOT AVAILABLE | 2000029892 | Functional | Others
58288 | D B Government Hospital Churu Dh | Phototherepy Unit | MODEL NOT AVAILABLE | 2000029893 | Functional | Others
58289 | D B Government Hospital Churu Dh | Phototherepy Unit | MODEL NOT AVAILABLE | 2000029894 | Functional | Others
58290 | D B Government Hospital Churu Dh | Phototherepy Unit | MODEL NOT AVAILABLE | 2000029895 | Functional | Others
58291 | D B Government Hospital Churu Dh | Phototherepy Unit | MODEL NOT AVAILABLE | 2000029896 | Functional | Others
58292 | Jhalarapatan Chc | Radiant Heat Warmer | Meditrin - Heat Warmer | NRHM/10M09/236 | Functional | Others
58293 | Ghanaoun Phc | Blood Bank Refrigerator | Model not available | 3000053375 | Functional | Others
58294 | Ghanaoun Phc | Blood Bank Refrigerator | Model not available | 3000053376 | Functional | Others
58295 | Saypur Phc | Glucometer | Model not available | 3000138690 | Functional | Others
58296 | Saypur Phc | Glucometer | Model not available | 3000138691 | Functional | Others
58297 | District Hospital Baran Dh | Fully Automated Clinical Chemistry Analyzer | ILab - 600 | 3000129951 | Functional | Others
58298 | District Hospital Baran Dh | Fully Automated Clinical Chemistry Analyzer | ILab - 600 | 3000129952 | Functional | Others
58299 | District Hospital Baran Dh | Cautry Machine | Model Not Available | 3000129947 | Functional | Others
58300 | Mundra Phc Churu | Instrument Sterilizer | Model Not Available | 3000129344 | Functional | Others
58301 | Jhalarapatan Chc | Colorimeter | MODEL NOT AVAILABLE | 3000206534 | Functional | Others
58302 | Khejroli Phc | Hydraulic Operation Table | MODEL NOT AVAILABLE | 3000222414 | Functional | Others
58303 | Khejroli Phc | SPHYGMOMANOMETER(BP APPRATUS) | MODEL NOT AVAILABLE | 3000222413 | Functional | Others
58304 | Dheerwas Phc | Blood Bank Refrigerator | Model not available | 3000053101 | Functional | Others
58305 | Dheerwas Phc | Blood Bank Refrigerator | Model not available | 3000053102 | Functional | Others
58306 | Dheerwas Phc | Blood Bank Refrigerator | Model not available | 3000053104 | Functional | Others
58307 | Kalari Phc | Baby Weighing Machine | Model Not Available | 3000053437 | Functional | Others
58308 | Kalari Phc | Baby Weighing Machine | Model Not Available | 3000053439 | Functional | Others
58309 | Kalari Phc | Baby Weighing Machine | Model Not Available | 3000053438 | Functional | Others
58310 | Sarda Phc | Spot Light ( Portable ) | Model Not Available | 3000206125 | Functional | Others
58311 | Saipau Chc | VDRL Rotator (Rotor and Shaker) | Model Not Available | 3000242007 | Functional | Others
58312 | Sirsala Phc | Syringe Needle Destroyer | Model not available | 3000053721 | Functional | Others
58313 | Sirsala Phc | Syringe Needle Destroyer | Model not available | 3000053722 | Functional | Others
58314 | Saipau Chc | Hemoglobin meter | HB 301 | 194813215 | Functional | Others
58315 | Daoudsar Phc | Suction Machine | Model Not Available | 3000121010 | Functional | Others
58316 | Daoudsar Phc | Suction Machine | Model Not Available | 3000121011 | Functional | Others
58317 | Daoudsar Phc | Suction Machine | Model Not Available | 3000121012 | Functional | Others
58318 | Daoudsar Phc | Suction Machine | Model Not Available | 3000121014 | Functional | Others
58319 | Saipau Chc | Autoclave | Model not available | 2607 | Functional | Others
58320 | Sarda Phc | Baby Weighing Machine | Crown | 3000206136 | Functional | Others
58321 | Saipau Chc | ECG Machine (Single Channel) | Medicaid - Cardio Fax | C713535 | Functional | Others
58322 | Saipau Chc | ECG Machine (Single Channel) | Medicaid - Cardio Fax | 31930931 | Functional | Others
58323 | Saipau Chc | ECG Machine (Single Channel) | Medicaid - Cardio Fax | 9813457 | Functional | Others
58324 | Mathura Das Mathur Hospital Jdh | Syringe Infusion Pump | Evadrop SP 300 | 14030729 | Functional | Others
58325 | Saipau Chc | O.T. Light Single Dome | MODEL NOT AVAILABLE | 3000242034 | Functional | Others
58326 | Bhadasar Phc | Centrifuge Machine ( 12 Tube ) | Model Not Available | 3000129141 | Functional | Others
58327 | Bhadasar Phc | Centrifuge Machine ( 12 Tube ) | Model Not Available | 3000129142 | Functional | Others
58328 | Bhadasar Phc | Centrifuge Machine ( 12 Tube ) | Model Not Available | 3000129143 | Functional | Others
58329 | Bhadasar Phc | Centrifuge Machine ( 12 Tube ) | Model Not Available | 3000129144 | Functional | Others
58330 | Bhadasar Phc | Centrifuge Machine ( 12 Tube ) | Model Not Available | 3000129145 | Functional | Others
58331 | Mathura Das Mathur Hospital Jdh | Syringe Infusion Pump | Evadrop SP 300 | 14030743 | Functional | Others
58332 | Mathura Das Mathur Hospital Jdh | Defibrillator | MODEL NOT AVAILABLE | 10197001888 | Functional | Others
58333 | Sarda Phc | Syringe Needle Destroyer | Microsil - ND350 | 9643 | Functional | Others
58334 | Dheerwas Phc | Blood Bank Refrigerator | Model not available | 3000053105 | Functional | Others
58335 | Setellite Sethi Colony Satellite | Hemoglobin Analyzer | Model not available | 1303813007 | Functional | Others
58336 | Khejroli Phc | Fetal Doppler | MODEL NOT AVAILABLE | 3000222412 | Functional | Others
58337 | Kurdaya Phc | SPHYGMOMANOMETER(BP APPRATUS) | MODEL NOT AVAILABLE | 2000036292 | Functional | Others
58338 | Baiy Phc | Syringe Needle Destroyer | Model not available | 3000053072 | Functional | Others
58339 | Baiy Phc | Syringe Needle Destroyer | Model not available | 3000053066 | Functional | Others
58340 | Baiy Phc | Syringe Needle Destroyer | Model not available | 3000053070 | Functional | Others
58341 | Kuchil Phc | Glucometer | Model not available | 3000222938 | Functional | Metro Traiding Corporation
58342 | Baiy Phc | SPHYGMOMANOMETER(BP APPRATUS) | MODEL NOT AVAILABLE | 3000053069 | Functional | Others
58343 | Baiy Phc | SPHYGMOMANOMETER(BP APPRATUS) | MODEL NOT AVAILABLE | 3000053071 | Functional | Others
58344 | Chainpur Beriya Phc | Centrifuge Machine ( 4 Tube ) | Model not available | 3000138462 | Functional | Others
58345 | D B Government Hospital Churu Dh | Pulse Oxymeter | Model Not Available | 2000029947 | Functional | Others
58346 | D B Government Hospital Churu Dh | Pulse Oxymeter | Model Not Available | 2000029948 | Functional | Others
58347 | D B Government Hospital Churu Dh | Pulse Oxymeter | Model Not Available | 2000029949 | Functional | Others
58348 | Kuchil Phc | Binocular Microscope | Model Not Available | 3000222941 | Functional | Others
58349 | Garnawad Phc | SPHYGMOMANOMETER(BP APPRATUS) | MODEL NOT AVAILABLE | 98137380 | Functional | Others
58350 | Chainpur Beriya Phc | Binocular Microscope | Model Not Available | 3000138463 | Functional | Others
58351 | Sarda Phc | SPHYGMOMANOMETER(BP APPRATUS) | MODEL NOT AVAILABLE | 17199 | Functional | Others
58352 | Saipau Chc | Binocular Microscope | Model Not Available | 3000242008 | Functional | Cmho Supply
58353 | Saipau Chc | Binocular Microscope | Model Not Available | 3000242009 | Functional | Cmho Supply
58354 | Kalwar Phc | Centrifuge Machine ( 4 Tube ) | Model not available | 3000086946 | Functional | Others
58355 | Sirsala Phc | SPHYGMOMANOMETER(BP APPRATUS) | MODEL NOT AVAILABLE | 3000053719 | Functional | Others
58356 | Sirsala Phc | SPHYGMOMANOMETER(BP APPRATUS) | MODEL NOT AVAILABLE | 3000053731 | Functional | Others
58357 | Sirsala Phc | SPHYGMOMANOMETER(BP APPRATUS) | MODEL NOT AVAILABLE | 3000053734 | Functional | Others
58358 | Kalwar Phc | Instrument Sterilizer | Model Not Available | 3000086952 | Functional | Others
58359 | Kalwar Phc | Instrument Sterilizer | Model Not Available | 3000086953 | Functional | Others
58360 | Saipau Chc | Hot Air Oven | Model not available | 3000242016 | Functional | Others
58361 | Sarda Phc | Suction Machine | Model Not Available | 3000206429 | Functional | Others
58362 | Mathura Das Mathur Hospital Jdh | Hydraulic Operation Table | MODEL NOT AVAILABLE | 3000117690 | Functional | Others
58363 | Sarda Phc | Ice lined refrigerator | Model Not Available | 3000206423 | Functional | Others
58364 | Mishroli Phc | Glucometer | Model not available | SAWWVF82 | Functional | Others
58365 | Mishroli Phc | Suction Machine | Model Not Available | 3000206007 | Functional | Others
58366 | Sirpoi Phc | Syringe Needle Destroyer | Model not available | 3000206690 | Functional | Others
58367 | Basai Nawab Chc | SPHYGMOMANOMETER(BP APPRATUS) | MODEL NOT AVAILABLE | 98135193 | Non Functional Not Repairable | Others
58368 | Basai Nawab Chc | Hemoglobin meter | Model Not Available | 345 | Functional | Others
58369 | Basai Nawab Chc | Hemoglobin meter | Model Not Available | 3000242050 | Functional | Others
58370 | Basai Nawab Chc | Hot Air Oven | Model not available | 3000242042 | Functional | Others
58371 | Basai Nawab Chc | Incubator | MODEL NOT AVAILABLE | 3000242043 | Functional | Others
58372 | Basai Nawab Chc | Centrifuge Machine ( 8 Tube) | Model Not Available | 3000242044 | Functional | Others
58373 | Basai Nawab Chc | Binocular Microscope | Model Not Available | 3000242047 | Functional | Others
58374 | Basai Nawab Chc | Semi Automated Chemistry Analyzer | Model not Available | 3000242048 | Functional | Others
58375 | Basai Nawab Chc | Syringe Needle Destroyer | Model not available | 725138 | Functional | Others
58376 | Basai Nawab Chc | Baby Weighing Machine | Model Not Available | 3000242052 | Functional | Others
58377 | Basai Nawab Chc | Radiant Heat Warmer | Model Not Available | 3000242054 | Functional | Others
58378 | Sirpoi Phc | Syringe Needle Destroyer | Nulife - Dots | 3000206381 | Functional | Others
58379 | Basai Nawab Chc | 300mA X-Ray Machine | Model not available | 3000242055 | Functional | Others
58380 | Jail Dispensary Dholpur | Weighing Machine | MODEL NOT AVAILABLE | 200002081 | Functional | Others
58381 | Chitri Phc | Hemoglobin meter | Model Not Available | 3000265541 | Functional | Others
58382 | Akalera Chc | Instrument Sterilizer | Model Not Available | 3000206862 | Functional | Atlas Surgical Company
58383 | Kshireshwar Phc | Binocular Microscope | Model Not Available | 3000265523 | Functional | Others
58384 | Akalera Chc | Ice lined refrigerator | HBC-70 | BEo581E0100B29770174 | Functional | Others
58385 | Sadar Hospital Dholpur Dh | Centrifuge Machine ( 8 Tube) | REMI - R 8C | 3000218147 | Functional | Remi Electrotechnik Ltd
58386 | Sadar Hospital Dholpur Dh | Centrifuge Machine ( 8 Tube) | REMI - R 8C | 2000046952 | Functional | Remi Electrotechnik Ltd
58387 | Jk Lone Hospital Jaipur | Multi-Para Monitor | Model not available | AQ430029 | Non Functional Not Repairable | Others
58388 | Karanikot Phc | Weighing Machine | MODEL NOT AVAILABLE | 30002229717 | Functional | Others
58389 | Karanikot Phc | Freezes | MODEL NOT AVAILABLE | 30002229718 | Functional | Others
58390 | Daoudsar Phc | Centrifuge Machine ( 12 Tube ) | Model Not Available | 3000121005 | Functional | Others
58391 | Daoudsar Phc | Centrifuge Machine ( 12 Tube ) | Model Not Available | 3000121007 | Functional | Others
58392 | Daoudsar Phc | Centrifuge Machine ( 12 Tube ) | Model Not Available | 3000121013 | Functional | Others
58393 | Daoudsar Phc | Centrifuge Machine ( 12 Tube ) | Model Not Available | 3000121015 | Functional | Others
58394 | Daoudsar Phc | Centrifuge Machine ( 12 Tube ) | Model Not Available | 3000121008 | Functional | Others
58395 | City Dispensary Gadhimaliyal | Blood Bank Refrigerator | Model not available | 3000222922 | Functional | Others
58396 | Saipau Chc | SPHYGMOMANOMETER(BP APPRATUS) | MODEL NOT AVAILABLE | 3000242020 | Functional | Others
58397 | Ghad Phc | Hemoglobin meter | Model Not Available | 3000080308 | Functional | Others
58398 | Rishabhdev Chc | Radiant Heat Warmer | Zeal - RHW 2101A | 3000205432 | Functional | Zeal Medical Pvt Ltd
58399 | Satellite Chb Jodhpur | Dental Chair Unit | Model Not Available | 3000049181 | Functional | Others
58400 | Jk Lone Hospital Jaipur | Nebulizer | MODEL NOT AVAILABLE | 3000222332 | Non Functional Repairable | Others
58401 | Sursura Phc Ajmer | Radiant Heat Warmer | Zeal - RHW 2101A | 3000222494 | Functional | Others
58402 | Rishabhdev Chc | VDRL Rotator (Rotor and Shaker) | Yorco - YSI 148 | 510660 | Functional | Yorco Sales Pvt Ltd
58403 | Karanikot Phc | Baby Weighing Machine | Model Not Available | 3000280460 | Functional | Others
58404 | Rishabhdev Chc | Centrifuge Machine ( 4 Tube ) | Remi 4C | 3000205449 | Functional | Remi Electrotechnik Ltd
58405 | Rawatsar Chc | Anesthesia Machine | Jupiter 200 | 3000044530 | Functional | Others
58406 | Bhadasar Phc | Instrument Sterilizer | Model Not Available | 3000129155 | Functional | Others
58407 | Bhadasar Phc | Instrument Sterilizer | Model Not Available | 3000129156 | Functional | Others
58408 | Saipau Chc | Ventilator | Model Not Available | 3000242035 | Functional | Others
58409 | Kabra Phc | Freezes | MODEL NOT AVAILABLE | 3000080138 | Functional | Others
58410 | Rishabhdev Chc | Blood Bank Refrigerator | Model not available | 927 | Functional | Others
58411 | Kabra Phc | Binocular Microscope | Model Not Available | 3000080139 | Functional | Others
58412 | City Dispensary Gadhimaliyal | Hemoglobin meter | Model Not Available | 3000222932 | Functional | Others
58413 | Jln Central Store Medical College | Phototherepy Unit | MODEL NOT AVAILABLE | NRHM/P9-108 | Functional | Others
58414 | Samod Chc | Baby Weighing Machine | Model Not Available | 3000222785 | Functional | Others
58415 | Todabhim Chc | Spot Light ( Portable ) | Model Not Available | 3000138774 | Functional | Others
58416 | Kabra Phc | Hemoglobin meter | Model Not Available | 3000080141 | Functional | Others
58417 | Satelite Hospital Hiran Magri Sec 5 Udaipur | O.T. Light Single Dome | MODEL NOT AVAILABLE | 3000043293 | Functional | Others
58418 | Sadar Hospital Dholpur Dh | 300mA X-Ray Machine | Model not available | 3000218065 | Functional | Others
58419 | Bagri Phc | Glucometer | Model not available | 1011A006060 | Functional | Others
58420 | Chandanpura Phc Bharatpur | Sahlis HB Meter | Model not available | 3000265797 | Functional | Others
58421 | Jk Lone Hospital Jaipur | Pulse Oxymeter | Model Not Available | 170280693 | Non Functional Repairable | Others
58422 | Jk Lone Hospital Jaipur | Pulse Oxymeter | Model Not Available | FMUY00887 | Non Functional Repairable | Others
58423 | Jk Lone Hospital Jaipur | Pulse Oxymeter | Model Not Available | FMUY01109 | Non Functional Repairable | Others
58424 | Nagla Kalyanpur Phc Bharatpur | Freezes | MODEL NOT AVAILABLE | 3000265834 | Functional | Others
58425 | Nagla Kalyanpur Phc Bharatpur | Freezes | MODEL NOT AVAILABLE | 3000265835 | Functional | Others
58426 | Bisalpur Phc | Weighing Machine | MODEL NOT AVAILABLE | 3000265935 | Functional | Others
58427 | Chandanpura Phc Bharatpur | Freezes | MODEL NOT AVAILABLE | 30002695796 | Functional | Others
58428 | Chandanpura Phc Bharatpur | Ice lined refrigerator | Model Not Available | 3000265795 | Functional | Others
58429 | Newai Chc | Glucometer | Model not available | 1.013e+120 | Functional | Others
58430 | Newai Chc | Hemoglobin meter | Model Not Available | 3000080221 | Functional | Others
58431 | Purohit Ji Ki Tapri Phc Kota | Freezes | MODEL NOT AVAILABLE | 3000265504 | Functional | Others
58432 | Sangria Phc | Hemoglobin meter | Model Not Available | 3000206673 | Functional | Others
58433 | Somka Phc | Incubator | MODEL NOT AVAILABLE | 3000265759 | Functional | Others
58434 | Somka Phc | Binocular Microscope | Excel Plus | 3000265760 | Functional | Others
58435 | Chavand Phc | SPHYGMOMANOMETER(BP APPRATUS) | MODEL NOT AVAILABLE | 3000204222 | Functional | Others
58436 | Somka Phc | Freezes | MODEL NOT AVAILABLE | 3000265769 | Functional | Others
58437 | Somka Phc | Blood Bank Refrigerator | Model not available | 3000265770 | Functional | Others
58438 | Choti Sarva Phc | Binocular Microscope | Excel Plus | 30002229434 | Functional | Others
58439 | Baleba Phc Barmer | Binocular Microscope | Model Not Available | 3000265599 | Functional | Others
58440 | Khanpur Chc | Oxygen Concentrator | Model Not Available | AXTCOB4888 | Functional | Others
58441 | Mandwa Phc | Centrifuge Machine ( 8 Tube) | Model Not Available | 3000205587 | Functional | Others
58442 | Jaipuria Hospital Dh | Syringe Infusion Pump | Allied - Syrn 200 | BY-13SYSU090035 | Functional | Alleid Medical Limited
58443 | Rawatsar Chc | Instrument Sterilizer | Model Not Available | 3000044538 | Functional | Others
58444 | Jk Lone Hospital Jaipur | SPHYGMOMANOMETER(BP APPRATUS) | Pagoda | 302388 | Functional | Others
58445 | Rishabhdev Chc | Oxygen Concentrator | BPL - OG 4203 | 3000205455 | Functional | Bpl Medical Technologies
58446 | Samod Chc | Centrifuge Machine ( 8 Tube) | Model Not Available | 3000222776 | Functional | Others
58447 | City Dispensary Housing Board Ksg | Weighing Machine | MODEL NOT AVAILABLE | 3000222916 | Functional | Others
58448 | Mathura Das Mathur Hospital Jdh | Monocular Microscope | Model not available | 3000117689 | Functional | Others
58449 | Maroth Chc | Baby Weighing Machine | Model Not Available | 8050 | Functional | Others
58450 | Maroth Chc | Baby Weighing Machine | Model Not Available | 8051 | Functional | Others
58451 | Maroth Chc | Baby Weighing Machine | Model Not Available | 8052 | Functional | Others
58452 | Karanikot Phc | Autoclave | Model not available | 3000280440 | Functional | Others
58453 | Rawatsar Chc | Syringe Infusion Pump | Model not available | 1204114.5ST12 | Functional | Rhsdp Supply
58454 | Rawatsar Chc | Syringe Infusion Pump | Model not available | 1204114.5ST11 | Functional | Rhsdp Supply
58455 | Rawatsar Chc | Syringe Infusion Pump | Model not available | 12041145ST13 | Functional | Rhsdp Supply
58456 | Rawatsar Chc | Syringe Infusion Pump | Model not available | 2803114.55STO3 | Functional | Rhsdp Supply
58457 | Sarda Phc | Ice lined refrigerator | MK - 142 | 3000206424 | Functional | Others
58458 | Sarda Phc | Syringe Needle Destroyer | Microsil - ND350 | 9493 | Functional | Others
58459 | Gov. Hospital, Sujangarh Sdh | ECG Machine (Single Channel) | Model Not Available | 3000129067 | Functional | Others
58460 | Gov. Hospital, Sujangarh Sdh | ECG Machine (Single Channel) | Model Not Available | 3000129068 | Functional | Others
58461 | Bhadra Chc | Blood Bank Refrigerator | Model not available | 8014408 | Non Functional Not Repairable | Remi Electrotechnik Ltd
58462 | Bhadra Chc | Centrifuge Machine ( 4 Tube ) | Remi 4C | FOLO-4733 | Functional | Remi Electrotechnik Ltd
58463 | Bhadra Chc | Baby Weighing Machine | Model Not Available | 2000037836 | Functional | Others
58464 | Bhakrod Phc | Baby Weighing Machine | Model Not Available | 2000036892 | Functional | Others
58465 | Bhadra Chc | Pulse Oxymeter | Model Not Available | 2000037839 | Functional | Bpl Medical Technologies
58466 | Jk Lone Hospital Jaipur | Bi-pap Machine | MODEL NOT AVAILABLE | c10057024d084 | Functional | Others
58467 | Bhadra Chc | Fetal Doppler | ND - 102 | 2000037840 | Functional | Others
58468 | Jawas Phc | Centrifuge Machine ( 8 Tube) | Model Not Available | 3000205720 | Functional | Others
58469 | General Hospital Sawai Madhopur Dh | Freezes | MODEL NOT AVAILABLE | 17692 | Functional | Others
58470 | Chc Badrel | Centrifuge Machine ( 4 Tube ) | Model not available | 30002229446 | Functional | Others
58471 | Falwa Phc Banswara | SPHYGMOMANOMETER(BP APPRATUS) | MODEL NOT AVAILABLE | 30002229474 | Functional | Others
58472 | Pallu Phc | Blood Bank Refrigerator | Model not available | 30002229430 | Functional | Others
58473 | Baleba Phc Barmer | Radiant Heat Warmer | Model Not Available | 3000265606 | Functional | Others
58474 | Falwa Phc Banswara | Ice lined refrigerator | Model Not Available | 30002229478 | Functional | Others
58475 | Falwa Phc Banswara | Ice lined refrigerator | Model Not Available | 30002229479 | Functional | Others
58476 | Chc Badrel | Binocular Microscope | Model Not Available | 30002228646 | Functional | Others
58477 | Jk Lone Hospital Jaipur | Binocular Microscope | Model Not Available | 3000085557 | Functional | Others
58478 | Jk Lone Hospital Jaipur | Binocular Microscope | Model Not Available | 3000085558 | Functional | Others
58479 | Lilawali Phc Hanumangarh | Weighing Machine | MODEL NOT AVAILABLE | 30002229413 | Functional | Others
58480 | City Dispensary Bhopalpura | Weighing Machine | MODEL NOT AVAILABLE | 3000043682 | Functional | Others